NJSTRE1545384816 | NJSRRE1544347736 | Transition Incentive Program | Bridgeton | 8302 | 20 | 7.67 | Residential | Yes | Behind the Meter | Net-metered residential rooftop and canopy |  | None | Bright Planet Solar | AC Electric | Accepted | 2020-02-03 | 2020-02-06 | 2021-10-30 | TRINA SOLAR | TSM-DD05A.05(II) 295 | Solar Panels |  | 0.295 | 5 | 266 | 18 |  | Fixed | Roof
NJSTRE1545384816 | NJSRRE1544347736 | Transition Incentive Program | Bridgeton | 8302 | 20 | 7.67 | Residential | Yes | Behind the Meter | Net-metered residential rooftop and canopy |  | None | Bright Planet Solar | AC Electric | Accepted | 2020-02-03 | 2020-02-06 | 2021-10-30 | TRINA SOLAR | TSM-DD05A.05(II) 295 | Solar Panels |  | 0.295 | 21 | 86 | 18 |  | Fixed | Roof
NJSTRE1545384817 | NJSRRE1543500287 | Transition Incentive Program | Bloomfield | 7003 | 9 | 5.04 | Residential | Yes | Behind the Meter | Net-metered residential rooftop and canopy |  | None | Vivint Solar Developer, LLC | PSE&G | Accepted | 2019-12-09 | 2019-12-10 | 2021-10-30 | SolarEdge | SE3800H-US | Inverters | 3800 |  | 1 |  |  | 0.992 |  | Outdoor | Near the Utility Meter
NJSTRE1545384817 | NJSRRE1543500287 | Transition Incentive Program | Bloomfield | 7003 | 9 | 5.04 | Residential | Yes | Behind the Meter | Net-metered residential rooftop and canopy |  | None | Vivint Solar Developer, LLC | PSE&G | Accepted | 2019-12-09 | 2019-12-10 | 2021-10-30 | HANWHA SOLAR | Q.PEAK BLK-G5 315 | Solar Panels |  | 0.315 | 2 | 291 | 17 |  | Fixed | Roof
NJSTRE1545384817 | NJSRRE1543500287 | Transition Incentive Program | Bloomfield | 7003 | 9 | 5.04 | Residential | Yes | Behind the Meter | Net-metered residential rooftop and canopy |  | None | Vivint Solar Developer, LLC | PSE&G | Accepted | 2019-12-09 | 2019-12-10 | 2021-10-30 | HANWHA SOLAR | Q.PEAK BLK-G5 315 | Solar Panels |  | 0.315 | 2 | 111 | 17 |  | Fixed | Roof
NJSTRE1545384817 | NJSRRE1543500287 | Transition Incentive Program | Bloomfield | 7003 | 9 | 5.04 | Residential | Yes | Behind the Meter | Net-metered residential rooftop and canopy |  | None | Vivint Solar Developer, LLC | PSE&G | Accepted | 2019-12-09 | 2019-12-10 | 2021-10-30 | HANWHA SOLAR | Q.PEAK BLK-G5 315 | Solar Panels |  | 0.315 | 5 | 201 | 9 |  | Fixed | Roof
NJSTRE1545384817 | NJSRRE1543500287 | Transition Incentive Program | Bloomfield | 7003 | 9 | 5.04 | Residential | Yes | Behind the Meter | Net-metered residential rooftop and canopy |  | None | Vivint Solar Developer, LLC | PSE&G | Accepted | 2019-12-09 | 2019-12-10 | 2021-10-30 | HANWHA SOLAR | Q.PEAK BLK-G5 315 | Solar Panels |  | 0.315 | 7 | 21 | 9 |  | Fixed | Roof
NJSTRE1545384818 | NJSRRE1544512009 | Transition Incentive Program | Stockton | 8559 | 4 | 10.01 | Residential | Yes | Behind the Meter | Behind the Meter |  | None | Sunrun Installation Services, Inc. | JCP&L | Eligible for TI Program | 2020-02-20 | 2020-02-24 | 2021-10-30 | Enphase Energy | IQ7PLUS-72-x-US (240V) | Inverters | 290 |  | 29 |  |  | 0.96 |  | Outdoor | Rooftop
NJSTRE1545384818 | NJSRRE1544512009 | Transition Incentive Program | Stockton | 8559 | 4 | 10.01 | Residential | Yes | Behind the Meter | Behind the Meter |  | None | Sunrun Installation Services, Inc. | JCP&L | Eligible for TI Program | 2020-02-20 | 2020-02-24 | 2021-10-30 | LG Electronics | LG345N1C-V5 | Solar Panels |  | 0.345 | 3 | 267 | 27 |  | Fixed | Roof
NJSTRE1545384818 | NJSRRE1544512009 | Transition Incentive Program | Stockton | 8559 | 4 | 10.01 | Residential | Yes | Behind the Meter | Behind the Meter |  | None | Sunrun Installation Services, Inc. | JCP&L | Eligible for TI Program | 2020-02-20 | 2020-02-24 | 2021-10-30 | LG Electronics | LG345N1C-V5 | Solar Panels |  | 0.345 | 1 | 176 | 40 |  | Fixed | Roof
NJSTRE1545384818 | NJSRRE1544512009 | Transition Incentive Program | Stockton | 8559 | 4 | 10.01 | Residential | Yes | Behind the Meter | Behind the Meter |  | None | Sunrun Installation Services, Inc. | JCP&L | Eligible for TI Program | 2020-02-20 | 2020-02-24 | 2021-10-30 | LG Electronics | LG345N1C-V5 | Solar Panels |  | 0.345 | 25 | 263 | 40 |  | Fixed | Roof
NJSTRE1545384820 | NJSRRE1544501829 | Transition Incentive Program | East Orange | 7018 | 9 | 3.41 | Residential | No | Behind the Meter | Behind the Meter |  | None | Sunrun Installation Services, Inc. | PSE&G | Eligible for TI Program | 2020-02-19 | 2020-02-24 | 2021-10-30 | LG Chem | RESU 10H SEG | Electric Storage Battery |  |  | 1 |  |  |  | Lithium Ion |  | outside
NJSTRE1545384820 | NJSRRE1544501829 | Transition Incentive Program | East Orange | 7018 | 9 | 3.41 | Residential | No | Behind the Meter | Behind the Meter |  | None | Sunrun Installation Services, Inc. | PSE&G | Eligible for TI Program | 2020-02-19 | 2020-02-24 | 2021-10-30 | SolarEdge Technologies | SE3800A-USS2RGM | Inverters | 3800 |  | 1 |  |  | 0.96 |  | Outdoor | Next To Meter
NJSTRE1545384820 | NJSRRE1544501829 | Transition Incentive Program | East Orange | 7018 | 9 | 3.41 | Residential | No | Behind the Meter | Behind the Meter |  | None | Sunrun Installation Services, Inc. | PSE&G | Eligible for TI Program | 2020-02-19 | 2020-02-24 | 2021-10-30 | REC Solar | REC310TP2M | Solar Panels |  | 0.31 | 11 | 195 | 43 |  | Fixed | Roof
NJSTRE1545384821 | NJSRRE1544473229 | Transition Incentive Program | Mannington | 8079 | 16 | 8.99 | Residential | No | Behind the Meter | Behind the Meter |  | None | Sunrun Installation Services, Inc. | AC Electric | Eligible for TI Program | 2020-02-19 | 2020-02-24 | 2021-10-30 | Delta Electronics | M8-TL-US | Inverters | 7680 |  | 1 |  |  | 0.96 |  | Outdoor | Next To Meter
NJSTRE1545384821 | NJSRRE1544473229 | Transition Incentive Program | Mannington | 8079 | 16 | 8.99 | Residential | No | Behind the Meter | Behind the Meter |  | None | Sunrun Installation Services, Inc. | AC Electric | Eligible for TI Program | 2020-02-19 | 2020-02-24 | 2021-10-30 | REC Solar | REC310TP2M | Solar Panels |  | 0.31 | 29 | 135 | 27 |  | Fixed | Roof
NJSTRE1545384822 | NJSRRE1544446724 | Transition Incentive Program | MOUNT HOLLY | 8060 | 13 | 8.32 | Residential | Yes | Behind the Meter | Net-metered residential rooftop and canopy |  | None | Vivint Solar Developer, LLC | PSE&G | Accepted | 2020-02-17 | 2020-02-18 | 2021-10-30 | SOLAREDGE | SE7600H-US | Inverters | 7600 |  | 1 |  |  | 0.992 |  | Outdoor | Near the Utility Meter
NJSTRE1545384822 | NJSRRE1544446724 | Transition Incentive Program | MOUNT HOLLY | 8060 | 13 | 8.32 | Residential | Yes | Behind the Meter | Net-metered residential rooftop and canopy |  | None | Vivint Solar Developer, LLC | PSE&G | Accepted | 2020-02-17 | 2020-02-18 | 2021-10-30 | JINKO SOLAR | JKM320M-60HBL | Solar Panels |  | 0.32 | 18 | 176 | 19 |  | Fixed | Roof
NJSTRE1545384822 | NJSRRE1544446724 | Transition Incentive Program | MOUNT HOLLY | 8060 | 13 | 8.32 | Residential | Yes | Behind the Meter | Net-metered residential rooftop and canopy |  | None | Vivint Solar Developer, LLC | PSE&G | Accepted | 2020-02-17 | 2020-02-18 | 2021-10-30 | JINKO SOLAR | JKM320M-60HBL | Solar Panels |  | 0.32 | 8 | 356 | 19 |  | Fixed | Roof
NJSTRE1545384823 | NJSRRE1544524631 | Transition Incentive Program | Montclair | 7042 | 9 | 3.72 | Residential | Yes | Behind the Meter | Behind the Meter |  | None | Sunrun Installation Services, Inc. | PSE&G | Eligible for TI Program | 2020-02-24 | 2020-02-27 | 2021-10-30 | Enphase Energy | IQ7-60-x-US (240V) | Inverters | 240 |  | 12 |  |  | 0.96 |  | Outdoor | Rooftop
NJSTRE1545384823 | NJSRRE1544524631 | Transition Incentive Program | Montclair | 7042 | 9 | 3.72 | Residential | Yes | Behind the Meter | Behind the Meter |  | None | Sunrun Installation Services, Inc. | PSE&G | Eligible for TI Program | 2020-02-24 | 2020-02-27 | 2021-10-30 | REC Solar | REC310TP2M | Solar Panels |  | 0.31 | 4 | 125 | 47 |  | Fixed | Roof
NJSTRE1545384823 | NJSRRE1544524631 | Transition Incentive Program | Montclair | 7042 | 9 | 3.72 | Residential | Yes | Behind the Meter | Behind the Meter |  | None | Sunrun Installation Services, Inc. | PSE&G | Eligible for TI Program | 2020-02-24 | 2020-02-27 | 2021-10-30 | REC Solar | REC310TP2M | Solar Panels |  | 0.31 | 3 | 35 | 45 |  | Fixed | Roof
NJSTRE1545384823 | NJSRRE1544524631 | Transition Incentive Program | Montclair | 7042 | 9 | 3.72 | Residential | Yes | Behind the Meter | Behind the Meter |  | None | Sunrun Installation Services, Inc. | PSE&G | Eligible for TI Program | 2020-02-24 | 2020-02-27 | 2021-10-30 | REC Solar | REC310TP2M | Solar Panels |  | 0.31 | 5 | 216 | 45 |  | Fixed | Roof
NJSTRE1545384824 | NJSRRE1544521923 | Transition Incentive Program | Rivervale | 7675 | 7 | 29.3 | Residential | Yes | Behind the Meter | Net-metered residential rooftop and canopy |  | None | Vision Solar LLC | PSE&G | Accepted | 2020-02-22 | 2020-02-25 | 2021-10-30 | enphase | iq7-60-2-us | Inverters | 0.25 |  | 93 |  |  | 0.96 |  | Other | behind panels
NJSTRE1545384824 | NJSRRE1544521923 | Transition Incentive Program | Rivervale | 7675 | 7 | 29.3 | Residential | Yes | Behind the Meter | Net-metered residential rooftop and canopy |  | None | Vision Solar LLC | PSE&G | Accepted | 2020-02-22 | 2020-02-25 | 2021-10-30 | hanwa qcells | qpeak duo g5 315 | Solar Panels |  | 0.315 | 44 | 263 | 23 |  | Fixed | Roof
NJSTRE1545384824 | NJSRRE1544521923 | Transition Incentive Program | Rivervale | 7675 | 7 | 29.3 | Residential | Yes | Behind the Meter | Net-metered residential rooftop and canopy |  | None | Vision Solar LLC | PSE&G | Accepted | 2020-02-22 | 2020-02-25 | 2021-10-30 | hanwa qcells | qpeak duo g5 315 | Solar Panels |  | 0.315 | 8 | 173 | 23 |  | Fixed | Roof
NJSTRE1545384824 | NJSRRE1544521923 | Transition Incentive Program | Rivervale | 7675 | 7 | 29.3 | Residential | Yes | Behind the Meter | Net-metered residential rooftop and canopy |  | None | Vision Solar LLC | PSE&G | Accepted | 2020-02-22 | 2020-02-25 | 2021-10-30 | hanwa qcells | qpeak duo g5 315 | Solar Panels |  | 0.315 | 33 | 83 | 23 |  | Fixed | Roof
NJSTRE1545384824 | NJSRRE1544521923 | Transition Incentive Program | Rivervale | 7675 | 7 | 29.3 | Residential | Yes | Behind the Meter | Net-metered residential rooftop and canopy |  | None | Vision Solar LLC | PSE&G | Accepted | 2020-02-22 | 2020-02-25 | 2021-10-30 | hanwa qcells | qpeak duo g5 315 | Solar Panels |  | 0.315 | 8 | 253 | 23 |  | Fixed | Roof
NJSTRE1545384825 | NJSRRE1544532789 | Transition Incentive Program | NORTH PLAINFIELD | 7060 | 10 | 7.63 | Residential | No | Behind the Meter | Behind the Meter |  | None | Infinity Solar Systems | PSE&G | Eligible for TI Program | 2020-02-25 | 2020-02-27 | 2021-10-30 | ENPHASE | IQ7-60-X-US | Inverters | 240 |  | 25 |  |  | 0.97 |  | Outside | MICROINVERTERS
NJSTRE1545384825 | NJSRRE1544532789 | Transition Incentive Program | NORTH PLAINFIELD | 7060 | 10 | 7.63 | Residential | No | Behind the Meter | Behind the Meter |  | None | Infinity Solar Systems | PSE&G | Eligible for TI Program | 2020-02-25 | 2020-02-27 | 2021-10-30 | TRINA | TSM-305DD05A.05(II) | Solar Panels |  | 0.305 | 16 | 130 | 35 |  | Fixed | Roof
NJSTRE1545384825 | NJSRRE1544532789 | Transition Incentive Program | NORTH PLAINFIELD | 7060 | 10 | 7.63 | Residential | No | Behind the Meter | Behind the Meter |  | None | Infinity Solar Systems | PSE&G | Eligible for TI Program | 2020-02-25 | 2020-02-27 | 2021-10-30 | TRINA | TSM-305DD05A.05(II) | Solar Panels |  | 0.305 | 9 | 310 | 35 |  | Fixed | Roof
NJSTRE1545384827 | NJSRRE1544152610 | Transition Incentive Program | Swedesboro | 8085 | 15 | 12.25 | Residential | Yes | Behind the Meter | Net-metered residential rooftop and canopy |  | None | SunPower Corporation, Systems | AC Electric | Accepted | 2020-01-09 | 2020-01-14 | 2021-10-30 | SUNPOWER | SPR-X21-350-BLK-E-AC | Inverters | 320 |  | 35 |  |  | 0.96 |  | Other | under each panel
NJSTRE1545384827 | NJSRRE1544152610 | Transition Incentive Program | Swedesboro | 8085 | 15 | 12.25 | Residential | Yes | Behind the Meter | Net-metered residential rooftop and canopy |  | None | SunPower Corporation, Systems | AC Electric | Accepted | 2020-01-09 | 2020-01-14 | 2021-10-30 | SUNPOWER | SPR-X21-350-BLK-E-AC | Solar Panels |  | 0.35 | 35 | 58 | 34 |  | Fixed | Roof
NJSTRE1545384828 | NJSRRE1543827007 | Transition Incentive Program | Clayton | 8312 | 15 | 11.12 | Residential | Yes | Behind the Meter | Net-metered residential rooftop and canopy |  | None | Seabright Solar | AC Electric | Accepted |  | 2020-01-27 | 2021-10-30 | Sunpower | SPR-E20-327 | Inverters | 0.32 |  | 34 |  |  | 0.99 |  | Outside | Roof
NJSTRE1545384828 | NJSRRE1543827007 | Transition Incentive Program | Clayton | 8312 | 15 | 11.12 | Residential | Yes | Behind the Meter | Net-metered residential rooftop and canopy |  | None | Seabright Solar | AC Electric | Accepted |  | 2020-01-27 | 2021-10-30 | Sunpower | SPR-E20-327 | Solar Panels |  | 0.327 | 20 | 168 | 18 |  | Fixed | Roof
NJSTRE1545384828 | NJSRRE1543827007 | Transition Incentive Program | Clayton | 8312 | 15 | 11.12 | Residential | Yes | Behind the Meter | Net-metered residential rooftop and canopy |  | None | Seabright Solar | AC Electric | Accepted |  | 2020-01-27 | 2021-10-30 | Sunpower | SPR-E20-327 | Solar Panels |  | 0.327 | 14 | 348 | 18 |  | Fixed | Roof
NJSTRE1545384829 | NJSRRE1543467715 | Transition Incentive Program | Morristown | 7960 | 3 | 4.93 | Residential | Yes | Behind the Meter | Behind the Meter |  | None | Sunrun Installation Services, Inc. | JCP&L | Eligible for TI Program | 2019-12-02 | 2019-12-05 | 2021-10-30 | Enphase Energy | IQ7-60-x-US (240V) | Inverters | 240 |  | 17 |  |  | 0.96 |  | Outdoor | Rooftop
NJSTRE1545384829 | NJSRRE1543467715 | Transition Incentive Program | Morristown | 7960 | 3 | 4.93 | Residential | Yes | Behind the Meter | Behind the Meter |  | None | Sunrun Installation Services, Inc. | JCP&L | Eligible for TI Program | 2019-12-02 | 2019-12-05 | 2021-10-30 | REC Solar | REC290TP2 BLK | Solar Panels |  | 0.29 | 17 | 141 | 34 |  | Fixed | Roof
NJSTRE1545384831 | NJSRRE1543481103 | Transition Incentive Program | RARITAN | 8869 | 5 | 3.47 | Residential | Yes | Behind the Meter | Net-metered residential rooftop and canopy |  | None | Vivint Solar Developer, LLC | PSE&G | Accepted | 2019-12-07 | 2019-12-09 | 2021-10-30 | Solar Edge | SE3800H-US | Inverters | 3800 |  | 1 |  |  | 0.992 |  | Outdoor | near the utility meter
NJSTRE1545384831 | NJSRRE1543481103 | Transition Incentive Program | RARITAN | 8869 | 5 | 3.47 | Residential | Yes | Behind the Meter | Net-metered residential rooftop and canopy |  | None | Vivint Solar Developer, LLC | PSE&G | Accepted | 2019-12-07 | 2019-12-09 | 2021-10-30 | Hanwha Solar | Q.PEAK BLK-G5 315 | Solar Panels |  | 0.315 | 8 | 264 | 44 |  | Fixed | Roof
NJSTRE1545384831 | NJSRRE1543481103 | Transition Incentive Program | RARITAN | 8869 | 5 | 3.47 | Residential | Yes | Behind the Meter | Net-metered residential rooftop and canopy |  | None | Vivint Solar Developer, LLC | PSE&G | Accepted | 2019-12-07 | 2019-12-09 | 2021-10-30 | Hanwha Solar | Q.PEAK BLK-G5 315 | Solar Panels |  | 0.315 | 3 | 84 | 16 |  | Fixed | Roof
NJSTRE1545384832 | NJSRRE1543474604 | Transition Incentive Program | BELLE MEAD | 8502 | 5 | 14.07 | Residential | No | Behind the Meter | Behind the Meter |  | None | Infinity Solar Systems | PSE&G | Eligible for TI Program | 2019-12-03 | 2019-12-05 | 2021-10-30 | ENPHASE | IQ7-60-X-US | Inverters | 240 |  | 42 |  |  | 0.97 |  | Outside | MICROINVERTERS
NJSTRE1545384832 | NJSRRE1543474604 | Transition Incentive Program | BELLE MEAD | 8502 | 5 | 14.07 | Residential | No | Behind the Meter | Behind the Meter |  | None | Infinity Solar Systems | PSE&G | Eligible for TI Program | 2019-12-03 | 2019-12-05 | 2021-10-30 | LG | LG335N1K-V5 | Solar Panels |  | 0.335 | 12 | 118 | 30 |  | Fixed | Roof
NJSTRE1545384832 | NJSRRE1543474604 | Transition Incentive Program | BELLE MEAD | 8502 | 5 | 14.07 | Residential | No | Behind the Meter | Behind the Meter |  | None | Infinity Solar Systems | PSE&G | Eligible for TI Program | 2019-12-03 | 2019-12-05 | 2021-10-30 | LG | LG335N1K-V5 | Solar Panels |  | 0.335 | 30 | 118 | 30 |  | Fixed | Roof
NJSTRE1545384834 | NJSRRE1544144199 | Transition Incentive Program | Wayne | 7470 | 6 | 8.19 | Residential | Yes | Behind the Meter | Net-metered residential rooftop and canopy |  | None | Vivint Solar Developer, LLC | PSE&G | Accepted | 2020-01-08 | 2020-01-13 | 2021-10-30 | SOLAREDGE | SE7600H-US | Inverters | 7600 |  | 1 |  |  | 0.992 |  | Outdoor | Near the Utility Meter
NJSTRE1545384834 | NJSRRE1544144199 | Transition Incentive Program | Wayne | 7470 | 6 | 8.19 | Residential | Yes | Behind the Meter | Net-metered residential rooftop and canopy |  | None | Vivint Solar Developer, LLC | PSE&G | Accepted | 2020-01-08 | 2020-01-13 | 2021-10-30 | HANWHA SOLAR | Q.PEAK BLK-G5 315 | Solar Panels |  | 0.315 | 17 | 59 | 13 |  | Fixed | Roof
NJSTRE1545384834 | NJSRRE1544144199 | Transition Incentive Program | Wayne | 7470 | 6 | 8.19 | Residential | Yes | Behind the Meter | Net-metered residential rooftop and canopy |  | None | Vivint Solar Developer, LLC | PSE&G | Accepted | 2020-01-08 | 2020-01-13 | 2021-10-30 | HANWHA SOLAR | Q.PEAK BLK-G5 315 | Solar Panels |  | 0.315 | 4 | 329 | 44 |  | Fixed | Roof
NJSTRE1545384834 | NJSRRE1544144199 | Transition Incentive Program | Wayne | 7470 | 6 | 8.19 | Residential | Yes | Behind the Meter | Net-metered residential rooftop and canopy |  | None | Vivint Solar Developer, LLC | PSE&G | Accepted | 2020-01-08 | 2020-01-13 | 2021-10-30 | HANWHA SOLAR | Q.PEAK BLK-G5 315 | Solar Panels |  | 0.315 | 5 | 239 | 45 |  | Fixed | Roof
NJSTRE1545384835 | NJSRRE1543853701 | Transition Incentive Program | Voorhees | 8043 | 14 | 5.99 | Residential | Yes | Behind the Meter | Net-metered residential rooftop and canopy |  | None | Vivint Solar Developer, LLC | PSE&G | Accepted | 2020-01-02 | 2020-01-06 | 2021-10-30 | SolarEdge Technologies | SE7600H-US | Inverters | 7600 |  | 1 |  |  | 0.992 |  | Outdoor | Near the utility meter
NJSTRE1545384835 | NJSRRE1543853701 | Transition Incentive Program | Voorhees | 8043 | 14 | 5.99 | Residential | Yes | Behind the Meter | Net-metered residential rooftop and canopy |  | None | Vivint Solar Developer, LLC | PSE&G | Accepted | 2020-01-02 | 2020-01-06 | 2021-10-30 | Hanwha Solar | Q.PEAK BLK-G5 315 | Solar Panels |  | 0.315 | 13 | 329 | 30 |  | Fixed | Roof
NJSTRE1545384835 | NJSRRE1543853701 | Transition Incentive Program | Voorhees | 8043 | 14 | 5.99 | Residential | Yes | Behind the Meter | Net-metered residential rooftop and canopy |  | None | Vivint Solar Developer, LLC | PSE&G | Accepted | 2020-01-02 | 2020-01-06 | 2021-10-30 | Hanwha Solar | Q.PEAK BLK-G5 315 | Solar Panels |  | 0.315 | 6 | 149 | 30 |  | Fixed | Roof
NJSTRE1545384837 | NJSRRE1544148099 | Transition Incentive Program | Rutherford | 7070 | 7 | 6.4 | Residential | No | Behind the Meter | Behind the Meter |  | None | Sunrun Installation Services, Inc. | PSE&G | Eligible for TI Program | 2020-01-08 | 2020-01-13 | 2021-10-30 | Enphase Energy | IQ7-60-x-US (240V) | Inverters | 240 |  | 20 |  |  | 0.96 |  | Outdoor | Rooftop
NJSTRE1545384837 | NJSRRE1544148099 | Transition Incentive Program | Rutherford | 7070 | 7 | 6.4 | Residential | No | Behind the Meter | Behind the Meter |  | None | Sunrun Installation Services, Inc. | PSE&G | Eligible for TI Program | 2020-01-08 | 2020-01-13 | 2021-10-30 | Hanwha Q-Cells | Q.PEAK DUO-G7 320 | Solar Panels |  | 0.32 | 19 | 210 | 41 |  | Fixed | Roof
NJSTRE1545384837 | NJSRRE1544148099 | Transition Incentive Program | Rutherford | 7070 | 7 | 6.4 | Residential | No | Behind the Meter | Behind the Meter |  | None | Sunrun Installation Services, Inc. | PSE&G | Eligible for TI Program | 2020-01-08 | 2020-01-13 | 2021-10-30 | Hanwha Q-Cells | Q.PEAK DUO-G7 320 | Solar Panels |  | 0.32 | 1 | 30 | 43 |  | Fixed | Roof
NJSTRE1545384838 | NJSRRE1544326535 | Transition Incentive Program | New Gretna | 8224 | 13 | 15.51 | Residential | No | Behind the Meter | Behind the Meter |  | None | Sunrun Installation Services, Inc. | AC Electric | Eligible for TI Program | 2020-01-29 | 2020-02-03 | 2021-10-30 | Delta Electronics | M5-TL-US | Inverters | 4800 |  | 1 |  |  | 0.96 |  | Outdoor | Next To Meter
NJSTRE1545384838 | NJSRRE1544326535 | Transition Incentive Program | New Gretna | 8224 | 13 | 15.51 | Residential | No | Behind the Meter | Behind the Meter |  | None | Sunrun Installation Services, Inc. | AC Electric | Eligible for TI Program | 2020-01-29 | 2020-02-03 | 2021-10-30 | Delta Electronics | M8-TL-US | Inverters | 7680 |  | 1 |  |  | 0.96 |  | Outdoor | Next To Meter
NJSTRE1545384838 | NJSRRE1544326535 | Transition Incentive Program | New Gretna | 8224 | 13 | 15.51 | Residential | No | Behind the Meter | Behind the Meter |  | None | Sunrun Installation Services, Inc. | AC Electric | Eligible for TI Program | 2020-01-29 | 2020-02-03 | 2021-10-30 | LG Electronics | LG330N1C-A5 | Solar Panels |  | 0.33 | 47 | 174 | 30 |  | Fixed | Roof
NJSTRE1545384840 | NJSRRE1544511939 | Transition Incentive Program | Blackwood | 8012 | 14 | 5.12 | Residential | Yes | Behind the Meter | Behind the Meter |  | None | Skyline Solar, LLC | PSE&G | Eligible for TI Program | 2020-02-20 | 2020-02-24 | 2021-10-30 | SolarEdge | SE3800H-US | Inverters | 3800 |  | 1 |  |  | 0.99 |  | Outside | within ten feet of meter
NJSTRE1545384840 | NJSRRE1544511939 | Transition Incentive Program | Blackwood | 8012 | 14 | 5.12 | Residential | Yes | Behind the Meter | Behind the Meter |  | None | Skyline Solar, LLC | PSE&G | Eligible for TI Program | 2020-02-20 | 2020-02-24 | 2021-10-30 | Hanwha Q-Cells | Q.PEAK DUO-G5 320 | Solar Panels |  | 0.32 | 16 | 164254 | 23 |  | Fixed | Roof
NJSTRE1545384841 | NJSRRE1544331655 | Transition Incentive Program | Hopatcong | 7843 | 1 | 7.13 | Residential | Yes | Behind the Meter | Behind the Meter |  | None | Sunrun Installation Services, Inc. | JCP&L | Eligible for TI Program | 2020-01-29 | 2020-02-03 | 2021-10-30 | Enphase Energy | IQ7-60-x-US (240V) | Inverters | 240 |  | 23 |  |  | 0.96 |  | Outdoor | Rooftop
NJSTRE1545384841 | NJSRRE1544331655 | Transition Incentive Program | Hopatcong | 7843 | 1 | 7.13 | Residential | Yes | Behind the Meter | Behind the Meter |  | None | Sunrun Installation Services, Inc. | JCP&L | Eligible for TI Program | 2020-01-29 | 2020-02-03 | 2021-10-30 | REC Solar | REC310TP2M | Solar Panels |  | 0.31 | 19 | 123 | 23 |  | Fixed | Roof
NJSTRE1545384841 | NJSRRE1544331655 | Transition Incentive Program | Hopatcong | 7843 | 1 | 7.13 | Residential | Yes | Behind the Meter | Behind the Meter |  | None | Sunrun Installation Services, Inc. | JCP&L | Eligible for TI Program | 2020-01-29 | 2020-02-03 | 2021-10-30 | REC Solar | REC310TP2M | Solar Panels |  | 0.31 | 4 | 303 | 23 |  | Fixed | Roof
NJSTRE1545384842 | NJSRRE1543823233 | Transition Incentive Program | union | 7083 | 10 | 11.05 | Residential | No | Behind the Meter | Behind the Meter |  | None | Maier Solar Engineering dba Solar Me | PSE&G | Eligible for TI Program | 2019-12-27 | 2020-01-02 | 2021-10-30 | Enphase | IQ7 | Inverters | 240 |  | 34 |  |  | 0.96 |  | Outdoor | Next to meter
NJSTRE1545384842 | NJSRRE1543823233 | Transition Incentive Program | union | 7083 | 10 | 11.05 | Residential | No | Behind the Meter | Behind the Meter |  | None | Maier Solar Engineering dba Solar Me | PSE&G | Eligible for TI Program | 2019-12-27 | 2020-01-02 | 2021-10-30 | Hanwha | Q.Cell DUO BLK-G5 | Solar Panels |  | 0.325 | 3 | 33 | 21 |  | Fixed | Roof
NJSTRE1545384842 | NJSRRE1543823233 | Transition Incentive Program | union | 7083 | 10 | 11.05 | Residential | No | Behind the Meter | Behind the Meter |  | None | Maier Solar Engineering dba Solar Me | PSE&G | Eligible for TI Program | 2019-12-27 | 2020-01-02 | 2021-10-30 | Hanwha | Q.Cell DUO BLK-G5 | Solar Panels |  | 0.325 | 14 | 213 | 21 |  | Fixed | Roof
NJSTRE1545384842 | NJSRRE1543823233 | Transition Incentive Program | union | 7083 | 10 | 11.05 | Residential | No | Behind the Meter | Behind the Meter |  | None | Maier Solar Engineering dba Solar Me | PSE&G | Eligible for TI Program | 2019-12-27 | 2020-01-02 | 2021-10-30 | Hanwha | Q.Cell DUO BLK-G5 | Solar Panels |  | 0.325 | 6 | 123 | 21 |  | Fixed | Roof
NJSTRE1545384842 | NJSRRE1543823233 | Transition Incentive Program | union | 7083 | 10 | 11.05 | Residential | No | Behind the Meter | Behind the Meter |  | None | Maier Solar Engineering dba Solar Me | PSE&G | Eligible for TI Program | 2019-12-27 | 2020-01-02 | 2021-10-30 | Hanwha | Q.Cell DUO BLK-G5 | Solar Panels |  | 0.325 | 8 | 123 | 11 |  | Fixed | Roof
NJSTRE1545384842 | NJSRRE1543823233 | Transition Incentive Program | union | 7083 | 10 | 11.05 | Residential | No | Behind the Meter | Behind the Meter |  | None | Maier Solar Engineering dba Solar Me | PSE&G | Eligible for TI Program | 2019-12-27 | 2020-01-02 | 2021-10-30 | Hanwha | Q.Cell DUO BLK-G5 | Solar Panels |  | 0.325 | 3 | 123 | 11 |  | Fixed | Roof
NJSTRE1545384845 | NJSRRE1544514319 | Transition Incentive Program | vineland | 8360 | 20 | 4.73 | Residential | Yes | Behind the Meter | Net-metered residential rooftop and canopy |  | None | Vision Solar LLC | Vineland Muni Electric | Accepted | 2020-02-21 | 2020-02-25 | 2021-10-30 | enphase | iq7-60-2-us | Inverters | 0.25 |  | 15 |  |  | 0.96 |  | Other | behind panels
NJSTRE1545384845 | NJSRRE1544514319 | Transition Incentive Program | vineland | 8360 | 20 | 4.73 | Residential | Yes | Behind the Meter | Net-metered residential rooftop and canopy |  | None | Vision Solar LLC | Vineland Muni Electric | Accepted | 2020-02-21 | 2020-02-25 | 2021-10-30 | hanwa qcells | qpeak duo g5 315 | Solar Panels |  | 0.315 | 15 | 184 | 34 |  | Fixed | Roof
NJSTRE1545384848 | NJSRRE1544524250 | Transition Incentive Program | Point Pleasant | 8742 | 18 | 21.78 | Residential | No | Behind the Meter | Net-metered residential rooftop and canopy |  | None | Whitman Construction, LLC | JCP&L | Accepted | 2020-03-05 | 2020-03-30 | 2021-10-30 | Enphase Energy | IQ7X-96-2-US | Inverters | 0.315 |  | 66 |  |  | 0.975 |  | Outside | roof
NJSTRE1545384848 | NJSRRE1544524250 | Transition Incentive Program | Point Pleasant | 8742 | 18 | 21.78 | Residential | No | Behind the Meter | Net-metered residential rooftop and canopy |  | None | Whitman Construction, LLC | JCP&L | Accepted | 2020-03-05 | 2020-03-30 | 2021-10-30 | Panasonic | VBHN330SA17 | Solar Panels |  | 0.33 | 66 | 180 | 0 |  | Fixed | Roof
NJSTRE1545384849 | NJSRRE1544331661 | Transition Incentive Program | Bloomfield | 7003 | 9 | 3.72 | Residential | No | Behind the Meter | Behind the Meter |  | None | Sunrun Installation Services, Inc. | PSE&G | Eligible for TI Program | 2020-01-29 | 2020-02-03 | 2021-10-30 | Delta Electronics | M4-TL-US | Inverters | 3840 |  | 1 |  |  | 0.96 |  | Outdoor | Next To Meter
NJSTRE1545384849 | NJSRRE1544331661 | Transition Incentive Program | Bloomfield | 7003 | 9 | 3.72 | Residential | No | Behind the Meter | Behind the Meter |  | None | Sunrun Installation Services, Inc. | PSE&G | Eligible for TI Program | 2020-01-29 | 2020-02-03 | 2021-10-30 | REC Solar | REC310TP2M | Solar Panels |  | 0.31 | 12 | 41 | 23 |  | Fixed | Roof
NJSTRE1545384852 | NJSRRE1544469580 | Transition Incentive Program | Hamilton Township | 8610 | 12 | 10.23 | Residential | Yes | Behind the Meter | Behind the Meter |  | None | Sunrun Installation Services, Inc. | PSE&G | Eligible for TI Program | 2020-02-18 | 2020-02-21 | 2021-10-30 | Enphase Energy | IQ7-60-x-US (240V) | Inverters | 240 |  | 33 |  |  | 0.96 |  | Outdoor | Rooftop
NJSTRE1545384852 | NJSRRE1544469580 | Transition Incentive Program | Hamilton Township | 8610 | 12 | 10.23 | Residential | Yes | Behind the Meter | Behind the Meter |  | None | Sunrun Installation Services, Inc. | PSE&G | Eligible for TI Program | 2020-02-18 | 2020-02-21 | 2021-10-30 | REC Solar | REC310TP2M | Solar Panels |  | 0.31 | 16 | 305 | 43 |  | Fixed | Roof
NJSTRE1545384852 | NJSRRE1544469580 | Transition Incentive Program | Hamilton Township | 8610 | 12 | 10.23 | Residential | Yes | Behind the Meter | Behind the Meter |  | None | Sunrun Installation Services, Inc. | PSE&G | Eligible for TI Program | 2020-02-18 | 2020-02-21 | 2021-10-30 | REC Solar | REC310TP2M | Solar Panels |  | 0.31 | 5 | 303 | 23 |  | Fixed | Roof
NJSTRE1545384852 | NJSRRE1544469580 | Transition Incentive Program | Hamilton Township | 8610 | 12 | 10.23 | Residential | Yes | Behind the Meter | Behind the Meter |  | None | Sunrun Installation Services, Inc. | PSE&G | Eligible for TI Program | 2020-02-18 | 2020-02-21 | 2021-10-30 | REC Solar | REC310TP2M | Solar Panels |  | 0.31 | 12 | 125 | 43 |  | Fixed | Roof
NJSTRE1545384853 | NJSRRE1544422876 | Transition Incentive Program | penns grove | 8069 | 16 | 7.04 | Residential | Yes | Behind the Meter | Net-metered residential rooftop and canopy |  | None | Vision Solar LLC | AC Electric | Accepted | 2020-02-10 | 2020-02-12 | 2021-10-30 | enphase | iq7-60-2-us | Inverters | 0.25 |  | 21 |  |  | 0.96 |  | Other | behind panels
NJSTRE1545384853 | NJSRRE1544422876 | Transition Incentive Program | penns grove | 8069 | 16 | 7.04 | Residential | Yes | Behind the Meter | Net-metered residential rooftop and canopy |  | None | Vision Solar LLC | AC Electric | Accepted | 2020-02-10 | 2020-02-12 | 2021-10-30 | lg solar | lg335n1k-v5 | Solar Panels |  | 0.335 | 21 | 209 | 21 |  | Fixed | Roof
NJSTRE1545384855 | NJSRRE1543425499 | Transition Incentive Program | North Bergen | 7047 | 8 | 7.25 | Residential | Yes | Behind the Meter | Net-metered residential rooftop and canopy |  | None | Suntuity Solar LLC | PSE&G | Accepted | 2019-11-20 | 2019-11-25 | 2021-10-30 | Enphase Energy | IQ7-60-2-US | Inverters | 240 |  | 23 |  |  | 0.97 |  | Outdoor | Behind the PV Modules
NJSTRE1545384855 | NJSRRE1543425499 | Transition Incentive Program | North Bergen | 7047 | 8 | 7.25 | Residential | Yes | Behind the Meter | Net-metered residential rooftop and canopy |  | None | Suntuity Solar LLC | PSE&G | Accepted | 2019-11-20 | 2019-11-25 | 2021-10-30 | Yingli Green Energy | YL315D-30b | Solar Panels |  | 0.315 | 3 | 118 | 23 |  | Fixed | Roof
NJSTRE1545384855 | NJSRRE1543425499 | Transition Incentive Program | North Bergen | 7047 | 8 | 7.25 | Residential | Yes | Behind the Meter | Net-metered residential rooftop and canopy |  | None | Suntuity Solar LLC | PSE&G | Accepted | 2019-11-20 | 2019-11-25 | 2021-10-30 | Yingli Green Energy | YL315D-30b | Solar Panels |  | 0.315 | 20 | 208 | 35 |  | Fixed | Roof
NJSTRE1545384856 | NJSRRE1544501450 | Transition Incentive Program | Jersey City | 7304 | 8 | 7.44 | Residential | Yes | Behind the Meter | Behind the Meter |  | None | Skyline Solar, LLC | PSE&G | Eligible for TI Program | 2020-02-20 | 2020-02-24 | 2021-10-30 | Solar Edge | SE5000H-US000NNC2 | Inverters | 5000 |  | 1 |  |  | 0.99 |  | Outdoor | within ten of meter
NJSTRE1545384856 | NJSRRE1544501450 | Transition Incentive Program | Jersey City | 7304 | 8 | 7.44 | Residential | Yes | Behind the Meter | Behind the Meter |  | None | Skyline Solar, LLC | PSE&G | Eligible for TI Program | 2020-02-20 | 2020-02-24 | 2021-10-30 | Silfab | SLA-M | Solar Panels |  | 0.31 | 24 | 211 | 18 |  | Fixed | Roof
NJSTRE1545384858 | NJSRRE1543421658 | Transition Incentive Program | East Mansfield Twp Bur | 8022 | 13 | 13.73 | Residential | No | Behind the Meter | Net-metered residential rooftop and canopy |  | None | SunnyMac LLC | PSE&G | Accepted | 2019-11-19 | 2019-11-22 | 2021-10-30 | Enphase | IQ7X-96-ACM-US | Inverters | 0.315 |  | 42 |  |  | 0.99 |  | Outdoor | roof
NJSTRE1545384858 | NJSRRE1543421658 | Transition Incentive Program | East Mansfield Twp Bur | 8022 | 13 | 13.73 | Residential | No | Behind the Meter | Net-metered residential rooftop and canopy |  | None | SunnyMac LLC | PSE&G | Accepted | 2019-11-19 | 2019-11-22 | 2021-10-30 | Sunpower | SPR-E20-327 | Solar Panels |  | 0.327 | 42 | 180 | 27 |  | Fixed | Roof
NJSTRE1545384860 | NJSRRE1544331648 | Transition Incentive Program | Hillsborough Township | 8844 | 5 | 12.4 | Residential | No | Behind the Meter | Behind the Meter |  | None | Sunrun Installation Services, Inc. | PSE&G | Eligible for TI Program | 2020-01-29 | 2020-02-03 | 2021-10-30 | LG Chem | RESU 10H SEG | Electric Storage Battery |  |  | 1 |  |  |  | Lithium Ion |  | outside
NJSTRE1545384860 | NJSRRE1544331648 | Transition Incentive Program | Hillsborough Township | 8844 | 5 | 12.4 | Residential | No | Behind the Meter | Behind the Meter |  | None | Sunrun Installation Services, Inc. | PSE&G | Eligible for TI Program | 2020-01-29 | 2020-02-03 | 2021-10-30 | SolarEdge Technologies | SE6000H-USRGM | Inverters | 6000 |  | 1 |  |  | 0.96 |  | Outdoor | Next To Meter
NJSTRE1545384860 | NJSRRE1544331648 | Transition Incentive Program | Hillsborough Township | 8844 | 5 | 12.4 | Residential | No | Behind the Meter | Behind the Meter |  | None | Sunrun Installation Services, Inc. | PSE&G | Eligible for TI Program | 2020-01-29 | 2020-02-03 | 2021-10-30 | SolarEdge Technologies | SE3800A-USS2RGM | Inverters | 3800 |  | 1 |  |  | 0.96 |  | Outdoor | Next To Meter
NJSTRE1545384860 | NJSRRE1544331648 | Transition Incentive Program | Hillsborough Township | 8844 | 5 | 12.4 | Residential | No | Behind the Meter | Behind the Meter |  | None | Sunrun Installation Services, Inc. | PSE&G | Eligible for TI Program | 2020-01-29 | 2020-02-03 | 2021-10-30 | REC Solar | REC310TP2M | Solar Panels |  | 0.31 | 22 | 88 | 18 |  | Fixed | Roof
NJSTRE1545384860 | NJSRRE1544331648 | Transition Incentive Program | Hillsborough Township | 8844 | 5 | 12.4 | Residential | No | Behind the Meter | Behind the Meter |  | None | Sunrun Installation Services, Inc. | PSE&G | Eligible for TI Program | 2020-01-29 | 2020-02-03 | 2021-10-30 | REC Solar | REC310TP2M | Solar Panels |  | 0.31 | 16 | 268 | 18 |  | Fixed | Roof
NJSTRE1545384860 | NJSRRE1544331648 | Transition Incentive Program | Hillsborough Township | 8844 | 5 | 12.4 | Residential | No | Behind the Meter | Behind the Meter |  | None | Sunrun Installation Services, Inc. | PSE&G | Eligible for TI Program | 2020-01-29 | 2020-02-03 | 2021-10-30 | REC Solar | REC310TP2M | Solar Panels |  | 0.31 | 2 | 268 | 18 |  | Fixed | Roof
NJSTRE1545384862 | NJSRRE1544442566 | Transition Incentive Program | ATLANTIC CITY | 8401 | 19 | 6.93 | Residential | Yes | Behind the Meter | Net-metered residential rooftop and canopy |  | None | Vivint Solar Developer, LLC | AC Electric | Accepted | 2020-02-18 | 2020-02-18 | 2021-10-30 | SOLAREDGE | SE3800H-US | Inverters | 3800 |  | 2 |  |  | 0.992 |  | Outdoor | Near the Utility Meter
NJSTRE1545384862 | NJSRRE1544442566 | Transition Incentive Program | ATLANTIC CITY | 8401 | 19 | 6.93 | Residential | Yes | Behind the Meter | Net-metered residential rooftop and canopy |  | None | Vivint Solar Developer, LLC | AC Electric | Accepted | 2020-02-18 | 2020-02-18 | 2021-10-30 | HANWHA SOLAR | Q.PEAK BLK-G5 315 | Solar Panels |  | 0.315 | 8 | 63 | 32 |  | Fixed | Roof
NJSTRE1545384862 | NJSRRE1544442566 | Transition Incentive Program | ATLANTIC CITY | 8401 | 19 | 6.93 | Residential | Yes | Behind the Meter | Net-metered residential rooftop and canopy |  | None | Vivint Solar Developer, LLC | AC Electric | Accepted | 2020-02-18 | 2020-02-18 | 2021-10-30 | HANWHA SOLAR | Q.PEAK BLK-G5 315 | Solar Panels |  | 0.315 | 5 | 63 | 28 |  | Fixed | Roof
NJSTRE1545384862 | NJSRRE1544442566 | Transition Incentive Program | ATLANTIC CITY | 8401 | 19 | 6.93 | Residential | Yes | Behind the Meter | Net-metered residential rooftop and canopy |  | None | Vivint Solar Developer, LLC | AC Electric | Accepted | 2020-02-18 | 2020-02-18 | 2021-10-30 | HANWHA SOLAR | Q.PEAK BLK-G5 315 | Solar Panels |  | 0.315 | 6 | 243 | 28 |  | Fixed | Roof
NJSTRE1545384862 | NJSRRE1544442566 | Transition Incentive Program | ATLANTIC CITY | 8401 | 19 | 6.93 | Residential | Yes | Behind the Meter | Net-metered residential rooftop and canopy |  | None | Vivint Solar Developer, LLC | AC Electric | Accepted | 2020-02-18 | 2020-02-18 | 2021-10-30 | HANWHA SOLAR | Q.PEAK BLK-G5 315 | Solar Panels |  | 0.315 | 3 | 243 | 32 |  | Fixed | Roof
NJSTRE1545384863 | NJSRRE1544546698 | Transition Incentive Program | SICKLERVILLE | 8081 | 14 | 20.16 | Residential | Yes | Behind the Meter | Net-metered residential rooftop and canopy |  | None | Vivint Solar Developer, LLC | AC Electric | Accepted | 2020-02-28 | 2020-03-03 | 2021-10-30 | SOLAREDGE | SE7600H-US | Inverters | 7600 |  | 2 |  |  | 0.992 |  | Outdoor | Near the Utility Meter
NJSTRE1545384863 | NJSRRE1544546698 | Transition Incentive Program | SICKLERVILLE | 8081 | 14 | 20.16 | Residential | Yes | Behind the Meter | Net-metered residential rooftop and canopy |  | None | Vivint Solar Developer, LLC | AC Electric | Accepted | 2020-02-28 | 2020-03-03 | 2021-10-30 | JINKO SOLAR | JKM320M-60HBL | Solar Panels |  | 0.32 | 8 | 39 | 23 |  | Fixed | Roof
NJSTRE1545384863 | NJSRRE1544546698 | Transition Incentive Program | SICKLERVILLE | 8081 | 14 | 20.16 | Residential | Yes | Behind the Meter | Net-metered residential rooftop and canopy |  | None | Vivint Solar Developer, LLC | AC Electric | Accepted | 2020-02-28 | 2020-03-03 | 2021-10-30 | JINKO SOLAR | JKM320M-60HBL | Solar Panels |  | 0.32 | 40 | 219 | 23 |  | Fixed | Roof
NJSTRE1545384863 | NJSRRE1544546698 | Transition Incentive Program | SICKLERVILLE | 8081 | 14 | 20.16 | Residential | Yes | Behind the Meter | Net-metered residential rooftop and canopy |  | None | Vivint Solar Developer, LLC | AC Electric | Accepted | 2020-02-28 | 2020-03-03 | 2021-10-30 | JINKO SOLAR | JKM320M-60HBL | Solar Panels |  | 0.32 | 15 | 309 | 19 |  | Fixed | Roof
NJSTRE1545384865 | NJSRRE1544501672 | Transition Incentive Program | Atlantic City | 8401 | 19 | 4.41 | Residential | Yes | Behind the Meter | Net-metered residential rooftop and canopy |  | None | Vision Solar LLC | AC Electric | Accepted | 2020-02-19 | 2020-02-24 | 2021-10-30 | enphase | iq7-60-2-us | Inverters | 0.25 |  | 14 |  |  | 0.96 |  | Other | behind panels
NJSTRE1545384865 | NJSRRE1544501672 | Transition Incentive Program | Atlantic City | 8401 | 19 | 4.41 | Residential | Yes | Behind the Meter | Net-metered residential rooftop and canopy |  | None | Vision Solar LLC | AC Electric | Accepted | 2020-02-19 | 2020-02-24 | 2021-10-30 | hanwa qcells | qpeak duo g5 315 | Solar Panels |  | 0.315 | 14 | 149 | 10 |  | Fixed | Roof
NJSTRE1545384866 | NJSRRE1544442723 | Transition Incentive Program | CLIFTON | 7011 | 6 | 7.68 | Residential | Yes | Behind the Meter | Net-metered residential rooftop and canopy |  | None | Vivint Solar Developer, LLC | PSE&G | Accepted | 2020-02-17 | 2020-02-18 | 2021-10-30 | SOLAREDGE | SE7600H-US | Inverters | 7600 |  | 1 |  |  | 0.992 |  | Outdoor | Near the Utility Meter
NJSTRE1545384866 | NJSRRE1544442723 | Transition Incentive Program | CLIFTON | 7011 | 6 | 7.68 | Residential | Yes | Behind the Meter | Net-metered residential rooftop and canopy |  | None | Vivint Solar Developer, LLC | PSE&G | Accepted | 2020-02-17 | 2020-02-18 | 2021-10-30 | JINKO SOLAR | JKM320M-60HBL | Solar Panels |  | 0.32 | 8 | 77 | 37 |  | Fixed | Roof
NJSTRE1545384866 | NJSRRE1544442723 | Transition Incentive Program | CLIFTON | 7011 | 6 | 7.68 | Residential | Yes | Behind the Meter | Net-metered residential rooftop and canopy |  | None | Vivint Solar Developer, LLC | PSE&G | Accepted | 2020-02-17 | 2020-02-18 | 2021-10-30 | JINKO SOLAR | JKM320M-60HBL | Solar Panels |  | 0.32 | 16 | 257 | 37 |  | Fixed | Roof
NJSTRE1545384869 | NJSRRE1544501408 | Transition Incentive Program | Lumberton | 8048 | 13 | 7.04 | Residential | Yes | Behind the Meter | Behind the Meter |  | None | Skyline Solar, LLC | PSE&G | Eligible for TI Program | 2020-02-19 | 2020-02-28 | 2021-10-30 | Solar Edge | SE5000H-US000NNC2 | Inverters | 5000 |  | 1 |  |  | 0.99 |  | Outdoor | within ten feet of meter
NJSTRE1545384869 | NJSRRE1544501408 | Transition Incentive Program | Lumberton | 8048 | 13 | 7.04 | Residential | Yes | Behind the Meter | Behind the Meter |  | None | Skyline Solar, LLC | PSE&G | Eligible for TI Program | 2020-02-19 | 2020-02-28 | 2021-10-30 | Hanwha | Q.Peak Duo-G5 | Solar Panels |  | 0.32 | 22 | 159 | 31 |  | Fixed | Roof
NJSTRE1545384871 | NJSRRE1544521926 | Transition Incentive Program | West Depford | 8096 | 15 | 4.48 | Residential | Yes | Behind the Meter | Net-metered residential rooftop and canopy |  | None | Vivint Solar Developer, LLC | PSE&G | Accepted | 2020-02-22 | 2020-02-25 | 2021-10-30 | SOLAREDGE | SE3800H-US | Inverters | 3800 |  | 1 |  |  | 0.992 |  | Outdoor | Near the Utility Meter
NJSTRE1545384871 | NJSRRE1544521926 | Transition Incentive Program | West Depford | 8096 | 15 | 4.48 | Residential | Yes | Behind the Meter | Net-metered residential rooftop and canopy |  | None | Vivint Solar Developer, LLC | PSE&G | Accepted | 2020-02-22 | 2020-02-25 | 2021-10-30 | JINKO SOLAR | JKM320M-60HBL | Solar Panels |  | 0.32 | 14 | 175 | 23 |  | Fixed | Roof
NJSTRE1545384872 | NJSRRE1543474155 | Transition Incentive Program | Hewitt | 7421 | 6 | 37.92 | Non Profit | No | Behind the Meter | Behind the Meter |  | None | Self Install | Orange Rockland Electric | Eligible for TI Program | 2019-12-19 | 2019-12-23 | 2021-10-30 | SMA | Sunny Boy SB 6.0-US | Inverters | 6000 |  | 6 |  |  | 0.976 |  | Outdoor | roof-mounted adjacent to panels
NJSTRE1545384872 | NJSRRE1543474155 | Transition Incentive Program | Hewitt | 7421 | 6 | 37.92 | Non Profit | No | Behind the Meter | Behind the Meter |  | None | Self Install | Orange Rockland Electric | Eligible for TI Program | 2019-12-19 | 2019-12-23 | 2021-10-30 | Canadian Solar | CS1U-395 | Solar Panels |  | 0.395 | 96 | 161 | 22 |  | Fixed | Roof
NJSTRE1545384873 | NJSRRE1544529842 | Transition Incentive Program | SOUTH AMBOY | 8879 | 11 | 2.56 | Residential | Yes | Behind the Meter | Net-metered residential rooftop and canopy |  | None | Vivint Solar Developer, LLC | JCP&L | Accepted | 2020-02-26 | 2020-02-27 | 2021-10-30 | SOLAREDGE | SE3800H-US | Inverters | 3800 |  | 1 |  |  | 0.992 |  | Outdoor | Near the Utility Meter
NJSTRE1545384873 | NJSRRE1544529842 | Transition Incentive Program | SOUTH AMBOY | 8879 | 11 | 2.56 | Residential | Yes | Behind the Meter | Net-metered residential rooftop and canopy |  | None | Vivint Solar Developer, LLC | JCP&L | Accepted | 2020-02-26 | 2020-02-27 | 2021-10-30 | JINKO SOLAR | JKM320M-60HBL | Solar Panels |  | 0.32 | 4 | 58 | 29 |  | Fixed | Roof
NJSTRE1545384873 | NJSRRE1544529842 | Transition Incentive Program | SOUTH AMBOY | 8879 | 11 | 2.56 | Residential | Yes | Behind the Meter | Net-metered residential rooftop and canopy |  | None | Vivint Solar Developer, LLC | JCP&L | Accepted | 2020-02-26 | 2020-02-27 | 2021-10-30 | JINKO SOLAR | JKM320M-60HBL | Solar Panels |  | 0.32 | 4 | 238 | 29 |  | Fixed | Roof
NJSTRE1545384875 | NJSRRE1543478096 | Transition Incentive Program | Teaneck | 7666 | 7 | 2.52 | Residential | Yes | Behind the Meter | Behind the Meter |  | None | Trinity Solar | PSE&G | Eligible for TI Program | 2019-12-04 | 2019-12-06 | 2021-10-30 | Solar Edge | SE3000 | Inverters | 3000 |  | 1 |  |  | 0.97 |  | Outside | side of home
NJSTRE1545384875 | NJSRRE1543478096 | Transition Incentive Program | Teaneck | 7666 | 7 | 2.52 | Residential | Yes | Behind the Meter | Behind the Meter |  | None | Trinity Solar | PSE&G | Eligible for TI Program | 2019-12-04 | 2019-12-06 | 2021-10-30 | Hanwha | Q.PEAK DUO BLK-G5 315 | Solar Panels |  | 0.315 | 8 | 197 | 30 |  | Fixed | Roof
NJSTRE1545384877 | NJSRRE1544354910 | Transition Incentive Program | Mullica Hill | 8062 | 15 | 8.45 | Residential | No | Behind the Meter | Behind the Meter |  | None | Sunny Corp | AC Electric | Eligible for TI Program | 2020-02-05 | 2020-02-07 | 2021-10-30 | ENPHAS | IQ7X-96-2 | Inverters | 1.31 |  | 26 |  |  | 0.1 |  | Outdoor | ON ROOF
NJSTRE1545384877 | NJSRRE1544354910 | Transition Incentive Program | Mullica Hill | 8062 | 15 | 8.45 | Residential | No | Behind the Meter | Behind the Meter |  | None | Sunny Corp | AC Electric | Eligible for TI Program | 2020-02-05 | 2020-02-07 | 2021-10-30 | PANASONIC | VBHN325KA03 | Solar Panels |  | 0.325 | 26 | 157 | 33 |  | Fixed | Roof
NJSTRE1545384878 | NJSRRE1544549853 | Transition Incentive Program | Paulsboro | 8066 | 15 | 9.6 | Residential | Yes | Behind the Meter | Behind the Meter |  | None | Skyline Solar, LLC | AC Electric | Eligible for TI Program | 2020-02-28 | 2020-03-03 | 2021-10-30 | SolarEdge | SE7600H-US | Inverters | 7600 |  | 1 |  |  | 0.99 |  | Outside | within ten feet of meter
NJSTRE1545384878 | NJSRRE1544549853 | Transition Incentive Program | Paulsboro | 8066 | 15 | 9.6 | Residential | Yes | Behind the Meter | Behind the Meter |  | None | Skyline Solar, LLC | AC Electric | Eligible for TI Program | 2020-02-28 | 2020-03-03 | 2021-10-30 | Hanwha Q-Cells | Q.PEAK DUO-G5 320 | Solar Panels |  | 0.32 | 30 | 96276 | 31 |  | Fixed | Roof
NJSTRE1545384884 | NJSRRE1544143957 | Transition Incentive Program | Marlboro | 7746 | 17 | 7.88 | Residential | Yes | Behind the Meter | Net-metered residential rooftop and canopy |  | None | Solar Spectrum LLC | JCP&L | As-Built Incomplete - Review | 2020-01-08 | 2020-01-13 |  | Q Cells | Q.PEAK-DUO-BLK-G5-315 | Solar Panels |  | 0.315 | 12 | 235 | 23 |  | Fixed | Roof
NJSTRE1545384884 | NJSRRE1544143957 | Transition Incentive Program | Marlboro | 7746 | 17 | 7.88 | Residential | Yes | Behind the Meter | Net-metered residential rooftop and canopy |  | None | Solar Spectrum LLC | JCP&L | As-Built Incomplete - Review | 2020-01-08 | 2020-01-13 |  | Q Cells | Q.PEAK-DUO-BLK-G5-315 | Solar Panels |  | 0.315 | 9 | 145 | 23 |  | Fixed | Roof
NJSTRE1545384884 | NJSRRE1544143957 | Transition Incentive Program | Marlboro | 7746 | 17 | 7.88 | Residential | Yes | Behind the Meter | Net-metered residential rooftop and canopy |  | None | Solar Spectrum LLC | JCP&L | As-Built Incomplete - Review | 2020-01-08 | 2020-01-13 |  | Q Cells | Q.PEAK-DUO-BLK-G5-315 | Solar Panels |  | 0.315 | 4 | 325 | 23 |  | Fixed | Roof
NJSTRE1545384884 | NJSRRE1544143957 | Transition Incentive Program | Marlboro | 7746 | 17 | 7.88 | Residential | Yes | Behind the Meter | Net-metered residential rooftop and canopy |  | None | Solar Spectrum LLC | JCP&L | As-Built Incomplete - Review | 2020-01-08 | 2020-01-13 |  | SolarEdge Technologies | SE5000H-US | Inverters | 5000 |  | 1 |  |  | 0.99 |  | Outdoor | near meter
NJSTRE1545384886 | NJSRRE1543426194 | Transition Incentive Program | Irvington Town | 7111 | 9 | 4.35 | Residential | No | Behind the Meter | Behind the Meter |  | None | Sunrun Installation Services, Inc. | PSE&G | Eligible for TI Program | 2019-11-20 | 2019-11-25 | 2021-10-30 | Delta Electronics | M4-TL-US | Inverters | 3840 |  | 1 |  |  | 0.96 |  | Outdoor | Next To Meter
NJSTRE1545384886 | NJSRRE1543426194 | Transition Incentive Program | Irvington Town | 7111 | 9 | 4.35 | Residential | No | Behind the Meter | Behind the Meter |  | None | Sunrun Installation Services, Inc. | PSE&G | Eligible for TI Program | 2019-11-20 | 2019-11-25 | 2021-10-30 | REC Solar | REC290TP2 BLK | Solar Panels |  | 0.29 | 15 | 100 | 27 |  | Fixed | Roof
NJSTRE1545384887 | NJSRRE1543437114 | Transition Incentive Program | MONTVALE | 7645 | 7 | 11.36 | Residential | No | Behind the Meter | Behind the Meter |  | None | Infinity Solar Systems | Orange Rockland Electric | Eligible for TI Program | 2019-11-22 | 2019-11-26 | 2021-10-30 | ENPHASE | IQ7-60-X-US | Inverters | 240 |  | 32 |  |  | 0.97 |  | Outside | MICROINVERTERS
NJSTRE1545384887 | NJSRRE1543437114 | Transition Incentive Program | MONTVALE | 7645 | 7 | 11.36 | Residential | No | Behind the Meter | Behind the Meter |  | None | Infinity Solar Systems | Orange Rockland Electric | Eligible for TI Program | 2019-11-22 | 2019-11-26 | 2021-10-30 | LG | LG335Q1C-A5 | Solar Panels |  | 0.355 | 32 | 179 | 28 |  | Fixed | Roof
NJSTRE1545384888 | NJSRRE1543501767 | Transition Incentive Program | TOWACO | 7082 | 3 | 11.34 | Residential | No | Behind the Meter | Net-metered residential rooftop and canopy |  | None | Tesla Energy Operations Inc. | JCP&L | Accepted | 2019-12-09 | 2019-12-11 | 2021-10-30 | Tesla | AC Powerwall 2.0 | Electric Storage Battery |  |  | 1 |  |  |  | Lithium Ion |  | Inside
NJSTRE1545384888 | NJSRRE1543501767 | Transition Incentive Program | TOWACO | 7082 | 3 | 11.34 | Residential | No | Behind the Meter | Net-metered residential rooftop and canopy |  | None | Tesla Energy Operations Inc. | JCP&L | Accepted | 2019-12-09 | 2019-12-11 | 2021-10-30 | SOLAREDGE | SE5000H-US000SNC2 | Inverters | 5000 |  | 2 |  |  | 0.99 |  | Indoor | Indoor
NJSTRE1545384888 | NJSRRE1543501767 | Transition Incentive Program | TOWACO | 7082 | 3 | 11.34 | Residential | No | Behind the Meter | Net-metered residential rooftop and canopy |  | None | Tesla Energy Operations Inc. | JCP&L | Accepted | 2019-12-09 | 2019-12-11 | 2021-10-30 | Hanwha Q-Cells | Q.Peak DUO BLK-G5/SC315 | Solar Panels |  | 0.315 | 16 | 290 | 23 |  | Fixed | Roof
NJSTRE1545384888 | NJSRRE1543501767 | Transition Incentive Program | TOWACO | 7082 | 3 | 11.34 | Residential | No | Behind the Meter | Net-metered residential rooftop and canopy |  | None | Tesla Energy Operations Inc. | JCP&L | Accepted | 2019-12-09 | 2019-12-11 | 2021-10-30 | Hanwha Q-Cells | Q.Peak DUO BLK-G5/SC315 | Solar Panels |  | 0.315 | 20 | 110 | 23 |  | Fixed | Roof
NJSTRE1545384889 | NJSRRE1543536119 | Transition Incentive Program | Little Egg Harbor Twp | 8087 | 18 | 9.6 | Residential | Yes | Behind the Meter | Behind the Meter |  | None | Skyline Solar, LLC | AC Electric | Eligible for TI Program | 2019-12-13 | 2019-12-17 | 2021-10-30 | SolarEdge | SE7600H-US | Inverters | 7600 |  | 1 |  |  | 0.99 |  | Outside | within ten feet of meter
NJSTRE1545384889 | NJSRRE1543536119 | Transition Incentive Program | Little Egg Harbor Twp | 8087 | 18 | 9.6 | Residential | Yes | Behind the Meter | Behind the Meter |  | None | Skyline Solar, LLC | AC Electric | Eligible for TI Program | 2019-12-13 | 2019-12-17 | 2021-10-30 | Hanwha Q-Cells | Q.PEAK DUO-G5 320 | Solar Panels |  | 0.32 | 30 | 267 | 23 |  | Fixed | Roof
NJSTRE1545384892 | NJSRRE1543434941 | Transition Incentive Program | North Plainfield | 7060 | 10 | 8.82 | Residential | No | Behind the Meter | Net-metered residential rooftop and canopy |  | None | Pro Custom Solar dba Momentum Solar | PSE&G | Accepted | 2019-11-21 | 2019-11-26 | 2021-10-30 | Enphase Energy | IQ6-60-2-US | Inverters | 240 |  | 28 |  |  | 0.97 |  | Outdoor | Roof
NJSTRE1545384892 | NJSRRE1543434941 | Transition Incentive Program | North Plainfield | 7060 | 10 | 8.82 | Residential | No | Behind the Meter | Net-metered residential rooftop and canopy |  | None | Pro Custom Solar dba Momentum Solar | PSE&G | Accepted | 2019-11-21 | 2019-11-26 | 2021-10-30 | Hanwha | Q.Peak DUO BLK-G5 315 | Solar Panels |  | 0.315 | 22 | 136 | 33 |  | Fixed | Roof
NJSTRE1545384892 | NJSRRE1543434941 | Transition Incentive Program | North Plainfield | 7060 | 10 | 8.82 | Residential | No | Behind the Meter | Net-metered residential rooftop and canopy |  | None | Pro Custom Solar dba Momentum Solar | PSE&G | Accepted | 2019-11-21 | 2019-11-26 | 2021-10-30 | Hanwha | Q.Peak DUO BLK-G5 315 | Solar Panels |  | 0.315 | 6 | 316 | 20 |  | Fixed | Roof
NJSTRE1545384895 | NJSRRE1544333385 | Transition Incentive Program | CRANBURY | 8512 | 11 | 6.3 | Residential | Yes | Behind the Meter | Net-metered residential rooftop and canopy |  | None | Vivint Solar Developer, LLC | PSE&G | Accepted | 2020-01-30 | 2020-02-04 | 2021-10-30 | SolarEdge | SE7600H-US | Inverters | 7600 |  | 1 |  |  | 0.992 |  | Outdoor | Near the utility meter
NJSTRE1545384895 | NJSRRE1544333385 | Transition Incentive Program | CRANBURY | 8512 | 11 | 6.3 | Residential | Yes | Behind the Meter | Net-metered residential rooftop and canopy |  | None | Vivint Solar Developer, LLC | PSE&G | Accepted | 2020-01-30 | 2020-02-04 | 2021-10-30 | Hanwha Solar | Q.PEAK BLK-G5 315 | Solar Panels |  | 0.315 | 8 | 19 | 25 |  | Fixed | Roof
NJSTRE1545384895 | NJSRRE1544333385 | Transition Incentive Program | CRANBURY | 8512 | 11 | 6.3 | Residential | Yes | Behind the Meter | Net-metered residential rooftop and canopy |  | None | Vivint Solar Developer, LLC | PSE&G | Accepted | 2020-01-30 | 2020-02-04 | 2021-10-30 | Hanwha Solar | Q.PEAK BLK-G5 315 | Solar Panels |  | 0.315 | 8 | 199 | 25 |  | Fixed | Roof
NJSTRE1545384895 | NJSRRE1544333385 | Transition Incentive Program | CRANBURY | 8512 | 11 | 6.3 | Residential | Yes | Behind the Meter | Net-metered residential rooftop and canopy |  | None | Vivint Solar Developer, LLC | PSE&G | Accepted | 2020-01-30 | 2020-02-04 | 2021-10-30 | Hanwha Solar | Q.PEAK BLK-G5 315 | Solar Panels |  | 0.315 | 4 | 289 | 32 |  | Fixed | Roof
NJSTRE1545384896 | NJSRRE1544469055 | Transition Incentive Program | MEDFORD LAKES BORO | 8055 | 13 | 7.56 | Residential | Yes | Behind the Meter | Behind the Meter |  | None | Tesla Energy Operations Inc | PSE&G | Eligible for TI Program | 2020-02-18 | 2020-02-20 | 2021-10-30 | SolarEdge Technologies Ltd. | SE7600H-US [240V] | Inverters | 7600 |  | 1 |  |  | 0.99 |  | Outdoor | Outdoor
NJSTRE1545384896 | NJSRRE1544469055 | Transition Incentive Program | MEDFORD LAKES BORO | 8055 | 13 | 7.56 | Residential | Yes | Behind the Meter | Behind the Meter |  | None | Tesla Energy Operations Inc | PSE&G | Eligible for TI Program | 2020-02-18 | 2020-02-20 | 2021-10-30 | Hanwha Q-Cells | Q.Peak DUO BLK-G5/SC315 | Solar Panels |  | 0.315 | 6 | 197 | 27 |  | Fixed | Roof
NJSTRE1545384896 | NJSRRE1544469055 | Transition Incentive Program | MEDFORD LAKES BORO | 8055 | 13 | 7.56 | Residential | Yes | Behind the Meter | Behind the Meter |  | None | Tesla Energy Operations Inc | PSE&G | Eligible for TI Program | 2020-02-18 | 2020-02-20 | 2021-10-30 | Hanwha Q-Cells | Q.Peak DUO BLK-G5/SC315 | Solar Panels |  | 0.315 | 16 | 197 | 27 |  | Fixed | Roof | Q.Peak DUO BLK-G5/SC315
NJSTRE1545384896 | NJSRRE1544469055 | Transition Incentive Program | MEDFORD LAKES BORO | 8055 | 13 | 7.56 | Residential | Yes | Behind the Meter | Behind the Meter |  | None | Tesla Energy Operations Inc | PSE&G | Eligible for TI Program | 2020-02-18 | 2020-02-20 | 2021-10-30 | Hanwha Q-Cells | Q.Peak DUO BLK-G5/SC315 | Solar Panels |  | 0.315 | 2 | 197 | 27 |  | Fixed | Roof
NJSTRE1545384897 | NJSRRE1544353289 | Transition Incentive Program | Carteret | 7008 | 11 | 140.4 | Commercial | Yes | Behind the Meter | Net-metered non-residential rooftop and canopy |  | None | Apollo Solar Partners | PSE&G | Accepted | 2020-02-04 | 2020-02-07 | 2021-10-30 | ACCUENERGY | ACCUREV-PLCS-400 | Meters |  |  | 1 |  |  |  | Yes | Outdoor
NJSTRE1545384897 | NJSRRE1544353289 | Transition Incentive Program | Carteret | 7008 | 11 | 140.4 | Commercial | Yes | Behind the Meter | Net-metered non-residential rooftop and canopy |  | None | Apollo Solar Partners | PSE&G | Accepted | 2020-02-04 | 2020-02-07 | 2021-10-30 | YASKAWA | PVI-36-TL | Inverters | 36 |  | 3 |  |  | 0.988 |  | Outdoor | ROOF
NJSTRE1545384897 | NJSRRE1544353289 | Transition Incentive Program | Carteret | 7008 | 11 | 140.4 | Commercial | Yes | Behind the Meter | Net-metered non-residential rooftop and canopy |  | None | Apollo Solar Partners | PSE&G | Accepted | 2020-02-04 | 2020-02-07 | 2021-10-30 | HYUNDAI | HIS325-TI | Solar Panels |  | 0.325 | 432 | 196 | 5 |  | Fixed | Roof
NJSTRE1545384898 | NJSRRE1544308942 | Transition Incentive Program | Monroe | 8831 | 11 | 9.6 | Residential | Yes | Behind the Meter | Behind the Meter |  | None | Skyline Solar, LLC | JCP&L | Eligible for TI Program | 2020-01-27 | 2020-01-29 | 2021-10-30 | SolarEdge | SE7600H-US | Inverters | 7600 |  | 1 |  |  | 0.99 |  | Outside | within ten feet of meter
NJSTRE1545384898 | NJSRRE1544308942 | Transition Incentive Program | Monroe | 8831 | 11 | 9.6 | Residential | Yes | Behind the Meter | Behind the Meter |  | None | Skyline Solar, LLC | JCP&L | Eligible for TI Program | 2020-01-27 | 2020-01-29 | 2021-10-30 | Hanwha Q-Cells | Q.PEAK DUO-G5 320 | Solar Panels |  | 0.32 | 30 | 162251 | 38 |  | Fixed | Roof
NJSTRE1545384899 | NJSRRE1543848874 | Transition Incentive Program | Wharton | 7885 | 3 | 9.28 | Residential | No | Behind the Meter | Behind the Meter |  | None | JEC Solar | JCP&L | Eligible for TI Program | 2019-12-31 | 2020-02-27 | 2021-10-30 | Enphase | IQ7PLUS-72-2-US | Inverters | 0.32 |  | 29 |  |  | 0.97 |  | Outdoor | Mounted on roof
NJSTRE1545384899 | NJSRRE1543848874 | Transition Incentive Program | Wharton | 7885 | 3 | 9.28 | Residential | No | Behind the Meter | Behind the Meter |  | None | JEC Solar | JCP&L | Eligible for TI Program | 2019-12-31 | 2020-02-27 | 2021-10-30 | Hanwha | Q Cells Q.Peak Duo G5-320 | Solar Panels |  | 0.32 | 29 | Portrait | 24 |  | Fixed | Roof
NJSTRE1545384900 | NJSRRE1544524664 | Transition Incentive Program | COLUMBUS | 8022 | 13 | 14.72 | Residential | Yes | Behind the Meter | Net-metered residential rooftop and canopy |  | None | Vivint Solar Developer, LLC | PSE&G | Accepted | 2020-02-25 | 2020-03-31 | 2021-10-30 | SOLAREDGE | SE10000H-US | Inverters | 10000 |  | 1 |  |  | 0.992 |  | Outdoor | Near the Utility Meter
NJSTRE1545384900 | NJSRRE1544524664 | Transition Incentive Program | COLUMBUS | 8022 | 13 | 14.72 | Residential | Yes | Behind the Meter | Net-metered residential rooftop and canopy |  | None | Vivint Solar Developer, LLC | PSE&G | Accepted | 2020-02-25 | 2020-03-31 | 2021-10-30 | JINKO SOLAR | JKM320M-60HBL | Solar Panels |  | 0.32 | 41 | 182 | 23 |  | Fixed | Roof
NJSTRE1545384900 | NJSRRE1544524664 | Transition Incentive Program | COLUMBUS | 8022 | 13 | 14.72 | Residential | Yes | Behind the Meter | Net-metered residential rooftop and canopy |  | None | Vivint Solar Developer, LLC | PSE&G | Accepted | 2020-02-25 | 2020-03-31 | 2021-10-30 | JINKO SOLAR | JKM320M-60HBL | Solar Panels |  | 0.32 | 5 | 2 | 23 |  | Fixed | Roof
NJSTRE1545384902 | NJSRRE1543532516 | Transition Incentive Program | Sicklerville | 8081 | 14 | 7.19 | Residential | Yes | Behind the Meter | Net-metered residential rooftop and canopy |  | None | SunnyMac LLC | AC Electric | Accepted | 2019-12-12 | 2019-12-16 | 2021-10-30 | Enphase | IQ7XS-96-ACM-US | Inverters | 0.315 |  | 22 |  |  | 0.99 |  | Outdoor | roof
NJSTRE1545384902 | NJSRRE1543532516 | Transition Incentive Program | Sicklerville | 8081 | 14 | 7.19 | Residential | Yes | Behind the Meter | Net-metered residential rooftop and canopy |  | None | SunnyMac LLC | AC Electric | Accepted | 2019-12-12 | 2019-12-16 | 2021-10-30 | SunPower | SPR-E20327 | Solar Panels |  | 0.327 | 3 | 268 | 23 |  | Fixed | Roof
NJSTRE1545384902 | NJSRRE1543532516 | Transition Incentive Program | Sicklerville | 8081 | 14 | 7.19 | Residential | Yes | Behind the Meter | Net-metered residential rooftop and canopy |  | None | SunnyMac LLC | AC Electric | Accepted | 2019-12-12 | 2019-12-16 | 2021-10-30 | SunPower | SPR-E20327 | Solar Panels |  | 0.327 | 19 | 88 | 23 |  | Fixed | Roof
NJSTRE1545384903 | NJSRRE1544524642 | Transition Incentive Program | Manville | 8835 | 5 | 4.96 | Residential | No | Behind the Meter | Behind the Meter |  | None | Sunrun Installation Services, Inc. | PSE&G | Eligible for TI Program | 2020-02-24 | 2020-02-27 | 2021-10-30 | Enphase Energy | IQ7-60-x-US (240V) | Inverters | 240 |  | 16 |  |  | 0.96 |  | Outdoor | Rooftop
NJSTRE1545384903 | NJSRRE1544524642 | Transition Incentive Program | Manville | 8835 | 5 | 4.96 | Residential | No | Behind the Meter | Behind the Meter |  | None | Sunrun Installation Services, Inc. | PSE&G | Eligible for TI Program | 2020-02-24 | 2020-02-27 | 2021-10-30 | REC Solar | REC310TP2M | Solar Panels |  | 0.31 | 6 | 127 | 34 |  | Fixed | Roof
NJSTRE1545384903 | NJSRRE1544524642 | Transition Incentive Program | Manville | 8835 | 5 | 4.96 | Residential | No | Behind the Meter | Behind the Meter |  | None | Sunrun Installation Services, Inc. | PSE&G | Eligible for TI Program | 2020-02-24 | 2020-02-27 | 2021-10-30 | REC Solar | REC310TP2M | Solar Panels |  | 0.31 | 10 | 127 | 15 |  | Fixed | Roof
NJSTRE1545384907 | NJSRRE1544293787 | Transition Incentive Program | Iselin | 8830 | 11 | 8.51 | Residential | Yes | Behind the Meter | Net-metered residential rooftop and canopy |  | None | Suntuity Solar LLC | PSE&G | Accepted | 2020-01-25 | 2020-01-29 | 2021-10-30 | Enphase Energy | IQ7-60-2-US | Inverters | 240 |  | 27 |  |  | 0.97 |  | Outdoor | Behind the PV Modules
NJSTRE1545384907 | NJSRRE1544293787 | Transition Incentive Program | Iselin | 8830 | 11 | 8.51 | Residential | Yes | Behind the Meter | Net-metered residential rooftop and canopy |  | None | Suntuity Solar LLC | PSE&G | Accepted | 2020-01-25 | 2020-01-29 | 2021-10-30 | Hanwha Q-Cells | Q.PEAK DUO BLK-G5 315 | Solar Panels |  | 0.315 | 12 | 179 | 14 |  | Fixed | Roof
NJSTRE1545384907 | NJSRRE1544293787 | Transition Incentive Program | Iselin | 8830 | 11 | 8.51 | Residential | Yes | Behind the Meter | Net-metered residential rooftop and canopy |  | None | Suntuity Solar LLC | PSE&G | Accepted | 2020-01-25 | 2020-01-29 | 2021-10-30 | Hanwha Q-Cells | Q.PEAK DUO BLK-G5 315 | Solar Panels |  | 0.315 | 15 | 179 | 35 |  | Fixed | Roof
NJSTRE1545384910 | NJSRRE1544373977 | Transition Incentive Program | Pleasantville | 8232 | 19 | 10.88 | Residential | No | Behind the Meter | Net-metered residential rooftop and canopy |  | None | Castle Energy, LLC | AC Electric | Accepted | 2020-02-05 | 2020-02-07 | 2021-10-30 | Enphase Energy | IQ7-60-2-US | Inverters | 240 |  | 34 |  |  | 0.967 |  | Outdoor | on the rooftop under each solar panel
NJSTRE1545384910 | NJSRRE1544373977 | Transition Incentive Program | Pleasantville | 8232 | 19 | 10.88 | Residential | No | Behind the Meter | Net-metered residential rooftop and canopy |  | None | Castle Energy, LLC | AC Electric | Accepted | 2020-02-05 | 2020-02-07 | 2021-10-30 | Hanwha Q-Cells | Q.Peak DUO-G5 320 | Solar Panels |  | 0.32 | 34 | 115 | 20 |  | Fixed | Roof
NJSTRE1545384914 | NJSRRE1543436653 | Transition Incentive Program | Basking Ridge | 7920 | 5 | 6.67 | Residential | Yes | Behind the Meter | Behind the Meter |  | None | Sunrun Installation Services, Inc. | JCP&L | Eligible for TI Program | 2019-11-22 | 2019-11-26 | 2021-10-30 | Delta Electronics | M6-TL-US | Inverters | 5760 |  | 1 |  |  | 0.96 |  | Outdoor | Next To Meter
NJSTRE1545384914 | NJSRRE1543436653 | Transition Incentive Program | Basking Ridge | 7920 | 5 | 6.67 | Residential | Yes | Behind the Meter | Behind the Meter |  | None | Sunrun Installation Services, Inc. | JCP&L | Eligible for TI Program | 2019-11-22 | 2019-11-26 | 2021-10-30 | REC Solar | REC290TP2 BLK | Solar Panels |  | 0.29 | 23 | 205 | 34 |  | Fixed | Roof
NJSTRE1545384916 | NJSRRE1543478383 | Transition Incentive Program | Marlboro Township | 7746 | 17 | 30 | Residential | Yes | Behind the Meter | Net-metered residential rooftop and canopy |  | None | SunPower Corporation, Systems | JCP&L | Final As-Built Received | 2019-12-04 | 2019-12-06 |  | SUNPOWER | SPR-A400-G-AC | Solar Panels |  | 0.4 | 7 | 74 | 36 |  | Fixed | Roof
NJSTRE1545384916 | NJSRRE1543478383 | Transition Incentive Program | Marlboro Township | 7746 | 17 | 30 | Residential | Yes | Behind the Meter | Net-metered residential rooftop and canopy |  | None | SunPower Corporation, Systems | JCP&L | Final As-Built Received | 2019-12-04 | 2019-12-06 |  | SUNPOWER | SPR-A400-G-AC | Solar Panels |  | 0.4 | 24 | 164 | 36 |  | Fixed | Roof
NJSTRE1545384916 | NJSRRE1543478383 | Transition Incentive Program | Marlboro Township | 7746 | 17 | 30 | Residential | Yes | Behind the Meter | Net-metered residential rooftop and canopy |  | None | SunPower Corporation, Systems | JCP&L | Final As-Built Received | 2019-12-04 | 2019-12-06 |  | SUNPOWER | SPR-A400-G-AC | Solar Panels |  | 0.4 | 2 | 164 | 36 |  | Fixed | Roof
NJSTRE1545384916 | NJSRRE1543478383 | Transition Incentive Program | Marlboro Township | 7746 | 17 | 30 | Residential | Yes | Behind the Meter | Net-metered residential rooftop and canopy |  | None | SunPower Corporation, Systems | JCP&L | Final As-Built Received | 2019-12-04 | 2019-12-06 |  | SUNPOWER | SPR-A400-G-AC | Solar Panels |  | 0.4 | 3 | 344 | 36 |  | Fixed | Roof
NJSTRE1545384916 | NJSRRE1543478383 | Transition Incentive Program | Marlboro Township | 7746 | 17 | 30 | Residential | Yes | Behind the Meter | Net-metered residential rooftop and canopy |  | None | SunPower Corporation, Systems | JCP&L | Final As-Built Received | 2019-12-04 | 2019-12-06 |  | SUNPOWER | SPR-A400-G-AC | Solar Panels |  | 0.4 | 4 | 254 | 36 |  | Fixed | Roof
NJSTRE1545384916 | NJSRRE1543478383 | Transition Incentive Program | Marlboro Township | 7746 | 17 | 30 | Residential | Yes | Behind the Meter | Net-metered residential rooftop and canopy |  | None | SunPower Corporation, Systems | JCP&L | Final As-Built Received | 2019-12-04 | 2019-12-06 |  | SUNPOWER | SPR-A400-G-AC | Solar Panels |  | 0.4 | 6 | 344 | 36 |  | Fixed | Roof
NJSTRE1545384916 | NJSRRE1543478383 | Transition Incentive Program | Marlboro Township | 7746 | 17 | 30 | Residential | Yes | Behind the Meter | Net-metered residential rooftop and canopy |  | None | SunPower Corporation, Systems | JCP&L | Final As-Built Received | 2019-12-04 | 2019-12-06 |  | SUNPOWER | SPR-A400-G-AC | Solar Panels |  | 0.4 | 22 | 254 | 36 |  | Fixed | Roof
NJSTRE1545384916 | NJSRRE1543478383 | Transition Incentive Program | Marlboro Township | 7746 | 17 | 30 | Residential | Yes | Behind the Meter | Net-metered residential rooftop and canopy |  | None | SunPower Corporation, Systems | JCP&L | Final As-Built Received | 2019-12-04 | 2019-12-06 |  | SUNPOWER | SPR-A400-G-AC | Solar Panels |  | 0.4 | 7 | 74 | 36 |  | Fixed | Roof
NJSTRE1545384916 | NJSRRE1543478383 | Transition Incentive Program | Marlboro Township | 7746 | 17 | 30 | Residential | Yes | Behind the Meter | Net-metered residential rooftop and canopy |  | None | SunPower Corporation, Systems | JCP&L | Final As-Built Received | 2019-12-04 | 2019-12-06 |  | SUNPOWER | SPR-A400-G-AC | Inverters | 320 |  | 75 |  |  | 0.97 |  | Other | under each panel
NJSTRE1545384916 | NJSRRE1543478383 | Transition Incentive Program | Marlboro Township | 7746 | 17 | 30 | Residential | Yes | Behind the Meter | Net-metered residential rooftop and canopy |  | None | SunPower Corporation, Systems | JCP&L | Final As-Built Received | 2019-12-04 | 2019-12-06 |  | SunPower | PVS6 | Meters |  |  | 1 |  |  |  | Yes | Outdoor
NJSTRE1545384919 | NJSRRE1544150630 | Transition Incentive Program | Bellmawr | 8031 | 14 | 13.55 | Residential | No | Behind the Meter | Net-metered residential rooftop and canopy |  | None | Advanced Renewable Solutions LLC | PSE&G | Accepted | 2020-01-09 | 2020-01-14 | 2021-10-30 | Solaredge | SE7600H-US | Inverters | 7600 |  | 2 |  |  | 0.992 |  | Indoor | Basement
NJSTRE1545384919 | NJSRRE1544150630 | Transition Incentive Program | Bellmawr | 8031 | 14 | 13.55 | Residential | No | Behind the Meter | Net-metered residential rooftop and canopy |  | None | Advanced Renewable Solutions LLC | PSE&G | Accepted | 2020-01-09 | 2020-01-14 | 2021-10-30 | Jinko | JKM315M-60 | Solar Panels |  | 0.315 | 43 | 160 | 40 |  | Fixed | Roof
NJSTRE1545384921 | NJSRRE1543848829 | Transition Incentive Program | Jersey City | 7302 | 8 | 6.08 | Residential | Yes | Behind the Meter | Behind the Meter |  | None | Sunrun Installation Services, Inc. | PSE&G | Eligible for TI Program | 2019-12-31 | 2020-01-06 | 2021-10-30 | Enphase Energy | IQ7-60-x-US (240V) | Inverters | 240 |  | 19 |  |  | 0.96 |  | Outdoor | Rooftop
NJSTRE1545384921 | NJSRRE1543848829 | Transition Incentive Program | Jersey City | 7302 | 8 | 6.08 | Residential | Yes | Behind the Meter | Behind the Meter |  | None | Sunrun Installation Services, Inc. | PSE&G | Eligible for TI Program | 2019-12-31 | 2020-01-06 | 2021-10-30 | Hanwha Q-Cells | Q.PEAK DUO-G7 320 | Solar Panels |  | 0.32 | 3 | 276 | 18 |  | Fixed | Roof
NJSTRE1545384921 | NJSRRE1543848829 | Transition Incentive Program | Jersey City | 7302 | 8 | 6.08 | Residential | Yes | Behind the Meter | Behind the Meter |  | None | Sunrun Installation Services, Inc. | PSE&G | Eligible for TI Program | 2019-12-31 | 2020-01-06 | 2021-10-30 | Hanwha Q-Cells | Q.PEAK DUO-G7 320 | Solar Panels |  | 0.32 | 3 | 186 | 20 |  | Fixed | Roof
NJSTRE1545384921 | NJSRRE1543848829 | Transition Incentive Program | Jersey City | 7302 | 8 | 6.08 | Residential | Yes | Behind the Meter | Behind the Meter |  | None | Sunrun Installation Services, Inc. | PSE&G | Eligible for TI Program | 2019-12-31 | 2020-01-06 | 2021-10-30 | Hanwha Q-Cells | Q.PEAK DUO-G7 320 | Solar Panels |  | 0.32 | 13 | 96 | 20 |  | Fixed | Roof
NJSTRE1545384925 | NJSRRE1544419877 | Transition Incentive Program | Williamstown | 8094 | 15 | 9.6 | Residential | Yes | Behind the Meter | Behind the Meter |  | None | Skyline Solar, LLC | AC Electric | Eligible for TI Program | 2020-02-07 | 2020-02-12 | 2021-10-30 | SolarEdge | SE7600H-US | Inverters | 7600 |  | 1 |  |  | 0.99 |  | Outside | within ten feet of meter
NJSTRE1545384925 | NJSRRE1544419877 | Transition Incentive Program | Williamstown | 8094 | 15 | 9.6 | Residential | Yes | Behind the Meter | Behind the Meter |  | None | Skyline Solar, LLC | AC Electric | Eligible for TI Program | 2020-02-07 | 2020-02-12 | 2021-10-30 | Hanwha Q-Cells | Q.PEAK DUO-G5 320 | Solar Panels |  | 0.32 | 30 | 135136 | 34 |  | Fixed | Roof
NJSTRE1545384926 | NJSRRE1543652062 | Transition Incentive Program | Manahawkin | 8050 | 18 | 11.34 | Residential | Yes | Behind the Meter | Net-metered residential rooftop and canopy |  | None | Vivint Solar Developer, LLC | AC Electric | Accepted | 2019-12-23 | 2019-12-27 | 2021-10-30 | Solar Edge | SE7600H-US | Inverters | 7600 |  | 1 |  |  | 0.992 |  | Outdoor | Near the utility meter
NJSTRE1545384926 | NJSRRE1543652062 | Transition Incentive Program | Manahawkin | 8050 | 18 | 11.34 | Residential | Yes | Behind the Meter | Net-metered residential rooftop and canopy |  | None | Vivint Solar Developer, LLC | AC Electric | Accepted | 2019-12-23 | 2019-12-27 | 2021-10-30 | Hanwha Solar | Q.PEAK BLK-G5 315 | Solar Panels |  | 0.315 | 21 | 104 | 16 |  | Fixed | Roof
NJSTRE1545384926 | NJSRRE1543652062 | Transition Incentive Program | Manahawkin | 8050 | 18 | 11.34 | Residential | Yes | Behind the Meter | Net-metered residential rooftop and canopy |  | None | Vivint Solar Developer, LLC | AC Electric | Accepted | 2019-12-23 | 2019-12-27 | 2021-10-30 | Hanwha Solar | Q.PEAK BLK-G5 315 | Solar Panels |  | 0.315 | 15 | 284 | 16 |  | Fixed | Roof
NJSTRE1545384927 | NJSRRE1544161259 | Transition Incentive Program | MULLICA HILL | 8062 | 15 | 11.34 | Residential | Yes | Behind the Meter | Behind the Meter |  | None | Tesla Energy Operations Inc | AC Electric | Eligible for TI Program | 2020-01-13 | 2020-01-16 | 2021-10-30 | SolarEdge Technologies Ltd. | SE10000H-US [240V] | Inverters | 10000 |  | 1 |  |  | 0.99 |  | Outdoor | Outdoor
NJSTRE1545384927 | NJSRRE1544161259 | Transition Incentive Program | MULLICA HILL | 8062 | 15 | 11.34 | Residential | Yes | Behind the Meter | Behind the Meter |  | None | Tesla Energy Operations Inc | AC Electric | Eligible for TI Program | 2020-01-13 | 2020-01-16 | 2021-10-30 | Hanwha Q-Cells | Q.Peak DUO BLK-G5/SC315 | Solar Panels |  | 0.315 | 27 | 70 | 45 |  | Fixed | Roof
NJSTRE1545384927 | NJSRRE1544161259 | Transition Incentive Program | MULLICA HILL | 8062 | 15 | 11.34 | Residential | Yes | Behind the Meter | Behind the Meter |  | None | Tesla Energy Operations Inc | AC Electric | Eligible for TI Program | 2020-01-13 | 2020-01-16 | 2021-10-30 | Hanwha Q-Cells | Q.Peak DUO BLK-G5/SC315 | Solar Panels |  | 0.315 | 9 | 289 | 45 |  | Fixed | Roof
NJSTRE1545384928 | NJSRRE1544514393 | Transition Incentive Program | Millville | 8332 | 20 | 9.6 | Residential | Yes | Behind the Meter | Net-metered residential rooftop and canopy |  | None | Vivint Solar Developer, LLC | AC Electric | As-Built Incomplete | 2020-02-22 | 2020-02-25 | 2021-10-30 | Solar Edge | SE7600H-US000BNC4 | Meters |  |  | 1 |  |  |  | Yes | Outdoor
NJSTRE1545384928 | NJSRRE1544514393 | Transition Incentive Program | Millville | 8332 | 20 | 9.6 | Residential | Yes | Behind the Meter | Net-metered residential rooftop and canopy |  | None | Vivint Solar Developer, LLC | AC Electric | As-Built Incomplete | 2020-02-22 | 2020-02-25 | 2021-10-30 | SOLAREDGE | SE7600H-US | Inverters | 7600 |  | 1 |  |  | 0.992 |  | Outdoor | Near the Utility Meter
NJSTRE1545384928 | NJSRRE1544514393 | Transition Incentive Program | Millville | 8332 | 20 | 9.6 | Residential | Yes | Behind the Meter | Net-metered residential rooftop and canopy |  | None | Vivint Solar Developer, LLC | AC Electric | As-Built Incomplete | 2020-02-22 | 2020-02-25 | 2021-10-30 | JINKO SOLAR | JKM320M-60HBL | Solar Panels |  | 0.32 | 12 | 89 | 28 |  | Fixed | Roof
NJSTRE1545384928 | NJSRRE1544514393 | Transition Incentive Program | Millville | 8332 | 20 | 9.6 | Residential | Yes | Behind the Meter | Net-metered residential rooftop and canopy |  | None | Vivint Solar Developer, LLC | AC Electric | As-Built Incomplete | 2020-02-22 | 2020-02-25 | 2021-10-30 | JINKO SOLAR | JKM320M-60HBL | Solar Panels |  | 0.32 | 6 | 269 | 28 |  | Fixed | Roof
NJSTRE1545384928 | NJSRRE1544514393 | Transition Incentive Program | Millville | 8332 | 20 | 9.6 | Residential | Yes | Behind the Meter | Net-metered residential rooftop and canopy |  | None | Vivint Solar Developer, LLC | AC Electric | As-Built Incomplete | 2020-02-22 | 2020-02-25 | 2021-10-30 | JINKO SOLAR | JKM320M-60HBL | Solar Panels |  | 0.32 | 12 | 89 | 28 |  | Fixed | Roof
NJSTRE1545384929 | NJSRRE1544545544 | Transition Incentive Program | Pennsauken | 8110 | 14 | 14.4 | Residential | Yes | Behind the Meter | Net-metered residential rooftop and canopy |  | None | Vivint Solar Developer, LLC | PSE&G | Accepted | 2020-02-27 | 2020-03-02 | 2021-10-30 | SolarEdge | SE10000H-US | Inverters | 10000 |  | 1 |  |  | 0.992 |  | Outdoor | Near the utility meter
NJSTRE1545384929 | NJSRRE1544545544 | Transition Incentive Program | Pennsauken | 8110 | 14 | 14.4 | Residential | Yes | Behind the Meter | Net-metered residential rooftop and canopy |  | None | Vivint Solar Developer, LLC | PSE&G | Accepted | 2020-02-27 | 2020-03-02 | 2021-10-30 | Jinko Solar | JKM320M-60HBL | Solar Panels |  | 0.32 | 13 | 132 | 22 |  | Fixed | Roof
NJSTRE1545384929 | NJSRRE1544545544 | Transition Incentive Program | Pennsauken | 8110 | 14 | 14.4 | Residential | Yes | Behind the Meter | Net-metered residential rooftop and canopy |  | None | Vivint Solar Developer, LLC | PSE&G | Accepted | 2020-02-27 | 2020-03-02 | 2021-10-30 | Jinko Solar | JKM320M-60HBL | Solar Panels |  | 0.32 | 14 | 312 | 22 |  | Fixed | Roof
NJSTRE1545384929 | NJSRRE1544545544 | Transition Incentive Program | Pennsauken | 8110 | 14 | 14.4 | Residential | Yes | Behind the Meter | Net-metered residential rooftop and canopy |  | None | Vivint Solar Developer, LLC | PSE&G | Accepted | 2020-02-27 | 2020-03-02 | 2021-10-30 | Jinko Solar | JKM320M-60HBL | Solar Panels |  | 0.32 | 18 | 222 | 22 |  | Fixed | Roof
NJSTRE1545384931 | NJSRRE1543547800 | Transition Incentive Program | Sicklerville | 8081 | 14 | 13.34 | Residential | Yes | Behind the Meter | Behind the Meter |  | None | Sunrun Installation Services, Inc. | AC Electric | Eligible for TI Program | 2019-12-13 | 2019-12-18 | 2021-10-30 | Delta Electronics | M4-TL-US | Inverters | 3840 |  | 1 |  |  | 0.96 |  | Outdoor | Next To Meter
NJSTRE1545384931 | NJSRRE1543547800 | Transition Incentive Program | Sicklerville | 8081 | 14 | 13.34 | Residential | Yes | Behind the Meter | Behind the Meter |  | None | Sunrun Installation Services, Inc. | AC Electric | Eligible for TI Program | 2019-12-13 | 2019-12-18 | 2021-10-30 | Delta Electronics | M8-TL-US | Inverters | 7680 |  | 1 |  |  | 0.96 |  | Outdoor | Next To Meter
NJSTRE1545384931 | NJSRRE1543547800 | Transition Incentive Program | Sicklerville | 8081 | 14 | 13.34 | Residential | Yes | Behind the Meter | Behind the Meter |  | None | Sunrun Installation Services, Inc. | AC Electric | Eligible for TI Program | 2019-12-13 | 2019-12-18 | 2021-10-30 | REC Solar | REC290TP2 BLK | Solar Panels |  | 0.29 | 9 | 309 | 27 |  | Fixed | Roof
NJSTRE1545384931 | NJSRRE1543547800 | Transition Incentive Program | Sicklerville | 8081 | 14 | 13.34 | Residential | Yes | Behind the Meter | Behind the Meter |  | None | Sunrun Installation Services, Inc. | AC Electric | Eligible for TI Program | 2019-12-13 | 2019-12-18 | 2021-10-30 | REC Solar | REC290TP2 BLK | Solar Panels |  | 0.29 | 6 | 129 | 18 |  | Fixed | Roof
NJSTRE1545384931 | NJSRRE1543547800 | Transition Incentive Program | Sicklerville | 8081 | 14 | 13.34 | Residential | Yes | Behind the Meter | Behind the Meter |  | None | Sunrun Installation Services, Inc. | AC Electric | Eligible for TI Program | 2019-12-13 | 2019-12-18 | 2021-10-30 | REC Solar | REC290TP2 BLK | Solar Panels |  | 0.29 | 8 | 129 | 27 |  | Fixed | Roof
NJSTRE1545384931 | NJSRRE1543547800 | Transition Incentive Program | Sicklerville | 8081 | 14 | 13.34 | Residential | Yes | Behind the Meter | Behind the Meter |  | None | Sunrun Installation Services, Inc. | AC Electric | Eligible for TI Program | 2019-12-13 | 2019-12-18 | 2021-10-30 | REC Solar | REC290TP2 BLK | Solar Panels |  | 0.29 | 13 | 129 | 27 |  | Fixed | Roof
NJSTRE1545384931 | NJSRRE1543547800 | Transition Incentive Program | Sicklerville | 8081 | 14 | 13.34 | Residential | Yes | Behind the Meter | Behind the Meter |  | None | Sunrun Installation Services, Inc. | AC Electric | Eligible for TI Program | 2019-12-13 | 2019-12-18 | 2021-10-30 | REC Solar | REC290TP2 BLK | Solar Panels |  | 0.29 | 10 | 309 | 27 |  | Fixed | Roof
NJSTRE1545384932 | NJSRRE1544523746 | Transition Incentive Program | Ferell | 8343 | 16 | 6.87 | Residential | Yes | Behind the Meter | Net-metered residential rooftop and canopy |  | None | Vision Solar LLC | AC Electric | As-Built Incomplete - Review | 2020-02-24 | 2020-02-26 |  | sunpower | spr-x22-360-d-ac | Solar Panels |  | 0.327 | 21 | 95 | 23 |  | Fixed | Roof
NJSTRE1545384932 | NJSRRE1544523746 | Transition Incentive Program | Ferell | 8343 | 16 | 6.87 | Residential | Yes | Behind the Meter | Net-metered residential rooftop and canopy |  | None | Vision Solar LLC | AC Electric | As-Built Incomplete - Review | 2020-02-24 | 2020-02-26 |  | sunpower PVS6 | E20-327-E-AC | Inverters | 0.327 |  | 21 |  |  | 0.96 |  | Other | behind panels
NJSTRE1545384932 | NJSRRE1544523746 | Transition Incentive Program | Ferell | 8343 | 16 | 6.87 | Residential | Yes | Behind the Meter | Net-metered residential rooftop and canopy |  | None | Vision Solar LLC | AC Electric | As-Built Incomplete - Review | 2020-02-24 | 2020-02-26 |  | solar edge | PVS6 | Meters |  |  | 1 |  |  |  | Yes | Outdoor
NJSTRE1545384933 | NJSRRE1544352728 | Transition Incentive Program | Mays Landing | 8330 | 19 | 10.56 | Residential | Yes | Behind the Meter | Behind the Meter |  | None | Acos Energy, LLC | AC Electric | Eligible for TI Program | 2020-02-04 | 2020-02-07 | 2021-10-30 | Enphase | IQ7-60-2-US | Inverters | 0.24 |  | 33 |  |  | 0.97 |  | Outside | roof
NJSTRE1545384933 | NJSRRE1544352728 | Transition Incentive Program | Mays Landing | 8330 | 19 | 10.56 | Residential | Yes | Behind the Meter | Behind the Meter |  | None | Acos Energy, LLC | AC Electric | Eligible for TI Program | 2020-02-04 | 2020-02-07 | 2021-10-30 | Trina | TSM-DD06M05II 320W | Solar Panels |  | 0.32 | 22 | 118 | 23 |  | Fixed | Roof
NJSTRE1545384933 | NJSRRE1544352728 | Transition Incentive Program | Mays Landing | 8330 | 19 | 10.56 | Residential | Yes | Behind the Meter | Behind the Meter |  | None | Acos Energy, LLC | AC Electric | Eligible for TI Program | 2020-02-04 | 2020-02-07 | 2021-10-30 | Trina | TSM-DD06M05II 320W | Solar Panels |  | 0.32 | 11 | 298 | 35 |  | Fixed | Roof
NJSTRE1545384935 | NJSRRE1544501317 | Transition Incentive Program | Elmwood Park | 7407 | 7 | 6.2 | Residential | Yes | Behind the Meter | Behind the Meter |  | None | Sunrun Installation Services, Inc. | PSE&G | Eligible for TI Program | 2020-02-19 | 2020-02-24 | 2021-10-30 | Delta Electronics | M5-TL-US | Inverters | 5000 |  | 1 |  |  | 0.96 |  | Outdoor | Next To Meter
NJSTRE1545384935 | NJSRRE1544501317 | Transition Incentive Program | Elmwood Park | 7407 | 7 | 6.2 | Residential | Yes | Behind the Meter | Behind the Meter |  | None | Sunrun Installation Services, Inc. | PSE&G | Eligible for TI Program | 2020-02-19 | 2020-02-24 | 2021-10-30 | REC Solar | REC310TP2M | Solar Panels |  | 0.31 | 20 | 160 | 40 |  | Fixed | Roof
NJSTRE1545384936 | NJSRRE1544202430 | Transition Incentive Program | Woodstown | 8098 | 16 | 10.54 | Residential | Yes | Behind the Meter | Behind the Meter |  | None | Sunrun Installation Services, Inc. | AC Electric | Eligible for TI Program | 2020-01-21 | 2020-01-27 | 2021-10-30 | Delta Electronics | M10-TL-US | Inverters | 9600 |  | 1 |  |  | 0.96 |  | Outdoor | Next To Meter
NJSTRE1545384936 | NJSRRE1544202430 | Transition Incentive Program | Woodstown | 8098 | 16 | 10.54 | Residential | Yes | Behind the Meter | Behind the Meter |  | None | Sunrun Installation Services, Inc. | AC Electric | Eligible for TI Program | 2020-01-21 | 2020-01-27 | 2021-10-30 | REC Solar | REC310TP2M | Solar Panels |  | 0.31 | 17 | 270 | 27 |  | Fixed | Roof
NJSTRE1545384936 | NJSRRE1544202430 | Transition Incentive Program | Woodstown | 8098 | 16 | 10.54 | Residential | Yes | Behind the Meter | Behind the Meter |  | None | Sunrun Installation Services, Inc. | AC Electric | Eligible for TI Program | 2020-01-21 | 2020-01-27 | 2021-10-30 | REC Solar | REC310TP2M | Solar Panels |  | 0.31 | 17 | 90 | 27 |  | Fixed | Roof
NJSTRE1545384939 | NJSRRE1544352375 | Transition Incentive Program | Cherry Hill Twp | 8003 | 14 | 6.54 | Residential | No | Behind the Meter | Net-metered residential rooftop and canopy |  | None | SunnyMac LLC | PSE&G | Accepted | 2020-02-04 | 2020-02-06 | 2021-10-30 | enphase | IQ7XS-96-ACM-US | Inverters | 0.315 |  | 20 |  |  | 0.99 |  | Outdoor | roof
NJSTRE1545384939 | NJSRRE1544352375 | Transition Incentive Program | Cherry Hill Twp | 8003 | 14 | 6.54 | Residential | No | Behind the Meter | Net-metered residential rooftop and canopy |  | None | SunnyMac LLC | PSE&G | Accepted | 2020-02-04 | 2020-02-06 | 2021-10-30 | SunPower | SPR-E20327 | Solar Panels |  | 0.327 | 4 | 180 | 30 |  | Fixed | Roof
NJSTRE1545384939 | NJSRRE1544352375 | Transition Incentive Program | Cherry Hill Twp | 8003 | 14 | 6.54 | Residential | No | Behind the Meter | Net-metered residential rooftop and canopy |  | None | SunnyMac LLC | PSE&G | Accepted | 2020-02-04 | 2020-02-06 | 2021-10-30 | SunPower | SPR-E20327 | Solar Panels |  | 0.327 | 16 | 270 | 33 |  | Fixed | Roof
NJSTRE1545384940 | NJSRRE1544465614 | Transition Incentive Program | TOMS RIVER | 8753 | 18 | 6.3 | Residential | Yes | Behind the Meter | Net-metered residential rooftop and canopy |  | None | Suntuity Solar LLC | JCP&L | Accepted | 2020-02-17 | 2020-02-19 | 2021-10-30 | Enphase Energy | IQ7-60-2-US | Inverters | 240 |  | 20 |  |  | 0.97 |  | Outdoor | Behind the PV Modules
NJSTRE1545384940 | NJSRRE1544465614 | Transition Incentive Program | TOMS RIVER | 8753 | 18 | 6.3 | Residential | Yes | Behind the Meter | Net-metered residential rooftop and canopy |  | None | Suntuity Solar LLC | JCP&L | Accepted | 2020-02-17 | 2020-02-19 | 2021-10-30 | Hanwha Solar ` | Q-Cells 315 Mono | Solar Panels |  | 0.315 | 20 | 275 | 20 |  | Fixed | Roof
NJSTRE1545384941 | NJSRRE1544456279 | Transition Incentive Program | Berlin | 8009 | 14 | 9.6 | Residential | Yes | Behind the Meter | Behind the Meter |  | None | Skyline Solar, LLC | AC Electric | Eligible for TI Program | 2020-02-14 | 2020-02-19 | 2021-10-30 | SolarEdge | SE7600H-US | Inverters | 7600 |  | 1 |  |  | 0.99 |  | Outside | within ten feet of meter
NJSTRE1545384941 | NJSRRE1544456279 | Transition Incentive Program | Berlin | 8009 | 14 | 9.6 | Residential | Yes | Behind the Meter | Behind the Meter |  | None | Skyline Solar, LLC | AC Electric | Eligible for TI Program | 2020-02-14 | 2020-02-19 | 2021-10-30 | Hanwha Q-Cells | Q.PEAK DUO-G5 320 | Solar Panels |  | 0.32 | 30 | 263 | 21 |  | Fixed | Roof
NJSTRE1545384943 | NJSRRE1544346990 | Transition Incentive Program | Carteret | 7008 | 11 | 5.04 | Residential | Yes | Behind the Meter | Net-metered residential rooftop and canopy |  | None | Suntuity Solar LLC | PSE&G | Accepted | 2020-02-03 | 2020-02-05 | 2021-10-30 | Enphase Energy | IQ7-60-2-US | Inverters | 240 |  | 16 |  |  | 0.97 |  | Outdoor | Behind the PV Modules
NJSTRE1545384943 | NJSRRE1544346990 | Transition Incentive Program | Carteret | 7008 | 11 | 5.04 | Residential | Yes | Behind the Meter | Net-metered residential rooftop and canopy |  | None | Suntuity Solar LLC | PSE&G | Accepted | 2020-02-03 | 2020-02-05 | 2021-10-30 | Hanwha Solar | Q-Cells 315 Mono | Solar Panels |  | 0.315 | 12 | 204 | 25 |  | Fixed | Roof
NJSTRE1545384943 | NJSRRE1544346990 | Transition Incentive Program | Carteret | 7008 | 11 | 5.04 | Residential | Yes | Behind the Meter | Net-metered residential rooftop and canopy |  | None | Suntuity Solar LLC | PSE&G | Accepted | 2020-02-03 | 2020-02-05 | 2021-10-30 | Hanwha Solar | Q-Cells 315 Mono | Solar Panels |  | 0.315 | 4 | 114 | 25 |  | Fixed | Roof
NJSTRE1545384944 | NJSRRE1543478460 | Transition Incentive Program | Trenton | 8618 | 12 | 9.45 | Residential | Yes | Behind the Meter | Net-metered residential rooftop and canopy |  | None | Vivint Solar Developer, LLC | PSE&G | Accepted | 2019-12-04 | 2019-12-09 | 2021-10-30 | Solar Edge | SE7600H-US | Inverters | 7600 |  | 1 |  |  | 0.992 |  | Outdoor | near the utility meter
NJSTRE1545384944 | NJSRRE1543478460 | Transition Incentive Program | Trenton | 8618 | 12 | 9.45 | Residential | Yes | Behind the Meter | Net-metered residential rooftop and canopy |  | None | Vivint Solar Developer, LLC | PSE&G | Accepted | 2019-12-04 | 2019-12-09 | 2021-10-30 | Hanwha Solar | Q.PEAK BLK-G5 315 | Solar Panels |  | 0.315 | 30 | 107 | 22 |  | Fixed | Roof
NJSTRE1545384945 | NJSRRE1543495755 | Transition Incentive Program | Monroe Township | 8831 | 11 | 9.14 | Residential | Yes | Behind the Meter | Net-metered residential rooftop and canopy |  | None | Vivint Solar Developer, LLC | JCP&L | Accepted | 2019-12-06 | 2019-12-10 | 2021-10-30 | SOLAR EDGE | SE7600H-US | Inverters | 7600 |  | 1 |  |  | 0.992 |  | Outdoor | Near the Utility Meter
NJSTRE1545384945 | NJSRRE1543495755 | Transition Incentive Program | Monroe Township | 8831 | 11 | 9.14 | Residential | Yes | Behind the Meter | Net-metered residential rooftop and canopy |  | None | Vivint Solar Developer, LLC | JCP&L | Accepted | 2019-12-06 | 2019-12-10 | 2021-10-30 | HANWHA SOLAR | Q.PEAK BLK-G5 315 | Solar Panels |  | 0.315 | 8 | 210 | 16 |  | Fixed | Roof
NJSTRE1545384945 | NJSRRE1543495755 | Transition Incentive Program | Monroe Township | 8831 | 11 | 9.14 | Residential | Yes | Behind the Meter | Net-metered residential rooftop and canopy |  | None | Vivint Solar Developer, LLC | JCP&L | Accepted | 2019-12-06 | 2019-12-10 | 2021-10-30 | HANWHA SOLAR | Q.PEAK BLK-G5 315 | Solar Panels |  | 0.315 | 8 | 120 | 16 |  | Fixed | Roof
NJSTRE1545384945 | NJSRRE1543495755 | Transition Incentive Program | Monroe Township | 8831 | 11 | 9.14 | Residential | Yes | Behind the Meter | Net-metered residential rooftop and canopy |  | None | Vivint Solar Developer, LLC | JCP&L | Accepted | 2019-12-06 | 2019-12-10 | 2021-10-30 | HANWHA SOLAR | Q.PEAK BLK-G5 315 | Solar Panels |  | 0.315 | 5 | 300 | 16 |  | Fixed | Roof
NJSTRE1545384945 | NJSRRE1543495755 | Transition Incentive Program | Monroe Township | 8831 | 11 | 9.14 | Residential | Yes | Behind the Meter | Net-metered residential rooftop and canopy |  | None | Vivint Solar Developer, LLC | JCP&L | Accepted | 2019-12-06 | 2019-12-10 | 2021-10-30 | HANWHA SOLAR | Q.PEAK BLK-G5 315 | Solar Panels |  | 0.315 | 8 | 30 | 16 |  | Fixed | Roof
NJSTRE1545384946 | NJSRRE1544358266 | Transition Incentive Program | Edison | 8817 | 11 | 3.41 | Residential | No | Behind the Meter | Behind the Meter |  | None | Sunrun Installation Services, Inc. | PSE&G | Eligible for TI Program | 2020-02-05 | 2020-02-07 | 2021-10-30 | LG Chem | RESU 10H SEG | Electric Storage Battery |  |  | 1 |  |  |  | Lithium Ion |  | outside
NJSTRE1545384946 | NJSRRE1544358266 | Transition Incentive Program | Edison | 8817 | 11 | 3.41 | Residential | No | Behind the Meter | Behind the Meter |  | None | Sunrun Installation Services, Inc. | PSE&G | Eligible for TI Program | 2020-02-05 | 2020-02-07 | 2021-10-30 | SolarEdge Technologies | SE3800A-USS2RGM | Inverters | 3800 |  | 1 |  |  | 0.96 |  | Outdoor | Next To Meter
NJSTRE1545384946 | NJSRRE1544358266 | Transition Incentive Program | Edison | 8817 | 11 | 3.41 | Residential | No | Behind the Meter | Behind the Meter |  | None | Sunrun Installation Services, Inc. | PSE&G | Eligible for TI Program | 2020-02-05 | 2020-02-07 | 2021-10-30 | REC Solar | REC310TP2M | Solar Panels |  | 0.31 | 11 | 230 | 34 |  | Fixed | Roof
NJSTRE1545384948 | NJSRRE1544519701 | Transition Incentive Program | LAWRENCE TWP MER | 8540 | 12 | 7.56 | Residential | Yes | Behind the Meter | Behind the Meter |  | None | Tesla Energy Operations Inc. | PSE&G | Eligible for TI Program | 2020-02-21 | 2020-02-25 | 2021-10-30 | Delta Electronics | M8-TL-US [240V] | Inverters | 7680 |  | 1 |  |  | 0.975 |  | Outdoor | Outdoor
NJSTRE1545384948 | NJSRRE1544519701 | Transition Incentive Program | LAWRENCE TWP MER | 8540 | 12 | 7.56 | Residential | Yes | Behind the Meter | Behind the Meter |  | None | Tesla Energy Operations Inc. | PSE&G | Eligible for TI Program | 2020-02-21 | 2020-02-25 | 2021-10-30 | Hanwha Q CELLS | Q.PEAK DUO BLK-G5/SC315 | Solar Panels |  | 0.315 | 5 | 79 | 37 |  | Fixed | Roof
NJSTRE1545384948 | NJSRRE1544519701 | Transition Incentive Program | LAWRENCE TWP MER | 8540 | 12 | 7.56 | Residential | Yes | Behind the Meter | Behind the Meter |  | None | Tesla Energy Operations Inc. | PSE&G | Eligible for TI Program | 2020-02-21 | 2020-02-25 | 2021-10-30 | Hanwha Q CELLS | Q.PEAK DUO BLK-G5/SC315 | Solar Panels |  | 0.315 | 12 | 79 | 30 |  | Fixed | Roof
NJSTRE1545384948 | NJSRRE1544519701 | Transition Incentive Program | LAWRENCE TWP MER | 8540 | 12 | 7.56 | Residential | Yes | Behind the Meter | Behind the Meter |  | None | Tesla Energy Operations Inc. | PSE&G | Eligible for TI Program | 2020-02-21 | 2020-02-25 | 2021-10-30 | Hanwha Q CELLS | Q.PEAK DUO BLK-G5/SC315 | Solar Panels |  | 0.315 | 2 | 169 | 45 |  | Fixed | Roof
NJSTRE1545384948 | NJSRRE1544519701 | Transition Incentive Program | LAWRENCE TWP MER | 8540 | 12 | 7.56 | Residential | Yes | Behind the Meter | Behind the Meter |  | None | Tesla Energy Operations Inc. | PSE&G | Eligible for TI Program | 2020-02-21 | 2020-02-25 | 2021-10-30 | Hanwha Q CELLS | Q.PEAK DUO BLK-G5/SC315 | Solar Panels |  | 0.315 | 5 | 169 | 37 |  | Fixed | Roof
NJSTRE1545384952 | NJSRRE1543501899 | Transition Incentive Program | Matawan | 7747 | 17 | 5.51 | Residential | Yes | Behind the Meter | Behind the Meter |  | None | Sunrun Installation Services, Inc. | JCP&L | Eligible for TI Program | 2019-12-09 | 2019-12-11 | 2021-10-30 | Delta Electronics | M5-TL-US | Inverters | 4800 |  | 1 |  |  | 0.96 |  | Outdoor | Next To Meter
NJSTRE1545384952 | NJSRRE1543501899 | Transition Incentive Program | Matawan | 7747 | 17 | 5.51 | Residential | Yes | Behind the Meter | Behind the Meter |  | None | Sunrun Installation Services, Inc. | JCP&L | Eligible for TI Program | 2019-12-09 | 2019-12-11 | 2021-10-30 | REC Solar | REC290TP2 BLK | Solar Panels |  | 0.29 | 6 | 200 | 35 |  | Fixed | Roof
NJSTRE1545384952 | NJSRRE1543501899 | Transition Incentive Program | Matawan | 7747 | 17 | 5.51 | Residential | Yes | Behind the Meter | Behind the Meter |  | None | Sunrun Installation Services, Inc. | JCP&L | Eligible for TI Program | 2019-12-09 | 2019-12-11 | 2021-10-30 | REC Solar | REC290TP2 BLK | Solar Panels |  | 0.29 | 13 | 288 | 34 |  | Fixed | Roof
NJSTRE1545384953 | NJSRRE1544466976 | Transition Incentive Program | trenton | 8618 | 12 | 5.03 | Residential | Yes | Behind the Meter | Net-metered residential rooftop and canopy |  | None | Vision Solar LLC | PSE&G | Accepted | 2020-02-17 | 2020-02-20 | 2021-10-30 | enphase | iq7-60-2-us | Inverters | 0.25 |  | 15 |  |  | 0.96 |  | Other | behind panels
NJSTRE1545384953 | NJSRRE1544466976 | Transition Incentive Program | trenton | 8618 | 12 | 5.03 | Residential | Yes | Behind the Meter | Net-metered residential rooftop and canopy |  | None | Vision Solar LLC | PSE&G | Accepted | 2020-02-17 | 2020-02-20 | 2021-10-30 | lg solar | lg335n1k-v5 | Solar Panels |  | 0.335 | 3 | 32 | 32 |  | Fixed | Roof
NJSTRE1545384953 | NJSRRE1544466976 | Transition Incentive Program | trenton | 8618 | 12 | 5.03 | Residential | Yes | Behind the Meter | Net-metered residential rooftop and canopy |  | None | Vision Solar LLC | PSE&G | Accepted | 2020-02-17 | 2020-02-20 | 2021-10-30 | lg soalr | lg335n1k-v5 | Solar Panels |  | 0.335 | 2 | 32 | 15 |  | Fixed | Roof
NJSTRE1545384953 | NJSRRE1544466976 | Transition Incentive Program | trenton | 8618 | 12 | 5.03 | Residential | Yes | Behind the Meter | Net-metered residential rooftop and canopy |  | None | Vision Solar LLC | PSE&G | Accepted | 2020-02-17 | 2020-02-20 | 2021-10-30 | lg solar | lg335n1k-v5 | Solar Panels |  | 0.335 | 4 | 214 | 10 |  | Fixed | Roof
NJSTRE1545384953 | NJSRRE1544466976 | Transition Incentive Program | trenton | 8618 | 12 | 5.03 | Residential | Yes | Behind the Meter | Net-metered residential rooftop and canopy |  | None | Vision Solar LLC | PSE&G | Accepted | 2020-02-17 | 2020-02-20 | 2021-10-30 | lg solar | lg335n1k-v5 | Solar Panels |  | 0.335 | 6 | 212 | 32 |  | Fixed | Roof
NJSTRE1545384954 | NJSRRE1543451865 | Transition Incentive Program | Pennsauken | 8109 | 14 | 3.78 | Residential | Yes | Behind the Meter | Net-metered residential rooftop and canopy |  | None | Vivint Solar Developer, LLC | PSE&G | Accepted | 2019-11-27 | 2019-12-03 | 2021-10-30 | Solar Edge | SE3800H-US | Inverters | 3800 |  | 1 |  |  | 0.992 |  | Outdoor | Near the utility meter
NJSTRE1545384954 | NJSRRE1543451865 | Transition Incentive Program | Pennsauken | 8109 | 14 | 3.78 | Residential | Yes | Behind the Meter | Net-metered residential rooftop and canopy |  | None | Vivint Solar Developer, LLC | PSE&G | Accepted | 2019-11-27 | 2019-12-03 | 2021-10-30 | Hanwha | Q.PEAK BLK-G5 315 | Solar Panels |  | 0.315 | 12 | 124 | 19 |  | Fixed | Roof
NJSTRE1545384956 | NJSRRE1543502298 | Transition Incentive Program | Paramus | 7652 | 7 | 16.24 | Residential | Yes | Behind the Meter | Behind the Meter |  | None | Sunrun Installation Services, Inc. | PSE&G | Eligible for TI Program | 2019-12-09 | 2019-12-12 | 2021-10-30 | Delta Electronics | M6-TL-US | Inverters | 5760 |  | 1 |  |  | 0.96 |  | Outdoor | Next To Meter
NJSTRE1545384956 | NJSRRE1543502298 | Transition Incentive Program | Paramus | 7652 | 7 | 16.24 | Residential | Yes | Behind the Meter | Behind the Meter |  | None | Sunrun Installation Services, Inc. | PSE&G | Eligible for TI Program | 2019-12-09 | 2019-12-12 | 2021-10-30 | Delta Electronics | M10-TL-US | Inverters | 9600 |  | 1 |  |  | 0.96 |  | Outdoor | Next To Meter
NJSTRE1545384956 | NJSRRE1543502298 | Transition Incentive Program | Paramus | 7652 | 7 | 16.24 | Residential | Yes | Behind the Meter | Behind the Meter |  | None | Sunrun Installation Services, Inc. | PSE&G | Eligible for TI Program | 2019-12-09 | 2019-12-12 | 2021-10-30 | REC Solar | REC290TP2 BLK | Solar Panels |  | 0.29 | 8 | 28 | 18 |  | Fixed | Roof
NJSTRE1545384956 | NJSRRE1543502298 | Transition Incentive Program | Paramus | 7652 | 7 | 16.24 | Residential | Yes | Behind the Meter | Behind the Meter |  | None | Sunrun Installation Services, Inc. | PSE&G | Eligible for TI Program | 2019-12-09 | 2019-12-12 | 2021-10-30 | REC Solar | REC290TP2 BLK | Solar Panels |  | 0.29 | 26 | 206 | 14 |  | Fixed | Roof
NJSTRE1545384956 | NJSRRE1543502298 | Transition Incentive Program | Paramus | 7652 | 7 | 16.24 | Residential | Yes | Behind the Meter | Behind the Meter |  | None | Sunrun Installation Services, Inc. | PSE&G | Eligible for TI Program | 2019-12-09 | 2019-12-12 | 2021-10-30 | REC Solar | REC290TP2 BLK | Solar Panels |  | 0.29 | 7 | 207 | 18 |  | Fixed | Roof
NJSTRE1545384956 | NJSRRE1543502298 | Transition Incentive Program | Paramus | 7652 | 7 | 16.24 | Residential | Yes | Behind the Meter | Behind the Meter |  | None | Sunrun Installation Services, Inc. | PSE&G | Eligible for TI Program | 2019-12-09 | 2019-12-12 | 2021-10-30 | REC Solar | REC290TP2 BLK | Solar Panels |  | 0.29 | 7 | 207 | 18 |  | Fixed | Roof
NJSTRE1545384956 | NJSRRE1543502298 | Transition Incentive Program | Paramus | 7652 | 7 | 16.24 | Residential | Yes | Behind the Meter | Behind the Meter |  | None | Sunrun Installation Services, Inc. | PSE&G | Eligible for TI Program | 2019-12-09 | 2019-12-12 | 2021-10-30 | REC Solar | REC290TP2 BLK | Solar Panels |  | 0.29 | 8 | 26 | 14 |  | Fixed | Roof
NJSTRE1545384958 | NJSRRE1543463107 | Transition Incentive Program | Perth Amboy | 8861 | 11 | 5.27 | Residential | Yes | Behind the Meter | Net-metered residential rooftop and canopy |  | None | Palmetto Solar LLC | PSE&G | Accepted | 2019-12-12 | 2019-12-13 | 2021-10-30 | SolarEdge Technologies | SE5000H-US | Inverters | 5000 |  | 1 |  |  | 0.99 |  | Outside | Side of the house
NJSTRE1545384958 | NJSRRE1543463107 | Transition Incentive Program | Perth Amboy | 8861 | 11 | 5.27 | Residential | Yes | Behind the Meter | Net-metered residential rooftop and canopy |  | None | Palmetto Solar LLC | PSE&G | Accepted | 2019-12-12 | 2019-12-13 | 2021-10-30 | Hanwha | 310W All Black Module | Solar Panels |  | 0.31 | 17 | 180 | 25 |  | Fixed | Roof
NJSTRE1545384961 | NJSRRE1544175306 | Transition Incentive Program | VOORHEES | 8043 | 14 | 10.08 | Residential | Yes | Behind the Meter | Net-metered residential rooftop and canopy |  | None | Vivint Solar Developer, LLC | PSE&G | Accepted | 2020-01-18 | 2020-01-21 | 2021-10-30 | SOLAREDGE | SE7600H-US | Inverters | 7600 |  | 1 |  |  | 0.992 |  | Outdoor | Near the Utility Meter
NJSTRE1545384961 | NJSRRE1544175306 | Transition Incentive Program | VOORHEES | 8043 | 14 | 10.08 | Residential | Yes | Behind the Meter | Net-metered residential rooftop and canopy |  | None | Vivint Solar Developer, LLC | PSE&G | Accepted | 2020-01-18 | 2020-01-21 | 2021-10-30 | HANWHA SOLAR | Q.PEAK BLK-G5 315 | Solar Panels |  | 0.315 | 4 | 179 | 19 |  | Fixed | Roof
NJSTRE1545384961 | NJSRRE1544175306 | Transition Incentive Program | VOORHEES | 8043 | 14 | 10.08 | Residential | Yes | Behind the Meter | Net-metered residential rooftop and canopy |  | None | Vivint Solar Developer, LLC | PSE&G | Accepted | 2020-01-18 | 2020-01-21 | 2021-10-30 | HANWHA SOLAR | Q.PEAK BLK-G5 315 | Solar Panels |  | 0.315 | 12 | 179 | 18 |  | Fixed | Roof
NJSTRE1545384961 | NJSRRE1544175306 | Transition Incentive Program | VOORHEES | 8043 | 14 | 10.08 | Residential | Yes | Behind the Meter | Net-metered residential rooftop and canopy |  | None | Vivint Solar Developer, LLC | PSE&G | Accepted | 2020-01-18 | 2020-01-21 | 2021-10-30 | HANWHA SOLAR | Q.PEAK BLK-G5 315 | Solar Panels |  | 0.315 | 12 | 359 | 18 |  | Fixed | Roof
NJSTRE1545384961 | NJSRRE1544175306 | Transition Incentive Program | VOORHEES | 8043 | 14 | 10.08 | Residential | Yes | Behind the Meter | Net-metered residential rooftop and canopy |  | None | Vivint Solar Developer, LLC | PSE&G | Accepted | 2020-01-18 | 2020-01-21 | 2021-10-30 | HANWHA SOLAR | Q.PEAK BLK-G5 315 | Solar Panels |  | 0.315 | 4 | 359 | 19 |  | Fixed | Roof
NJSTRE1545384962 | NJSRRE1544501820 | Transition Incentive Program | Middlesex | 8846 | 11 | 5.27 | Residential | No | Behind the Meter | Behind the Meter |  | None | Sunrun Installation Services, Inc. | PSE&G | Eligible for TI Program | 2020-02-19 | 2020-02-24 | 2021-10-30 | Enphase Energy | IQ7-60-x-US (240V) | Inverters | 240 |  | 17 |  |  | 0.96 |  | Outdoor | Rooftop
NJSTRE1545384962 | NJSRRE1544501820 | Transition Incentive Program | Middlesex | 8846 | 11 | 5.27 | Residential | No | Behind the Meter | Behind the Meter |  | None | Sunrun Installation Services, Inc. | PSE&G | Eligible for TI Program | 2020-02-19 | 2020-02-24 | 2021-10-30 | REC Solar | REC310TP2M | Solar Panels |  | 0.31 | 17 | 140 | 23 |  | Fixed | Roof
NJSTRE1545384966 | NJSRRE1544344154 | Transition Incentive Program | Newton | 7860 | 1 | 12.4 | Residential | Yes | Behind the Meter | Net-metered residential rooftop and canopy |  | None | Sunrun Installation Services, Inc. | JCP&L | Accepted | 2020-01-31 | 2020-02-05 | 2021-10-30 | Enphase Energy | IQ7-60-x-US (240V) | Inverters | 240 |  | 40 |  |  | 0.96 |  | Outdoor | Rooftop
NJSTRE1545384966 | NJSRRE1544344154 | Transition Incentive Program | Newton | 7860 | 1 | 12.4 | Residential | Yes | Behind the Meter | Net-metered residential rooftop and canopy |  | None | Sunrun Installation Services, Inc. | JCP&L | Accepted | 2020-01-31 | 2020-02-05 | 2021-10-30 | REC Solar | REC310TP2M | Solar Panels |  | 0.31 | 3 | 13 | 27 |  | Fixed | Roof
NJSTRE1545384966 | NJSRRE1544344154 | Transition Incentive Program | Newton | 7860 | 1 | 12.4 | Residential | Yes | Behind the Meter | Net-metered residential rooftop and canopy |  | None | Sunrun Installation Services, Inc. | JCP&L | Accepted | 2020-01-31 | 2020-02-05 | 2021-10-30 | REC Solar | REC310TP2M | Solar Panels |  | 0.31 | 6 | 283 | 27 |  | Fixed | Roof
NJSTRE1545384966 | NJSRRE1544344154 | Transition Incentive Program | Newton | 7860 | 1 | 12.4 | Residential | Yes | Behind the Meter | Net-metered residential rooftop and canopy |  | None | Sunrun Installation Services, Inc. | JCP&L | Accepted | 2020-01-31 | 2020-02-05 | 2021-10-30 | REC Solar | REC310TP2M | Solar Panels |  | 0.31 | 11 | 103 | 27 |  | Fixed | Roof
NJSTRE1545384966 | NJSRRE1544344154 | Transition Incentive Program | Newton | 7860 | 1 | 12.4 | Residential | Yes | Behind the Meter | Net-metered residential rooftop and canopy |  | None | Sunrun Installation Services, Inc. | JCP&L | Accepted | 2020-01-31 | 2020-02-05 | 2021-10-30 | REC Solar | REC310TP2M | Solar Panels |  | 0.31 | 20 | 193 | 27 |  | Fixed | Roof
NJSTRE1545384969 | NJSRRE1544511525 | Transition Incentive Program | Medford TWP | 8055 | 13 | 12.16 | Residential | Yes | Behind the Meter | Net-metered residential rooftop and canopy |  | None | Solar Spectrum LLC | PSE&G | Accepted | 2020-02-20 | 2020-02-24 | 2021-10-30 | SolarEdge | SE10000H-US | Inverters | 42 |  | 1 |  |  | 0.99 |  | Outdoor | near meter
NJSTRE1545384969 | NJSRRE1544511525 | Transition Incentive Program | Medford TWP | 8055 | 13 | 12.16 | Residential | Yes | Behind the Meter | Net-metered residential rooftop and canopy |  | None | Solar Spectrum LLC | PSE&G | Accepted | 2020-02-20 | 2020-02-24 | 2021-10-30 | Q Cells | Q.PEAK-DUO-G7-320 | Solar Panels |  | 0.32 | 16 | 4 | 30 |  | Fixed | Roof
NJSTRE1545384969 | NJSRRE1544511525 | Transition Incentive Program | Medford TWP | 8055 | 13 | 12.16 | Residential | Yes | Behind the Meter | Net-metered residential rooftop and canopy |  | None | Solar Spectrum LLC | PSE&G | Accepted | 2020-02-20 | 2020-02-24 | 2021-10-30 | Q Cells | Q.PEAK-DUO-G7-320 | Solar Panels |  | 0.32 | 22 | 184 | 30 |  | Fixed | Roof
NJSTRE1545384972 | NJSRRE1543452915 | Transition Incentive Program | Keyport | 7735 | 17 | 4.1 | Residential | Yes | Behind the Meter | Net-metered residential rooftop and canopy |  | None | Vivint Solar Developer, LLC | JCP&L | Accepted | 2019-11-29 | 2019-12-03 | 2021-10-30 | Solar Edge | SE3800H-US | Inverters | 3800 |  | 1 |  |  | 0.992 |  | Outdoor | Near the utility meter
NJSTRE1545384972 | NJSRRE1543452915 | Transition Incentive Program | Keyport | 7735 | 17 | 4.1 | Residential | Yes | Behind the Meter | Net-metered residential rooftop and canopy |  | None | Vivint Solar Developer, LLC | JCP&L | Accepted | 2019-11-29 | 2019-12-03 | 2021-10-30 | Hanwha | Q.PEAK BLK-G5 315 | Solar Panels |  | 0.315 | 13 | 165 | 18 |  | Fixed | Roof
NJSTRE1545384974 | NJSRRE1543848699 | Transition Incentive Program | Andover | 7821 | 1 | 10.24 | Residential | Yes | Behind the Meter | Behind the Meter |  | None | Sunrun Installation Services, Inc. | JCP&L | Eligible for TI Program | 2019-12-31 | 2020-01-06 | 2021-10-30 | Delta Electronics | M10-TL-US | Inverters | 9600 |  | 1 |  |  | 0.96 |  | Outdoor | Next To Meter
NJSTRE1545384974 | NJSRRE1543848699 | Transition Incentive Program | Andover | 7821 | 1 | 10.24 | Residential | Yes | Behind the Meter | Behind the Meter |  | None | Sunrun Installation Services, Inc. | JCP&L | Eligible for TI Program | 2019-12-31 | 2020-01-06 | 2021-10-30 | Hanwha Q-Cells | Q.PEAK DUO-G7 320 | Solar Panels |  | 0.32 | 11 | 322 | 23 |  | Fixed | Roof
NJSTRE1545384974 | NJSRRE1543848699 | Transition Incentive Program | Andover | 7821 | 1 | 10.24 | Residential | Yes | Behind the Meter | Behind the Meter |  | None | Sunrun Installation Services, Inc. | JCP&L | Eligible for TI Program | 2019-12-31 | 2020-01-06 | 2021-10-30 | Hanwha Q-Cells | Q.PEAK DUO-G7 320 | Solar Panels |  | 0.32 | 21 | 142 | 40 |  | Fixed | Roof
NJSTRE1545384976 | NJSRRE1543547872 | Transition Incentive Program | CLINTON | 8809 | 4 | 14.18 | Residential | Yes | Behind the Meter | Net-metered residential rooftop and canopy |  | None | Vivint Solar Developer, LLC | JCP&L | Accepted | 2019-12-13 | 2019-12-18 | 2021-10-30 | Solar Edge | SE10000H-US | Inverters | 10000 |  | 1 |  |  | 0.992 |  | Outdoor | Near the utility meter
NJSTRE1545384976 | NJSRRE1543547872 | Transition Incentive Program | CLINTON | 8809 | 4 | 14.18 | Residential | Yes | Behind the Meter | Net-metered residential rooftop and canopy |  | None | Vivint Solar Developer, LLC | JCP&L | Accepted | 2019-12-13 | 2019-12-18 | 2021-10-30 | Hanwha | Q.PEAK BLK-G5 315 | Solar Panels |  | 0.315 | 24 | 174 | 21 |  | Fixed | Roof
NJSTRE1545384976 | NJSRRE1543547872 | Transition Incentive Program | CLINTON | 8809 | 4 | 14.18 | Residential | Yes | Behind the Meter | Net-metered residential rooftop and canopy |  | None | Vivint Solar Developer, LLC | JCP&L | Accepted | 2019-12-13 | 2019-12-18 | 2021-10-30 | Hanwha | Q.PEAK BLK-G5 315 | Solar Panels |  | 0.315 | 21 | 354 | 21 |  | Fixed | Roof
NJSTRE1545384977 | NJSRRE1544213621 | Transition Incentive Program | Neptune City | 7753 | 17 | 16.42 | Residential | No | Behind the Meter | Behind the Meter |  | None | Maier Solar Engineering dba Solar Me | JCP&L | Eligible for TI Program | 2020-01-22 | 2020-01-27 | 2021-10-30 | Enphase | IQ7+ | Inverters | 290 |  | 49 |  |  | 0.96 |  | Outdoor | Next to meter
NJSTRE1545384977 | NJSRRE1544213621 | Transition Incentive Program | Neptune City | 7753 | 17 | 16.42 | Residential | No | Behind the Meter | Behind the Meter |  | None | Maier Solar Engineering dba Solar Me | JCP&L | Eligible for TI Program | 2020-01-22 | 2020-01-27 | 2021-10-30 | LG | LG335N1C-A5 | Solar Panels |  | 0.335 | 34 | 193 | 40 |  | Fixed | Roof
NJSTRE1545384977 | NJSRRE1544213621 | Transition Incentive Program | Neptune City | 7753 | 17 | 16.42 | Residential | No | Behind the Meter | Behind the Meter |  | None | Maier Solar Engineering dba Solar Me | JCP&L | Eligible for TI Program | 2020-01-22 | 2020-01-27 | 2021-10-30 | LG | LG335N1C-A5 | Solar Panels |  | 0.335 | 4 | 103 | 40 |  | Fixed | Roof
NJSTRE1545384977 | NJSRRE1544213621 | Transition Incentive Program | Neptune City | 7753 | 17 | 16.42 | Residential | No | Behind the Meter | Behind the Meter |  | None | Maier Solar Engineering dba Solar Me | JCP&L | Eligible for TI Program | 2020-01-22 | 2020-01-27 | 2021-10-30 | LG | LG335N1C-A5 | Solar Panels |  | 0.335 | 3 | 103 | 40 |  | Fixed | Roof
NJSTRE1545384977 | NJSRRE1544213621 | Transition Incentive Program | Neptune City | 7753 | 17 | 16.42 | Residential | No | Behind the Meter | Behind the Meter |  | None | Maier Solar Engineering dba Solar Me | JCP&L | Eligible for TI Program | 2020-01-22 | 2020-01-27 | 2021-10-30 | LG | LG335N1C-A5 | Solar Panels |  | 0.335 | 8 | 103 | 40 |  | Fixed | Roof
NJSTRE1545384980 | NJSRRE1543498269 | Transition Incentive Program | MOORESTOWN | 8057 | 13 | 31.82 | Residential | Yes | Behind the Meter | Net-metered residential rooftop and canopy |  | None | Vivint Solar Developer, LLC | PSE&G | Accepted | 2019-12-07 | 2019-12-10 | 2021-10-30 | SOLAREDGE | SE7600H-US | Inverters | 7600 |  | 3 |  |  | 0.992 |  | Outdoor | Near the Utility Meter
NJSTRE1545384980 | NJSRRE1543498269 | Transition Incentive Program | MOORESTOWN | 8057 | 13 | 31.82 | Residential | Yes | Behind the Meter | Net-metered residential rooftop and canopy |  | None | Vivint Solar Developer, LLC | PSE&G | Accepted | 2019-12-07 | 2019-12-10 | 2021-10-30 | HANWHA SOLAR | Q.PEAK BLK-G5 315 | Solar Panels |  | 0.315 | 2 | 144 | 45 |  | Fixed | Roof
NJSTRE1545384980 | NJSRRE1543498269 | Transition Incentive Program | MOORESTOWN | 8057 | 13 | 31.82 | Residential | Yes | Behind the Meter | Net-metered residential rooftop and canopy |  | None | Vivint Solar Developer, LLC | PSE&G | Accepted | 2019-12-07 | 2019-12-10 | 2021-10-30 | HANWHA SOLAR | Q.PEAK BLK-G5 315 | Solar Panels |  | 0.315 | 23 | 54 | 45 |  | Fixed | Roof
NJSTRE1545384980 | NJSRRE1543498269 | Transition Incentive Program | MOORESTOWN | 8057 | 13 | 31.82 | Residential | Yes | Behind the Meter | Net-metered residential rooftop and canopy |  | None | Vivint Solar Developer, LLC | PSE&G | Accepted | 2019-12-07 | 2019-12-10 | 2021-10-30 | HANWHA SOLAR | Q.PEAK BLK-G5 315 | Solar Panels |  | 0.315 | 19 | 144 | 15 |  | Fixed | Roof
NJSTRE1545384980 | NJSRRE1543498269 | Transition Incentive Program | MOORESTOWN | 8057 | 13 | 31.82 | Residential | Yes | Behind the Meter | Net-metered residential rooftop and canopy |  | None | Vivint Solar Developer, LLC | PSE&G | Accepted | 2019-12-07 | 2019-12-10 | 2021-10-30 | HANWHA SOLAR | Q.PEAK BLK-G5 315 | Solar Panels |  | 0.315 | 2 | 324 | 36 |  | Fixed | Roof
NJSTRE1545384980 | NJSRRE1543498269 | Transition Incentive Program | MOORESTOWN | 8057 | 13 | 31.82 | Residential | Yes | Behind the Meter | Net-metered residential rooftop and canopy |  | None | Vivint Solar Developer, LLC | PSE&G | Accepted | 2019-12-07 | 2019-12-10 | 2021-10-30 | HANWHA SOLAR | Q.PEAK BLK-G5 315 | Solar Panels |  | 0.315 | 6 | 234 | 45 |  | Fixed | Roof
NJSTRE1545384980 | NJSRRE1543498269 | Transition Incentive Program | MOORESTOWN | 8057 | 13 | 31.82 | Residential | Yes | Behind the Meter | Net-metered residential rooftop and canopy |  | None | Vivint Solar Developer, LLC | PSE&G | Accepted | 2019-12-07 | 2019-12-10 | 2021-10-30 | HANWHA SOLAR | Q.PEAK BLK-G5 315 | Solar Panels |  | 0.315 | 29 | 234 | 45 |  | Fixed | Roof
NJSTRE1545384980 | NJSRRE1543498269 | Transition Incentive Program | MOORESTOWN | 8057 | 13 | 31.82 | Residential | Yes | Behind the Meter | Net-metered residential rooftop and canopy |  | None | Vivint Solar Developer, LLC | PSE&G | Accepted | 2019-12-07 | 2019-12-10 | 2021-10-30 | HANWHA SOLAR | Q.PEAK BLK-G5 315 | Solar Panels |  | 0.315 | 6 | 54 | 45 |  | Fixed | Roof
NJSTRE1545384980 | NJSRRE1543498269 | Transition Incentive Program | MOORESTOWN | 8057 | 13 | 31.82 | Residential | Yes | Behind the Meter | Net-metered residential rooftop and canopy |  | None | Vivint Solar Developer, LLC | PSE&G | Accepted | 2019-12-07 | 2019-12-10 | 2021-10-30 | HANWHA SOLAR | Q.PEAK BLK-G5 315 | Solar Panels |  | 0.315 | 2 | 324 | 45 |  | Fixed | Roof
NJSTRE1545384980 | NJSRRE1543498269 | Transition Incentive Program | MOORESTOWN | 8057 | 13 | 31.82 | Residential | Yes | Behind the Meter | Net-metered residential rooftop and canopy |  | None | Vivint Solar Developer, LLC | PSE&G | Accepted | 2019-12-07 | 2019-12-10 | 2021-10-30 | HANWHA SOLAR | Q.PEAK BLK-G5 315 | Solar Panels |  | 0.315 | 2 | 324 | 15 |  | Fixed | Roof
NJSTRE1545384980 | NJSRRE1543498269 | Transition Incentive Program | MOORESTOWN | 8057 | 13 | 31.82 | Residential | Yes | Behind the Meter | Net-metered residential rooftop and canopy |  | None | Vivint Solar Developer, LLC | PSE&G | Accepted | 2019-12-07 | 2019-12-10 | 2021-10-30 | HANWHA SOLAR | Q.PEAK BLK-G5 315 | Solar Panels |  | 0.315 | 10 | 234 | 45 |  | Fixed | Roof
NJSTRE1545384981 | NJSRRE1544546943 | Transition Incentive Program | ROSELLE | 7203 | 10 | 7.36 | Residential | Yes | Behind the Meter | Net-metered residential rooftop and canopy |  | None | Vivint Solar Developer, LLC | PSE&G | Accepted | 2020-02-28 | 2020-03-03 | 2021-10-30 | SOLAREDGE | SE7600H-US | Inverters | 7600 |  | 1 |  |  | 0.992 |  | Outdoor | Near the Utility Meter
NJSTRE1545384981 | NJSRRE1544546943 | Transition Incentive Program | ROSELLE | 7203 | 10 | 7.36 | Residential | Yes | Behind the Meter | Net-metered residential rooftop and canopy |  | None | Vivint Solar Developer, LLC | PSE&G | Accepted | 2020-02-28 | 2020-03-03 | 2021-10-30 | JINKO SOLAR | JKM320M-60HBL | Solar Panels |  | 0.32 | 11 | 186 | 19 |  | Fixed | Roof
NJSTRE1545384981 | NJSRRE1544546943 | Transition Incentive Program | ROSELLE | 7203 | 10 | 7.36 | Residential | Yes | Behind the Meter | Net-metered residential rooftop and canopy |  | None | Vivint Solar Developer, LLC | PSE&G | Accepted | 2020-02-28 | 2020-03-03 | 2021-10-30 | JINKO SOLAR | JKM320M-60HBL | Solar Panels |  | 0.32 | 12 | 96 | 19 |  | Fixed | Roof
NJSTRE1545384982 | NJSRRE1543565892 | Transition Incentive Program | MANAHAWKIN | 8050 | 18 | 7.25 | Residential | Yes | Behind the Meter | Net-metered residential rooftop and canopy |  | None | Vivint Solar Developer, LLC | AC Electric | Accepted | 2019-12-19 | 2019-12-23 | 2021-10-30 | Solar Edge | SE7600H-US | Inverters | 7600 |  | 1 |  |  | 0.992 |  | Outdoor | Near the utility meter
NJSTRE1545384982 | NJSRRE1543565892 | Transition Incentive Program | MANAHAWKIN | 8050 | 18 | 7.25 | Residential | Yes | Behind the Meter | Net-metered residential rooftop and canopy |  | None | Vivint Solar Developer, LLC | AC Electric | Accepted | 2019-12-19 | 2019-12-23 | 2021-10-30 | Hanwha Solar | Q.PEAK BLK-G5 315 | Solar Panels |  | 0.315 | 23 | 336 | 23 |  | Fixed | Roof
NJSTRE1545384985 | NJSRRE1544108445 | Transition Incentive Program | ridgewood | 7450 | 7 | 8.19 | Residential | Yes | Behind the Meter | Net-metered residential rooftop and canopy |  | None | Vision Solar LLC | PSE&G | Accepted | 2020-01-07 | 2020-01-09 | 2021-10-30 | Enphase | iq7-60-2-us | Inverters | 0.25 |  | 26 |  |  | 0.96 |  | Other | behind panels
NJSTRE1545384985 | NJSRRE1544108445 | Transition Incentive Program | ridgewood | 7450 | 7 | 8.19 | Residential | Yes | Behind the Meter | Net-metered residential rooftop and canopy |  | None | Vision Solar LLC | PSE&G | Accepted | 2020-01-07 | 2020-01-09 | 2021-10-30 | hanwa qcells | qpeak duo-g5 315 | Solar Panels |  | 0.315 | 26 | 191 | 21 |  | Fixed | Roof
NJSTRE1545384986 | NJSRRE1543571152 | Transition Incentive Program | Perth Amboy City | 8861 | 11 | 4.06 | Residential | Yes | Behind the Meter | Behind the Meter |  | None | Sunrun Installation Services, Inc. | PSE&G | Eligible for TI Program | 2019-12-19 | 2019-12-26 | 2021-10-30 | Delta Electronics | M4-TL-US | Inverters | 3840 |  | 1 |  |  | 0.96 |  | Outdoor | Next To Meter
NJSTRE1545384986 | NJSRRE1543571152 | Transition Incentive Program | Perth Amboy City | 8861 | 11 | 4.06 | Residential | Yes | Behind the Meter | Behind the Meter |  | None | Sunrun Installation Services, Inc. | PSE&G | Eligible for TI Program | 2019-12-19 | 2019-12-26 | 2021-10-30 | REC Solar | REC290TP2 BLK | Solar Panels |  | 0.29 | 14 | 194 | 43 |  | Fixed | Roof
NJSTRE1545384987 | NJSRRE1544354887 | Transition Incentive Program | Bayville | 8721 | 18 | 14.4 | Residential | Yes | Behind the Meter | Behind the Meter |  | None | Sun Up Zero Down | JCP&L | Eligible for TI Program | 2020-02-05 | 2020-02-07 | 2021-10-30 | enphase | IQ7PLUS-72-2-US | Inverters | 320 |  | 45 |  |  | 0.976 |  | Outside | outside wall
NJSTRE1545384987 | NJSRRE1544354887 | Transition Incentive Program | Bayville | 8721 | 18 | 14.4 | Residential | Yes | Behind the Meter | Behind the Meter |  | None | Sun Up Zero Down | JCP&L | Eligible for TI Program | 2020-02-05 | 2020-02-07 | 2021-10-30 | trina | TSM-320 DD05H.05 (II) | Solar Panels |  | 0.32 | 8 | 334 | 30 |  | Fixed | Roof
NJSTRE1545384987 | NJSRRE1544354887 | Transition Incentive Program | Bayville | 8721 | 18 | 14.4 | Residential | Yes | Behind the Meter | Behind the Meter |  | None | Sun Up Zero Down | JCP&L | Eligible for TI Program | 2020-02-05 | 2020-02-07 | 2021-10-30 | trina | TSM-320 DD05H.05 (II) | Solar Panels |  | 0.32 | 37 | 154 | 30 |  | Fixed | Roof
NJSTRE1545384988 | NJSRRE1543464279 | Transition Incentive Program | Millville | 8332 | 20 | 5.12 | Residential | Yes | Behind the Meter | Behind the Meter |  | None | Skyline Solar, LLC | AC Electric | Eligible for TI Program | 2019-12-02 | 2019-12-04 | 2021-10-30 | SolarEdge | SE3800H-US | Inverters | 3800 |  | 1 |  |  | 0.99 |  | Outside | within ten feet of meter
NJSTRE1545384988 | NJSRRE1543464279 | Transition Incentive Program | Millville | 8332 | 20 | 5.12 | Residential | Yes | Behind the Meter | Behind the Meter |  | None | Skyline Solar, LLC | AC Electric | Eligible for TI Program | 2019-12-02 | 2019-12-04 | 2021-10-30 | Hanwha Q-Cells | Q.PEAK DUO-G5 320 | Solar Panels |  | 0.32 | 16 | 222 | 28 |  | Fixed | Roof
NJSTRE1545384989 | NJSRRE1544333403 | Transition Incentive Program | MANAHAWKIN | 8050 | 18 | 8.51 | Residential | Yes | Behind the Meter | Net-metered residential rooftop and canopy |  | None | Vivint Solar Developer, LLC | AC Electric | Accepted | 2020-01-30 | 2020-02-03 | 2021-10-30 | SOLAREDGE | SE7600H-US | Inverters | 7600 |  | 1 |  |  | 0.992 |  | Outdoor | Near the Utility Meter
NJSTRE1545384989 | NJSRRE1544333403 | Transition Incentive Program | MANAHAWKIN | 8050 | 18 | 8.51 | Residential | Yes | Behind the Meter | Net-metered residential rooftop and canopy |  | None | Vivint Solar Developer, LLC | AC Electric | Accepted | 2020-01-30 | 2020-02-03 | 2021-10-30 | HANWHA SOLAR | Q.PEAK BLK-G5 315 | Solar Panels |  | 0.315 | 27 | 100 | 27 |  | Fixed | Roof
NJSTRE1545384993 | NJSRRE1544501760 | Transition Incentive Program | East Brunswick | 8816 | 11 | 14.57 | Residential | Yes | Behind the Meter | Behind the Meter |  | None | Sunrun Installation Services, Inc. | PSE&G | Eligible for TI Program | 2020-02-19 | 2020-02-24 | 2021-10-30 | Enphase Energy | IQ7-60-x-US (240V) | Inverters | 240 |  | 47 |  |  | 0.96 |  | Outdoor | Rooftop
NJSTRE1545384993 | NJSRRE1544501760 | Transition Incentive Program | East Brunswick | 8816 | 11 | 14.57 | Residential | Yes | Behind the Meter | Behind the Meter |  | None | Sunrun Installation Services, Inc. | PSE&G | Eligible for TI Program | 2020-02-19 | 2020-02-24 | 2021-10-30 | REC Solar | REC310TP2M | Solar Panels |  | 0.31 | 28 | 80 | 18 |  | Fixed | Roof
NJSTRE1545384993 | NJSRRE1544501760 | Transition Incentive Program | East Brunswick | 8816 | 11 | 14.57 | Residential | Yes | Behind the Meter | Behind the Meter |  | None | Sunrun Installation Services, Inc. | PSE&G | Eligible for TI Program | 2020-02-19 | 2020-02-24 | 2021-10-30 | REC Solar | REC310TP2M | Solar Panels |  | 0.31 | 19 | 260 | 18 |  | Fixed | Roof
NJSTRE1545384994 | NJSRRE1544431497 | Transition Incentive Program | North Plainfield | 7063 | 10 | 5.89 | Residential | Yes | Behind the Meter | Behind the Meter |  | None | Sunrun Installation Services, Inc. | PSE&G | Eligible for TI Program | 2020-02-11 | 2020-02-14 | 2021-10-30 | Enphase Energy | IQ7-60-x-US (240V) | Inverters | 240 |  | 19 |  |  | 0.96 |  | Outdoor | Rooftop
NJSTRE1545384994 | NJSRRE1544431497 | Transition Incentive Program | North Plainfield | 7063 | 10 | 5.89 | Residential | Yes | Behind the Meter | Behind the Meter |  | None | Sunrun Installation Services, Inc. | PSE&G | Eligible for TI Program | 2020-02-11 | 2020-02-14 | 2021-10-30 | REC Solar | REC310TP2M | Solar Panels |  | 0.31 | 16 | 147 | 23 |  | Fixed | Roof
NJSTRE1545384994 | NJSRRE1544431497 | Transition Incentive Program | North Plainfield | 7063 | 10 | 5.89 | Residential | Yes | Behind the Meter | Behind the Meter |  | None | Sunrun Installation Services, Inc. | PSE&G | Eligible for TI Program | 2020-02-11 | 2020-02-14 | 2021-10-30 | REC Solar | REC310TP2M | Solar Panels |  | 0.31 | 3 | 238 | 23 |  | Fixed | Roof
NJSTRE1545384996 | NJSRRE1544441385 | Transition Incentive Program | Bloomfield | 7003 | 9 | 13.33 | Residential | No | Behind the Meter | Behind the Meter |  | None | Sunrun Installation Services, Inc. | PSE&G | Eligible for TI Program | 2020-02-12 | 2020-02-17 | 2021-10-30 | LG Chem | RESU 10H SEG | Electric Storage Battery |  |  | 1 |  |  |  | Lithium Ion |  | outside
NJSTRE1545384996 | NJSRRE1544441385 | Transition Incentive Program | Bloomfield | 7003 | 9 | 13.33 | Residential | No | Behind the Meter | Behind the Meter |  | None | Sunrun Installation Services, Inc. | PSE&G | Eligible for TI Program | 2020-02-12 | 2020-02-17 | 2021-10-30 | SolarEdge Technologies | SE3800A-USS2RGM | Inverters | 3800 |  | 1 |  |  | 0.96 |  | Outdoor | Next To Meter
NJSTRE1545384996 | NJSRRE1544441385 | Transition Incentive Program | Bloomfield | 7003 | 9 | 13.33 | Residential | No | Behind the Meter | Behind the Meter |  | None | Sunrun Installation Services, Inc. | PSE&G | Eligible for TI Program | 2020-02-12 | 2020-02-17 | 2021-10-30 | SolarEdge Technologies | SE7600H-USRGM | Inverters | 7600 |  | 1 |  |  | 0.96 |  | Outdoor | Next To Meter
NJSTRE1545384996 | NJSRRE1544441385 | Transition Incentive Program | Bloomfield | 7003 | 9 | 13.33 | Residential | No | Behind the Meter | Behind the Meter |  | None | Sunrun Installation Services, Inc. | PSE&G | Eligible for TI Program | 2020-02-12 | 2020-02-17 | 2021-10-30 | REC Solar | REC310TP2M | Solar Panels |  | 0.31 | 3 | 173 | 14 |  | Fixed | Roof
NJSTRE1545384996 | NJSRRE1544441385 | Transition Incentive Program | Bloomfield | 7003 | 9 | 13.33 | Residential | No | Behind the Meter | Behind the Meter |  | None | Sunrun Installation Services, Inc. | PSE&G | Eligible for TI Program | 2020-02-12 | 2020-02-17 | 2021-10-30 | REC Solar | REC310TP2M | Solar Panels |  | 0.31 | 7 | 262 | 43 |  | Fixed | Roof
NJSTRE1545384996 | NJSRRE1544441385 | Transition Incentive Program | Bloomfield | 7003 | 9 | 13.33 | Residential | No | Behind the Meter | Behind the Meter |  | None | Sunrun Installation Services, Inc. | PSE&G | Eligible for TI Program | 2020-02-12 | 2020-02-17 | 2021-10-30 | REC Solar | REC310TP2M | Solar Panels |  | 0.31 | 5 | 353 | 14 |  | Fixed | Roof
NJSTRE1545384996 | NJSRRE1544441385 | Transition Incentive Program | Bloomfield | 7003 | 9 | 13.33 | Residential | No | Behind the Meter | Behind the Meter |  | None | Sunrun Installation Services, Inc. | PSE&G | Eligible for TI Program | 2020-02-12 | 2020-02-17 | 2021-10-30 | REC Solar | REC310TP2M | Solar Panels |  | 0.31 | 20 | 82 | 43 |  | Fixed | Roof
NJSTRE1545384996 | NJSRRE1544441385 | Transition Incentive Program | Bloomfield | 7003 | 9 | 13.33 | Residential | No | Behind the Meter | Behind the Meter |  | None | Sunrun Installation Services, Inc. | PSE&G | Eligible for TI Program | 2020-02-12 | 2020-02-17 | 2021-10-30 | REC Solar | REC310TP2M | Solar Panels |  | 0.31 | 8 | 262 | 43 |  | Fixed | Roof
NJSTRE1545384997 | NJSRRE1544202316 | Transition Incentive Program | Newark City | 7107 | 9 | 9.92 | Residential | Yes | Behind the Meter | Behind the Meter |  | None | Sunrun Installation Services, Inc. | PSE&G | Eligible for TI Program | 2020-01-21 | 2020-01-27 | 2021-10-30 | Delta Electronics | M4-TL-US | Inverters | 3840 |  | 2 |  |  | 0.96 |  | Outdoor | Next To Meter
NJSTRE1545384997 | NJSRRE1544202316 | Transition Incentive Program | Newark City | 7107 | 9 | 9.92 | Residential | Yes | Behind the Meter | Behind the Meter |  | None | Sunrun Installation Services, Inc. | PSE&G | Eligible for TI Program | 2020-01-21 | 2020-01-27 | 2021-10-30 | REC Solar | REC310TP2M | Solar Panels |  | 0.31 | 16 | 115 | 23 |  | Fixed | Roof
NJSTRE1545384997 | NJSRRE1544202316 | Transition Incentive Program | Newark City | 7107 | 9 | 9.92 | Residential | Yes | Behind the Meter | Behind the Meter |  | None | Sunrun Installation Services, Inc. | PSE&G | Eligible for TI Program | 2020-01-21 | 2020-01-27 | 2021-10-30 | REC Solar | REC310TP2M | Solar Panels |  | 0.31 | 16 | 295 | 23 |  | Fixed | Roof
NJSTRE1545384998 | NJSRRE1543436909 | Transition Incentive Program | SUCCASUNNA | 7876 | 3 | 15.95 | Residential | Yes | Behind the Meter | Behind the Meter |  | None | Sunrun Installation Services, Inc. | JCP&L | Eligible for TI Program | 2019-11-22 | 2019-11-26 | 2021-10-30 | Delta Electronics | M4-TL-US | Inverters | 3840 |  | 1 |  |  | 0.96 |  | Outdoor | Next To Meter
NJSTRE1545384998 | NJSRRE1543436909 | Transition Incentive Program | SUCCASUNNA | 7876 | 3 | 15.95 | Residential | Yes | Behind the Meter | Behind the Meter |  | None | Sunrun Installation Services, Inc. | JCP&L | Eligible for TI Program | 2019-11-22 | 2019-11-26 | 2021-10-30 | Delta Electronics | M10-TL-US | Inverters | 9600 |  | 1 |  |  | 0.96 |  | Outdoor | Next To Meter
NJSTRE1545384998 | NJSRRE1543436909 | Transition Incentive Program | SUCCASUNNA | 7876 | 3 | 15.95 | Residential | Yes | Behind the Meter | Behind the Meter |  | None | Sunrun Installation Services, Inc. | JCP&L | Eligible for TI Program | 2019-11-22 | 2019-11-26 | 2021-10-30 | REC Solar | REC290TP2 BLK | Solar Panels |  | 0.29 | 16 | 164 | 27 |  | Fixed | Roof
NJSTRE1545384998 | NJSRRE1543436909 | Transition Incentive Program | SUCCASUNNA | 7876 | 3 | 15.95 | Residential | Yes | Behind the Meter | Behind the Meter |  | None | Sunrun Installation Services, Inc. | JCP&L | Eligible for TI Program | 2019-11-22 | 2019-11-26 | 2021-10-30 | REC Solar | REC290TP2 BLK | Solar Panels |  | 0.29 | 39 | 163 | 14 |  | Fixed | Roof
NJSTRE1545385000 | NJSRRE1544543251 | Transition Incentive Program | Roselle Park | 7204 | 10 | 8.28 | Residential | No | Behind the Meter | Behind the Meter |  | None | Sunrun Installation Services, Inc. | PSE&G | Eligible for TI Program | 2020-02-26 | 2020-03-02 | 2021-10-30 | Delta Electronics | M8-TL-US | Inverters | 8000 |  | 1 |  |  | 0.96 |  | Outdoor | Next To Meter
NJSTRE1545385000 | NJSRRE1544543251 | Transition Incentive Program | Roselle Park | 7204 | 10 | 8.28 | Residential | No | Behind the Meter | Behind the Meter |  | None | Sunrun Installation Services, Inc. | PSE&G | Eligible for TI Program | 2020-02-26 | 2020-03-02 | 2021-10-30 | LG Electronics | LG345N1C-V5 | Solar Panels |  | 0.345 | 12 | 259 | 37 |  | Fixed | Roof
NJSTRE1545385000 | NJSRRE1544543251 | Transition Incentive Program | Roselle Park | 7204 | 10 | 8.28 | Residential | No | Behind the Meter | Behind the Meter |  | None | Sunrun Installation Services, Inc. | PSE&G | Eligible for TI Program | 2020-02-26 | 2020-03-02 | 2021-10-30 | LG Electronics | LG345N1C-V5 | Solar Panels |  | 0.345 | 12 | 79 | 37 |  | Fixed | Roof
NJSTRE1545385001 | NJSRRE1543463318 | Transition Incentive Program | Monroe | 8831 | 11 | 45.24 | Residential | No | Behind the Meter | Net-metered residential ground mount |  | None | Advanced Solar & Energy Solutions, LLC | JCP&L | Accepted | 2019-12-06 | 2019-12-06 | 2021-10-30 | Solar Edge | SE11400A-US | Inverters | 11400 |  | 4 |  |  | 0.97 |  | Outdoor | mounted on ground mount system
NJSTRE1545385001 | NJSRRE1543463318 | Transition Incentive Program | Monroe | 8831 | 11 | 45.24 | Residential | No | Behind the Meter | Net-metered residential ground mount |  | None | Advanced Solar & Energy Solutions, LLC | JCP&L | Accepted | 2019-12-06 | 2019-12-06 | 2021-10-30 | Trina Solae | TSM290w | Solar Panels |  | 0.29 | 156 | 180 | 25 |  | Fixed | Ground
NJSTRE1545385003 | NJSRRE1544512261 | Transition Incentive Program | Wayne | 7470 | 6 | 7.13 | Residential | No | Behind the Meter | Behind the Meter |  | None | Sunrun Installation Services, Inc. | PSE&G | Eligible for TI Program | 2020-02-20 | 2020-02-24 | 2021-10-30 | Enphase Energy | IQ7-60-x-US (240V) | Inverters | 240 |  | 23 |  |  | 0.96 |  | Outdoor | Rooftop
NJSTRE1545385003 | NJSRRE1544512261 | Transition Incentive Program | Wayne | 7470 | 6 | 7.13 | Residential | No | Behind the Meter | Behind the Meter |  | None | Sunrun Installation Services, Inc. | PSE&G | Eligible for TI Program | 2020-02-20 | 2020-02-24 | 2021-10-30 | REC Solar | REC310TP2M | Solar Panels |  | 0.31 | 8 | 328 | 34 |  | Fixed | Roof
NJSTRE1545385003 | NJSRRE1544512261 | Transition Incentive Program | Wayne | 7470 | 6 | 7.13 | Residential | No | Behind the Meter | Behind the Meter |  | None | Sunrun Installation Services, Inc. | PSE&G | Eligible for TI Program | 2020-02-20 | 2020-02-24 | 2021-10-30 | REC Solar | REC310TP2M | Solar Panels |  | 0.31 | 15 | 148 | 34 |  | Fixed | Roof
NJSTRE1545385004 | NJSRRE1544172180 | Transition Incentive Program | Caldwell | 7006 | 9 | 8 | Residential | Yes | Behind the Meter | Behind the Meter |  | None | Sunrun Installation Services, Inc. | PSE&G | Eligible for TI Program | 2020-01-15 | 2020-01-20 | 2021-10-30 | Enphase Energy | IQ7-60-x-US (240V) | Inverters | 240 |  | 25 |  |  | 0.96 |  | Outdoor | Rooftop
NJSTRE1545385004 | NJSRRE1544172180 | Transition Incentive Program | Caldwell | 7006 | 9 | 8 | Residential | Yes | Behind the Meter | Behind the Meter |  | None | Sunrun Installation Services, Inc. | PSE&G | Eligible for TI Program | 2020-01-15 | 2020-01-20 | 2021-10-30 | Hanwha Q-Cells | Q.PEAK DUO-G7 320 | Solar Panels |  | 0.32 | 4 | 131 | 30 |  | Fixed | Roof
NJSTRE1545385004 | NJSRRE1544172180 | Transition Incentive Program | Caldwell | 7006 | 9 | 8 | Residential | Yes | Behind the Meter | Behind the Meter |  | None | Sunrun Installation Services, Inc. | PSE&G | Eligible for TI Program | 2020-01-15 | 2020-01-20 | 2021-10-30 | Hanwha Q-Cells | Q.PEAK DUO-G7 320 | Solar Panels |  | 0.32 | 21 | 131 | 14 |  | Fixed | Roof
NJSTRE1545385006 | NJSRRE1543513041 | Transition Incentive Program | Jackson Township | 8527 | 18 | 8.12 | Residential | Yes | Behind the Meter | Behind the Meter |  | None | Sunrun Installation Services, Inc. | JCP&L | Eligible for TI Program | 2019-12-11 | 2019-12-16 | 2021-10-30 | Delta Electronics | M8-TL-US | Inverters | 7680 |  | 1 |  |  | 0.96 |  | Outdoor | Next To Meter
NJSTRE1545385006 | NJSRRE1543513041 | Transition Incentive Program | Jackson Township | 8527 | 18 | 8.12 | Residential | Yes | Behind the Meter | Behind the Meter |  | None | Sunrun Installation Services, Inc. | JCP&L | Eligible for TI Program | 2019-12-11 | 2019-12-16 | 2021-10-30 | REC Solar | REC290TP2 BLK | Solar Panels |  | 0.29 | 12 | 198 | 18 |  | Fixed | Roof
NJSTRE1545385006 | NJSRRE1543513041 | Transition Incentive Program | Jackson Township | 8527 | 18 | 8.12 | Residential | Yes | Behind the Meter | Behind the Meter |  | None | Sunrun Installation Services, Inc. | JCP&L | Eligible for TI Program | 2019-12-11 | 2019-12-16 | 2021-10-30 | REC Solar | REC290TP2 BLK | Solar Panels |  | 0.29 | 16 | 18 | 18 |  | Fixed | Roof
NJSTRE1545385007 | NJSRRE1543456384 | Transition Incentive Program | Woodbine | 8270 | 21 | 9.45 | Residential | Yes | Behind the Meter | Net-metered residential rooftop and canopy |  | None | Suntuity Solar LLC | AC Electric | Accepted | 2019-11-28 | 2019-12-04 | 2021-10-30 | Enphase Energy | IQ7-60-2-US | Inverters | 240 |  | 30 |  |  | 0.97 |  | Outdoor | Behind the PV Modules
NJSTRE1545385007 | NJSRRE1543456384 | Transition Incentive Program | Woodbine | 8270 | 21 | 9.45 | Residential | Yes | Behind the Meter | Net-metered residential rooftop and canopy |  | None | Suntuity Solar LLC | AC Electric | Accepted | 2019-11-28 | 2019-12-04 | 2021-10-30 | Yingli Green Energy | YL315D-30b | Solar Panels |  | 0.315 | 30 | 180 | 20 |  | Fixed | Ground
NJSTRE1545385008 | NJSRRE1543924310 | Transition Incentive Program | Sayreville | 8872 | 11 | 11.03 | Residential | Yes | Behind the Meter | Net-metered residential rooftop and canopy |  | None | Suntuity Solar LLC | JCP&L | Accepted | 2020-01-06 | 2020-01-09 | 2021-10-30 | Enphase Energy | IQ7-60-2-US | Inverters | 240 |  | 35 |  |  | 0.97 |  | Outdoor | Behind the PV Modules
NJSTRE1545385008 | NJSRRE1543924310 | Transition Incentive Program | Sayreville | 8872 | 11 | 11.03 | Residential | Yes | Behind the Meter | Net-metered residential rooftop and canopy |  | None | Suntuity Solar LLC | JCP&L | Accepted | 2020-01-06 | 2020-01-09 | 2021-10-30 | Hanwha Solar | Q-Cells 315 Mono | Solar Panels |  | 0.315 | 17 | 259 | 30 |  | Fixed | Roof
NJSTRE1545385008 | NJSRRE1543924310 | Transition Incentive Program | Sayreville | 8872 | 11 | 11.03 | Residential | Yes | Behind the Meter | Net-metered residential rooftop and canopy |  | None | Suntuity Solar LLC | JCP&L | Accepted | 2020-01-06 | 2020-01-09 | 2021-10-30 | Hanwha Solar | Q-Cells 315 Mono | Solar Panels |  | 0.315 | 18 | 79 | 30 |  | Fixed | Roof
NJSTRE1545385009 | NJSRRE1543477291 | Transition Incentive Program | Pennsville | 8070 | 16 | 24.48 | Commercial | No | Behind the Meter | Net-metered non-residential rooftop and canopy |  | None | Star Power Services LLC | AC Electric | Accepted | 2019-12-04 | 2019-12-06 | 2021-10-30 | SolarEdge | SE14.4KUS | Inverters | 14.4 |  | 1 |  |  | 0.97 |  | Outdoor | meter
NJSTRE1545385009 | NJSRRE1543477291 | Transition Incentive Program | Pennsville | 8070 | 16 | 24.48 | Commercial | No | Behind the Meter | Net-metered non-residential rooftop and canopy |  | None | Star Power Services LLC | AC Electric | Accepted | 2019-12-04 | 2019-12-06 | 2021-10-30 | SolarEdge | SE9KUS | Inverters | 9 |  | 1 |  |  | 0.965 |  | Outdoor | meter
NJSTRE1545385009 | NJSRRE1543477291 | Transition Incentive Program | Pennsville | 8070 | 16 | 24.48 | Commercial | No | Behind the Meter | Net-metered non-residential rooftop and canopy |  | None | Star Power Services LLC | AC Electric | Accepted | 2019-12-04 | 2019-12-06 | 2021-10-30 | Trina Solar | TSM-DD14A(II) 360 | Solar Panels |  | 0.36 | 68 | 175 | 5 |  | Fixed | Roof
NJSTRE1545385010 | NJSRRE1544347657 | Transition Incentive Program | Cherry Hill | 8002 | 14 | 8.25 | Residential | No | Behind the Meter | Net-metered residential rooftop and canopy |  | None | Bahamian Solar Management Group LLC. | PSE&G | Accepted | 2020-02-03 | 2020-02-13 | 2021-10-30 | Hialeah | CL 200 | Meters |  |  | 1 |  |  |  | Yes | Outdoor
NJSTRE1545385010 | NJSRRE1544347657 | Transition Incentive Program | Cherry Hill | 8002 | 14 | 8.25 | Residential | No | Behind the Meter | Net-metered residential rooftop and canopy |  | None | Bahamian Solar Management Group LLC. | PSE&G | Accepted | 2020-02-03 | 2020-02-13 | 2021-10-30 | APS Sytems | YC-600 | Inverters | 7124 |  | 13 |  |  | 0.967 |  | Outside | Roof
NJSTRE1545385010 | NJSRRE1544347657 | Transition Incentive Program | Cherry Hill | 8002 | 14 | 8.25 | Residential | No | Behind the Meter | Net-metered residential rooftop and canopy |  | None | Bahamian Solar Management Group LLC. | PSE&G | Accepted | 2020-02-03 | 2020-02-13 | 2021-10-30 | Panasonic | VBHN330SA17 | Solar Panels |  | 0.33 | 12 | 212 | 20 |  | Fixed | Roof | N/A
NJSTRE1545385010 | NJSRRE1544347657 | Transition Incentive Program | Cherry Hill | 8002 | 14 | 8.25 | Residential | No | Behind the Meter | Net-metered residential rooftop and canopy |  | None | Bahamian Solar Management Group LLC. | PSE&G | Accepted | 2020-02-03 | 2020-02-13 | 2021-10-30 | Panasonic | VBHN330SA17 | Solar Panels |  | 0.33 | 13 | 123 | 22 |  | Fixed | Roof | N/A
NJSTRE1545385011 | NJSRRE1543436850 | Transition Incentive Program | Jersey City | 7306 | 8 | 573.3 | Government Facility | Yes | Behind the Meter | Net-metered non-residential rooftop and canopy |  | None | Vanguard Energy Partners, LLC | PSE&G | Accepted | 2019-11-22 | 2019-11-26 | 2021-10-30 | Soletria | PVI 60TL | Inverters | 60000 |  | 7 |  |  | 0.99 |  | Outdoor | At sub array
NJSTRE1545385011 | NJSRRE1543436850 | Transition Incentive Program | Jersey City | 7306 | 8 | 573.3 | Government Facility | Yes | Behind the Meter | Net-metered non-residential rooftop and canopy |  | None | Vanguard Energy Partners, LLC | PSE&G | Accepted | 2019-11-22 | 2019-11-26 | 2021-10-30 | Hanwha | Q.Plus L-G4.2 325 | Solar Panels |  | 0.325 | 1764 | 202 | 10 |  | Fixed | Roof
NJSTRE1545385014 | NJSRRE1543972635 | Transition Incentive Program | OAKHURST | 7755 | 17 | 5.67 | Residential | Yes | Behind the Meter | Net-metered residential rooftop and canopy |  | None | Vivint Solar Developer, LLC | JCP&L | Accepted | 2020-01-06 | 2020-01-08 | 2021-10-30 | SOLAREDGE | SE3800H-US | Inverters | 3800 |  | 1 |  |  | 0.992 |  | Outdoor | Near the Utility Meter
NJSTRE1545385014 | NJSRRE1543972635 | Transition Incentive Program | OAKHURST | 7755 | 17 | 5.67 | Residential | Yes | Behind the Meter | Net-metered residential rooftop and canopy |  | None | Vivint Solar Developer, LLC | JCP&L | Accepted | 2020-01-06 | 2020-01-08 | 2021-10-30 | HANWHA SOLAR | Q.PEAK BLK-G5 315 | Solar Panels |  | 0.315 | 18 | 77 | 20 |  | Fixed | Roof
NJSTRE1545385015 | NJSRRE1543565342 | Transition Incentive Program | West Orange | 7052 | 9 | 4.64 | Residential | Yes | Behind the Meter | Behind the Meter |  | None | Sunrun Installation Services, Inc. | PSE&G | Eligible for TI Program | 2019-12-18 | 2019-12-23 | 2021-10-30 | Enphase Energy | IQ7-60-x-US (240V) | Inverters | 240 |  | 16 |  |  | 0.96 |  | Outdoor | Rooftop
NJSTRE1545385015 | NJSRRE1543565342 | Transition Incentive Program | West Orange | 7052 | 9 | 4.64 | Residential | Yes | Behind the Meter | Behind the Meter |  | None | Sunrun Installation Services, Inc. | PSE&G | Eligible for TI Program | 2019-12-18 | 2019-12-23 | 2021-10-30 | REC Solar | REC290TP2 BLK | Solar Panels |  | 0.29 | 4 | 278 | 27 |  | Fixed | Roof
NJSTRE1545385015 | NJSRRE1543565342 | Transition Incentive Program | West Orange | 7052 | 9 | 4.64 | Residential | Yes | Behind the Meter | Behind the Meter |  | None | Sunrun Installation Services, Inc. | PSE&G | Eligible for TI Program | 2019-12-18 | 2019-12-23 | 2021-10-30 | REC Solar | REC290TP2 BLK | Solar Panels |  | 0.29 | 7 | 98 | 27 |  | Fixed | Roof
NJSTRE1545385015 | NJSRRE1543565342 | Transition Incentive Program | West Orange | 7052 | 9 | 4.64 | Residential | Yes | Behind the Meter | Behind the Meter |  | None | Sunrun Installation Services, Inc. | PSE&G | Eligible for TI Program | 2019-12-18 | 2019-12-23 | 2021-10-30 | REC Solar | REC290TP2 BLK | Solar Panels |  | 0.29 | 5 | 99 | 13 |  | Fixed | Roof
NJSTRE1545385016 | NJSRRE1544408905 | Transition Incentive Program | Oakland | 7436 | 7 | 17.15 | Residential | No | Behind the Meter | Behind the Meter |  | None | Green Power Energy | Orange Rockland Electric | Eligible for TI Program | 2020-02-06 | 2020-02-10 | 2021-10-30 | SolarEdge Technologies | SE7600H-US | Inverters | 7600 |  | 2 |  |  | 0.97 |  | Outside | Next to meter
NJSTRE1545385016 | NJSRRE1544408905 | Transition Incentive Program | Oakland | 7436 | 7 | 17.15 | Residential | No | Behind the Meter | Behind the Meter |  | None | Green Power Energy | Orange Rockland Electric | Eligible for TI Program | 2020-02-06 | 2020-02-10 | 2021-10-30 | LG Electronics | LG350N1C-V5 | Solar Panels |  | 0.35 | 12 | 195 | 27 |  | Fixed | Roof
NJSTRE1545385016 | NJSRRE1544408905 | Transition Incentive Program | Oakland | 7436 | 7 | 17.15 | Residential | No | Behind the Meter | Behind the Meter |  | None | Green Power Energy | Orange Rockland Electric | Eligible for TI Program | 2020-02-06 | 2020-02-10 | 2021-10-30 | LG Electronics | LG350N1C-V5 | Solar Panels |  | 0.35 | 12 | 196 | 27 |  | Fixed | Roof
NJSTRE1545385016 | NJSRRE1544408905 | Transition Incentive Program | Oakland | 7436 | 7 | 17.15 | Residential | No | Behind the Meter | Behind the Meter |  | None | Green Power Energy | Orange Rockland Electric | Eligible for TI Program | 2020-02-06 | 2020-02-10 | 2021-10-30 | LG Electronics | LG350N1C-V5 | Solar Panels |  | 0.35 | 5 | 284 | 27 |  | Fixed | Roof
NJSTRE1545385016 | NJSRRE1544408905 | Transition Incentive Program | Oakland | 7436 | 7 | 17.15 | Residential | No | Behind the Meter | Behind the Meter |  | None | Green Power Energy | Orange Rockland Electric | Eligible for TI Program | 2020-02-06 | 2020-02-10 | 2021-10-30 | LG Electronics | LG350N1C-V5 | Solar Panels |  | 0.35 | 16 | 283 | 23 |  | Fixed | Roof
NJSTRE1545385016 | NJSRRE1544408905 | Transition Incentive Program | Oakland | 7436 | 7 | 17.15 | Residential | No | Behind the Meter | Behind the Meter |  | None | Green Power Energy | Orange Rockland Electric | Eligible for TI Program | 2020-02-06 | 2020-02-10 | 2021-10-30 | LG Electronics | LG350N1C-V5 | Solar Panels |  | 0.35 | 4 | 102 | 27 |  | Fixed | Roof
NJSTRE1545385019 | NJSRRE1543912232 | Transition Incentive Program | Vineland | 8360 | 20 | 5.67 | Residential | Yes | Behind the Meter | Behind the Meter |  | None | Trinity Solar | Vineland Muni Electric | Eligible for TI Program | 2020-01-03 | 2020-01-10 | 2021-10-30 | Solar Edge | SE5000 | Inverters | 5000 |  | 1 |  |  | 0.97 |  | Outside | side of home
NJSTRE1545385019 | NJSRRE1543912232 | Transition Incentive Program | Vineland | 8360 | 20 | 5.67 | Residential | Yes | Behind the Meter | Behind the Meter |  | None | Trinity Solar | Vineland Muni Electric | Eligible for TI Program | 2020-01-03 | 2020-01-10 | 2021-10-30 | Hanwha | Q.PEAK DUO BLK-G5 315 | Solar Panels |  | 0.315 | 6 | 93 | 34 |  | Fixed | Roof
NJSTRE1545385019 | NJSRRE1543912232 | Transition Incentive Program | Vineland | 8360 | 20 | 5.67 | Residential | Yes | Behind the Meter | Behind the Meter |  | None | Trinity Solar | Vineland Muni Electric | Eligible for TI Program | 2020-01-03 | 2020-01-10 | 2021-10-30 | Hanwha | Q.PEAK DUO BLK-G5 315 | Solar Panels |  | 0.315 | 6 | 183 | 27 |  | Fixed | Roof
NJSTRE1545385019 | NJSRRE1543912232 | Transition Incentive Program | Vineland | 8360 | 20 | 5.67 | Residential | Yes | Behind the Meter | Behind the Meter |  | None | Trinity Solar | Vineland Muni Electric | Eligible for TI Program | 2020-01-03 | 2020-01-10 | 2021-10-30 | Hanwha | Q.PEAK DUO BLK-G5 315 | Solar Panels |  | 0.315 | 6 | 273 | 34 |  | Fixed | Roof
NJSTRE1545385020 | NJSRRE1543918508 | Transition Incentive Program | Penns Grove | 8069 | 16 | 9.6 | Residential | Yes | Behind the Meter | Behind the Meter |  | None | Skyline Solar, LLC | AC Electric | Eligible for TI Program | 2020-01-03 | 2020-01-07 | 2021-10-30 | SolarEdge | SE7600H-US | Inverters | 7600 |  | 1 |  |  | 0.99 |  | Outside | within ten feet of meter
NJSTRE1545385020 | NJSRRE1543918508 | Transition Incentive Program | Penns Grove | 8069 | 16 | 9.6 | Residential | Yes | Behind the Meter | Behind the Meter |  | None | Skyline Solar, LLC | AC Electric | Eligible for TI Program | 2020-01-03 | 2020-01-07 | 2021-10-30 | Hanwha Q-Cells | Q.PEAK DUO-G5 320 | Solar Panels |  | 0.32 | 30 | 209119299 | 21 |  | Fixed | Roof
NJSTRE1545385025 | NJSRRE1544524619 | Transition Incentive Program | Union | 7083 | 10 | 6.21 | Residential | Yes | Behind the Meter | Net-metered residential rooftop and canopy |  | None | SunPower Corporation, Systems | PSE&G | Accepted | 2020-02-24 | 2020-02-27 | 2021-10-30 | SUNPOWER | SPR-E20-327-E-AC | Inverters | 320 |  | 19 |  |  | 0.96 |  | Other | under each panel
NJSTRE1545385025 | NJSRRE1544524619 | Transition Incentive Program | Union | 7083 | 10 | 6.21 | Residential | Yes | Behind the Meter | Net-metered residential rooftop and canopy |  | None | SunPower Corporation, Systems | PSE&G | Accepted | 2020-02-24 | 2020-02-27 | 2021-10-30 | SUNPOWER | SPR-E20-327-E-AC | Solar Panels |  | 0.327 | 5 | 178 | 16 |  | Fixed | Roof
NJSTRE1545385025 | NJSRRE1544524619 | Transition Incentive Program | Union | 7083 | 10 | 6.21 | Residential | Yes | Behind the Meter | Net-metered residential rooftop and canopy |  | None | SunPower Corporation, Systems | PSE&G | Accepted | 2020-02-24 | 2020-02-27 | 2021-10-30 | SUNPOWER | SPR-E20-327-E-AC | Solar Panels |  | 0.327 | 14 | 178 | 32 |  | Fixed | Roof
NJSTRE1545385026 | NJSRRE1544192857 | Transition Incentive Program | Newfield | 8344 | 15 | 5.27 | Residential | Yes | Behind the Meter | Net-metered residential rooftop and canopy |  | None | 1st Light Energy Inc | AC Electric | Accepted | 2020-01-17 | 2020-01-23 | 2021-10-30 | SMA | SB 6.0-1SP-US-41 (240V) | Inverters | 6000 |  | 1 |  |  | 0.97 |  | Outside | within 10 feet of meter
NJSTRE1545385026 | NJSRRE1544192857 | Transition Incentive Program | Newfield | 8344 | 15 | 5.27 | Residential | Yes | Behind the Meter | Net-metered residential rooftop and canopy |  | None | 1st Light Energy Inc | AC Electric | Accepted | 2020-01-17 | 2020-01-23 | 2021-10-30 | Longi | LR6-60HPB-310M | Solar Panels |  | 0.31 | 5 | 277 | 27 |  | Fixed | Roof
NJSTRE1545385026 | NJSRRE1544192857 | Transition Incentive Program | Newfield | 8344 | 15 | 5.27 | Residential | Yes | Behind the Meter | Net-metered residential rooftop and canopy |  | None | 1st Light Energy Inc | AC Electric | Accepted | 2020-01-17 | 2020-01-23 | 2021-10-30 | Longi | LR6-60HPB-310M | Solar Panels |  | 0.31 | 6 | 273 | 14 |  | Fixed | Roof
NJSTRE1545385026 | NJSRRE1544192857 | Transition Incentive Program | Newfield | 8344 | 15 | 5.27 | Residential | Yes | Behind the Meter | Net-metered residential rooftop and canopy |  | None | 1st Light Energy Inc | AC Electric | Accepted | 2020-01-17 | 2020-01-23 | 2021-10-30 | Longi | LR6-60HPB-310M | Solar Panels |  | 0.31 | 6 | 97 | 14 |  | Fixed | Roof
NJSTRE1545385027 | NJSRRE1544331647 | Transition Incentive Program | Budd Lake | 7828 | 3 | 10.85 | Residential | Yes | Behind the Meter | Behind the Meter |  | None | Sunrun Installation Services, Inc. | JCP&L | Eligible for TI Program | 2020-01-29 | 2020-02-03 | 2021-10-30 | Delta Electronics | M5-TL-US | Inverters | 4800 |  | 1 |  |  | 0.96 |  | Outdoor | Next To Meter
NJSTRE1545385027 | NJSRRE1544331647 | Transition Incentive Program | Budd Lake | 7828 | 3 | 10.85 | Residential | Yes | Behind the Meter | Behind the Meter |  | None | Sunrun Installation Services, Inc. | JCP&L | Eligible for TI Program | 2020-01-29 | 2020-02-03 | 2021-10-30 | Delta Electronics | M4-TL-US | Inverters | 3840 |  | 1 |  |  | 0.96 |  | Outdoor | Next To Meter
NJSTRE1545385027 | NJSRRE1544331647 | Transition Incentive Program | Budd Lake | 7828 | 3 | 10.85 | Residential | Yes | Behind the Meter | Behind the Meter |  | None | Sunrun Installation Services, Inc. | JCP&L | Eligible for TI Program | 2020-01-29 | 2020-02-03 | 2021-10-30 | REC Solar | REC310TP2M | Solar Panels |  | 0.31 | 20 | 47 | 30 |  | Fixed | Roof
NJSTRE1545385027 | NJSRRE1544331647 | Transition Incentive Program | Budd Lake | 7828 | 3 | 10.85 | Residential | Yes | Behind the Meter | Behind the Meter |  | None | Sunrun Installation Services, Inc. | JCP&L | Eligible for TI Program | 2020-01-29 | 2020-02-03 | 2021-10-30 | REC Solar | REC310TP2M | Solar Panels |  | 0.31 | 5 | 136 | 40 |  | Fixed | Roof
NJSTRE1545385027 | NJSRRE1544331647 | Transition Incentive Program | Budd Lake | 7828 | 3 | 10.85 | Residential | Yes | Behind the Meter | Behind the Meter |  | None | Sunrun Installation Services, Inc. | JCP&L | Eligible for TI Program | 2020-01-29 | 2020-02-03 | 2021-10-30 | REC Solar | REC310TP2M | Solar Panels |  | 0.31 | 10 | 227 | 30 |  | Fixed | Roof
NJSTRE1545385029 | NJSRRE1543571197 | Transition Incentive Program | Ewan | 8025 | 15 | 7.35 | Residential | Yes | Behind the Meter | Behind the Meter |  | None | Seabright Solar | AC Electric | Eligible for TI Program | 2019-12-24 | 2019-12-26 | 2021-10-30 | Sunpower | SPR-X21-350 | Inverters | 0.32 |  | 21 |  |  | 0.99 |  | Outside | Roof
NJSTRE1545385029 | NJSRRE1543571197 | Transition Incentive Program | Ewan | 8025 | 15 | 7.35 | Residential | Yes | Behind the Meter | Behind the Meter |  | None | Seabright Solar | AC Electric | Eligible for TI Program | 2019-12-24 | 2019-12-26 | 2021-10-30 | Sunpower | SPR-X21-350 | Solar Panels |  | 0.35 | 21 | 166 | 30 |  | Fixed | Roof
NJSTRE1545385031 | NJSRRE1543575338 | Transition Incentive Program | Jersey City | 7305 | 8 | 16.12 | Residential | No | Behind the Meter | Net-metered residential rooftop and canopy |  | None | UNITED SOLAR | PSE&G | Accepted | 2020-01-06 | 2020-01-06 | 2021-10-30 | ap systems | ecu-r | Meters |  |  | 1 |  |  |  | Yes | Indoor
NJSTRE1545385031 | NJSRRE1543575338 | Transition Incentive Program | Jersey City | 7305 | 8 | 16.12 | Residential | No | Behind the Meter | Net-metered residential rooftop and canopy |  | None | UNITED SOLAR | PSE&G | Accepted | 2020-01-06 | 2020-01-06 | 2021-10-30 | APS | YC600 | Inverters | 240 |  | 28 |  |  | 0.97 |  | Outside | ROOF
NJSTRE1545385031 | NJSRRE1543575338 | Transition Incentive Program | Jersey City | 7305 | 8 | 16.12 | Residential | No | Behind the Meter | Net-metered residential rooftop and canopy |  | None | UNITED SOLAR | PSE&G | Accepted | 2020-01-06 | 2020-01-06 | 2021-10-30 | AXITEC | AC-310M/156-60S | Solar Panels |  | 0.31 | 52 | 158 | 25 |  | Fixed | Roof
NJSTRE1545385042 | NJSRRE1543425782 | Transition Incentive Program | FORKED RIVER | 8731 | 18 | 3.78 | Residential | Yes | Behind the Meter | Net-metered residential rooftop and canopy |  | None | Vivint Solar Developer, LLC | JCP&L | Accepted | 2019-11-20 | 2019-11-25 | 2021-10-30 | SOLAREDGE | SE3800H-US | Inverters | 3800 |  | 1 |  |  | 0.992 |  | Outdoor | Near the Utility Meter
NJSTRE1545385042 | NJSRRE1543425782 | Transition Incentive Program | FORKED RIVER | 8731 | 18 | 3.78 | Residential | Yes | Behind the Meter | Net-metered residential rooftop and canopy |  | None | Vivint Solar Developer, LLC | JCP&L | Accepted | 2019-11-20 | 2019-11-25 | 2021-10-30 | HANWHA SOLAR | Q.PEAK BLK-G5 315 | Solar Panels |  | 0.315 | 12 | 223 | 21 |  | Fixed | Roof
NJSTRE1545385044 | NJSRRE1543482541 | Transition Incentive Program | Bogota | 7603 | 7 | 14.49 | Residential | No | Behind the Meter | Behind the Meter |  | None | Sunrun Installation Services, Inc. | PSE&G | Eligible for TI Program | 2019-12-05 | 2019-12-10 | 2021-10-30 | Delta Electronics | M8-TL-US | Inverters | 7680 |  | 1 |  |  | 0.96 |  | Outdoor | Next To Meter
NJSTRE1545385044 | NJSRRE1543482541 | Transition Incentive Program | Bogota | 7603 | 7 | 14.49 | Residential | No | Behind the Meter | Behind the Meter |  | None | Sunrun Installation Services, Inc. | PSE&G | Eligible for TI Program | 2019-12-05 | 2019-12-10 | 2021-10-30 | Delta Electronics | M4-TL-US | Inverters | 3840 |  | 1 |  |  | 0.96 |  | Outdoor | Next To Meter
NJSTRE1545385044 | NJSRRE1543482541 | Transition Incentive Program | Bogota | 7603 | 7 | 14.49 | Residential | No | Behind the Meter | Behind the Meter |  | None | Sunrun Installation Services, Inc. | PSE&G | Eligible for TI Program | 2019-12-05 | 2019-12-10 | 2021-10-30 | LG Electronics | LG345N1C-V5 | Solar Panels |  | 0.345 | 11 | 285 | 40 |  | Fixed | Roof
NJSTRE1545385044 | NJSRRE1543482541 | Transition Incentive Program | Bogota | 7603 | 7 | 14.49 | Residential | No | Behind the Meter | Behind the Meter |  | None | Sunrun Installation Services, Inc. | PSE&G | Eligible for TI Program | 2019-12-05 | 2019-12-10 | 2021-10-30 | LG Electronics | LG345N1C-V5 | Solar Panels |  | 0.345 | 17 | 105 | 23 |  | Fixed | Roof
NJSTRE1545385044 | NJSRRE1543482541 | Transition Incentive Program | Bogota | 7603 | 7 | 14.49 | Residential | No | Behind the Meter | Behind the Meter |  | None | Sunrun Installation Services, Inc. | PSE&G | Eligible for TI Program | 2019-12-05 | 2019-12-10 | 2021-10-30 | LG Electronics | LG345N1C-V5 | Solar Panels |  | 0.345 | 14 | 105 | 9 |  | Fixed | Roof
NJSTRE1545385045 | NJSRRE1544529674 | Transition Incentive Program | Bellmawr | 8031 | 14 | 6.7 | Residential | Yes | Behind the Meter | Net-metered residential rooftop and canopy |  | None | Vision Solar LLC | PSE&G | Accepted | 2020-02-25 | 2020-02-27 | 2021-10-30 | enphase | iq7-60-2-us | Inverters | 0.25 |  | 20 |  |  | 0.96 |  | Other | behind panels
NJSTRE1545385045 | NJSRRE1544529674 | Transition Incentive Program | Bellmawr | 8031 | 14 | 6.7 | Residential | Yes | Behind the Meter | Net-metered residential rooftop and canopy |  | None | Vision Solar LLC | PSE&G | Accepted | 2020-02-25 | 2020-02-27 | 2021-10-30 | lg solar | lg335n1k-v5 | Solar Panels |  | 0.335 | 20 | 151 | 20 |  | Fixed | Roof
NJSTRE1545385047 | NJSRRE1544352753 | Transition Incentive Program | Williamstown | 8094 | 15 | 14.49 | Residential | Yes | Behind the Meter | Behind the Meter |  | None | Orbit Energy & Power, LLC | AC Electric | Eligible for TI Program | 2020-02-04 | 2020-02-07 | 2021-10-30 | ENPHASE | IQ7-60-2-US | Inverters | 0.24 |  | 46 |  |  | 0.99 |  | Outside | ROOF
NJSTRE1545385047 | NJSRRE1544352753 | Transition Incentive Program | Williamstown | 8094 | 15 | 14.49 | Residential | Yes | Behind the Meter | Behind the Meter |  | None | Orbit Energy & Power, LLC | AC Electric | Eligible for TI Program | 2020-02-04 | 2020-02-07 | 2021-10-30 | HANWHA | Q.PEAK DUO BLK G5 - 315W | Solar Panels |  | 0.315 | 31 | 107 | 36 |  | Fixed | Roof
NJSTRE1545385047 | NJSRRE1544352753 | Transition Incentive Program | Williamstown | 8094 | 15 | 14.49 | Residential | Yes | Behind the Meter | Behind the Meter |  | None | Orbit Energy & Power, LLC | AC Electric | Eligible for TI Program | 2020-02-04 | 2020-02-07 | 2021-10-30 | HANWHA | Q.PEAK DUO BLK G5 - 315W | Solar Panels |  | 0.315 | 15 | 197 | 36 |  | Fixed | Roof
NJSTRE1545385048 | NJSRRE1544465615 | Transition Incentive Program | Clifton | 7013 | 6 | 7.56 | Residential | Yes | Behind the Meter | Net-metered residential rooftop and canopy |  | None | Suntuity Solar LLC | PSE&G | Accepted | 2020-02-17 | 2020-02-19 | 2021-10-30 | Enphase Energy | IQ7-60-2-US | Inverters | 240 |  | 24 |  |  | 0.97 |  | Outdoor | Behind the PV Modules
NJSTRE1545385048 | NJSRRE1544465615 | Transition Incentive Program | Clifton | 7013 | 6 | 7.56 | Residential | Yes | Behind the Meter | Net-metered residential rooftop and canopy |  | None | Suntuity Solar LLC | PSE&G | Accepted | 2020-02-17 | 2020-02-19 | 2021-10-30 | Hanwha Solar | Q-Cells 315 Mono | Solar Panels |  | 0.315 | 24 | 111 | 38 |  | Fixed | Roof
NJSTRE1545385052 | NJSRRE1544546632 | Transition Incentive Program | Newark | 7108 | 9 | 3.84 | Residential | Yes | Behind the Meter | Behind the Meter |  | None | Skyline Solar, LLC | PSE&G | Eligible for TI Program | 2020-02-27 | 2020-03-03 | 2021-10-30 | SolarEdge | SE3800H-US | Inverters | 3800 |  | 1 |  |  | 0.99 |  | Outside | within ten feet of meter
NJSTRE1545385052 | NJSRRE1544546632 | Transition Incentive Program | Newark | 7108 | 9 | 3.84 | Residential | Yes | Behind the Meter | Behind the Meter |  | None | Skyline Solar, LLC | PSE&G | Eligible for TI Program | 2020-02-27 | 2020-03-03 | 2021-10-30 | Hanwha Q-Cells | Q.PEAK DUO-G5 320 | Solar Panels |  | 0.32 | 12 | 207 | 40 |  | Fixed | Roof
NJSTRE1545385053 | NJSRRE1543555612 | Transition Incentive Program | Manville | 8835 | 5 | 8.19 | Residential | Yes | Behind the Meter | Net-metered residential rooftop and canopy |  | None | Suntuity Solar LLC | PSE&G | Accepted | 2019-12-17 | 2019-12-20 | 2021-10-30 | Enphase Energy | IQ7-60-2-US | Inverters | 240 |  | 26 |  |  | 0.97 |  | Outdoor | Behind the PV Modules
NJSTRE1545385053 | NJSRRE1543555612 | Transition Incentive Program | Manville | 8835 | 5 | 8.19 | Residential | Yes | Behind the Meter | Net-metered residential rooftop and canopy |  | None | Suntuity Solar LLC | PSE&G | Accepted | 2019-12-17 | 2019-12-20 | 2021-10-30 | Yingli Green Energy | YL315D-30b | Solar Panels |  | 0.315 | 6 | 219 | 22 |  | Fixed | Roof
NJSTRE1545385053 | NJSRRE1543555612 | Transition Incentive Program | Manville | 8835 | 5 | 8.19 | Residential | Yes | Behind the Meter | Net-metered residential rooftop and canopy |  | None | Suntuity Solar LLC | PSE&G | Accepted | 2019-12-17 | 2019-12-20 | 2021-10-30 | Yingli Green Energy | YL315D-30b | Solar Panels |  | 0.315 | 20 | 219 | 22 |  | Fixed | Roof
NJSTRE1545385054 | NJSRRE1544308056 | Transition Incentive Program | Metuchen | 8840 | 11 | 6.48 | Residential | No | Behind the Meter | Behind the Meter |  | None | Green Power Energy | PSE&G | Eligible for TI Program | 2020-01-27 | 2020-01-29 | 2021-10-30 | SolarEdge | SE6000H-US | Inverters | 6000 |  | 1 |  |  | 0.97 |  | Outside | Next to meter
NJSTRE1545385054 | NJSRRE1544308056 | Transition Incentive Program | Metuchen | 8840 | 11 | 6.48 | Residential | No | Behind the Meter | Behind the Meter |  | None | Green Power Energy | PSE&G | Eligible for TI Program | 2020-01-27 | 2020-01-29 | 2021-10-30 | S-ENERGY | SN360M-10 | Solar Panels |  | 0.36 | 18 | 185 | 27 |  | Fixed | Roof
NJSTRE1545385057 | NJSRRE1543502316 | Transition Incentive Program | Matawan | 7747 | 17 | 13.05 | Residential | Yes | Behind the Meter | Behind the Meter |  | None | Sunrun Installation Services, Inc. | JCP&L | Eligible for TI Program | 2019-12-09 | 2019-12-12 | 2021-10-30 | Delta Electronics | M5-TL-US | Inverters | 4800 |  | 1 |  |  | 0.96 |  | Outdoor | Next To Meter
NJSTRE1545385057 | NJSRRE1543502316 | Transition Incentive Program | Matawan | 7747 | 17 | 13.05 | Residential | Yes | Behind the Meter | Behind the Meter |  | None | Sunrun Installation Services, Inc. | JCP&L | Eligible for TI Program | 2019-12-09 | 2019-12-12 | 2021-10-30 | Delta Electronics | M6-TL-US | Inverters | 5760 |  | 1 |  |  | 0.96 |  | Outdoor | Next To Meter
NJSTRE1545385057 | NJSRRE1543502316 | Transition Incentive Program | Matawan | 7747 | 17 | 13.05 | Residential | Yes | Behind the Meter | Behind the Meter |  | None | Sunrun Installation Services, Inc. | JCP&L | Eligible for TI Program | 2019-12-09 | 2019-12-12 | 2021-10-30 | REC Solar | REC290TP2 BLK | Solar Panels |  | 0.29 | 22 | 265 | 27 |  | Fixed | Roof
NJSTRE1545385057 | NJSRRE1543502316 | Transition Incentive Program | Matawan | 7747 | 17 | 13.05 | Residential | Yes | Behind the Meter | Behind the Meter |  | None | Sunrun Installation Services, Inc. | JCP&L | Eligible for TI Program | 2019-12-09 | 2019-12-12 | 2021-10-30 | REC Solar | REC290TP2 BLK | Solar Panels |  | 0.29 | 12 | 85 | 27 |  | Fixed | Roof
NJSTRE1545385057 | NJSRRE1543502316 | Transition Incentive Program | Matawan | 7747 | 17 | 13.05 | Residential | Yes | Behind the Meter | Behind the Meter |  | None | Sunrun Installation Services, Inc. | JCP&L | Eligible for TI Program | 2019-12-09 | 2019-12-12 | 2021-10-30 | REC Solar | REC290TP2 BLK | Solar Panels |  | 0.29 | 11 | 265 | 27 |  | Fixed | Roof
NJSTRE1545385060 | NJSRRE1544430998 | Transition Incentive Program | PRINCETON | 8540 | 12 | 10.88 | Residential | Yes | Behind the Meter | Net-metered residential rooftop and canopy |  | None | Vivint Solar Developer, LLC | PSE&G | Accepted | 2020-02-11 | 2020-02-13 | 2021-10-30 | SOLAREDGE | SE7600H-US | Inverters | 7600 |  | 1 |  |  | 0.992 |  | Outdoor | near the utility meter
NJSTRE1545385060 | NJSRRE1544430998 | Transition Incentive Program | PRINCETON | 8540 | 12 | 10.88 | Residential | Yes | Behind the Meter | Net-metered residential rooftop and canopy |  | None | Vivint Solar Developer, LLC | PSE&G | Accepted | 2020-02-11 | 2020-02-13 | 2021-10-30 | JINKO SOLAR | JKM320M-60HBL | Solar Panels |  | 0.32 | 22 | 139 | 30 |  | Fixed | Roof
NJSTRE1545385060 | NJSRRE1544430998 | Transition Incentive Program | PRINCETON | 8540 | 12 | 10.88 | Residential | Yes | Behind the Meter | Net-metered residential rooftop and canopy |  | None | Vivint Solar Developer, LLC | PSE&G | Accepted | 2020-02-11 | 2020-02-13 | 2021-10-30 | JINKO SOLAR | JKM320M-60HBL | Solar Panels |  | 0.32 | 12 | 139 | 30 |  | Fixed | Roof
NJSTRE1545385065 | NJSRRE1543421335 | Transition Incentive Program | Absecon | 8201 | 19 | 9.61 | Residential | No | Behind the Meter | Behind the Meter |  | None | Orbit Energy & Power, LLC | AC Electric | Eligible for TI Program | 2019-11-19 | 2019-11-21 | 2021-10-30 | ENPHASE | IQ7-60-2-US | Inverters | 0.24 |  | 31 |  |  | 0.99 |  | Outside | ROOFTOP
NJSTRE1545385065 | NJSRRE1543421335 | Transition Incentive Program | Absecon | 8201 | 19 | 9.61 | Residential | No | Behind the Meter | Behind the Meter |  | None | Orbit Energy & Power, LLC | AC Electric | Eligible for TI Program | 2019-11-19 | 2019-11-21 | 2021-10-30 | Axitec Solar | AC-310MH/120S 310W | Solar Panels |  | 0.31 | 31 | 296 | 31 |  | Fixed | Roof
NJSTRE1545385066 | NJSRRE1544546671 | Transition Incentive Program | Roselle | 7203 | 10 | 3.84 | Residential | Yes | Behind the Meter | Behind the Meter |  | None | Skyline Solar, LLC | PSE&G | Eligible for TI Program | 2020-02-27 | 2020-03-03 | 2021-10-30 | SolarEdge | SE3800H-US | Inverters | 3800 |  | 1 |  |  | 0.99 |  | Outside | within ten feet of meter
NJSTRE1545385066 | NJSRRE1544546671 | Transition Incentive Program | Roselle | 7203 | 10 | 3.84 | Residential | Yes | Behind the Meter | Behind the Meter |  | None | Skyline Solar, LLC | PSE&G | Eligible for TI Program | 2020-02-27 | 2020-03-03 | 2021-10-30 | Hanwha Q-Cells | Q.PEAK DUO-G5 320 | Solar Panels |  | 0.32 | 12 | 81261 | 20 |  | Fixed | Roof
NJSTRE1545385067 | NJSRRE1543443562 | Transition Incentive Program | Bridgewater | 8807 | 5 | 6.62 | Residential | No | Behind the Meter | Net-metered residential rooftop and canopy |  | None | Vivint Solar Developer, LLC | PSE&G | Accepted | 2019-12-13 | 2019-12-16 | 2021-10-30 | solar edge | SE7600H-US | Inverters | 7600 |  | 1 |  |  | 0.992 |  | Outdoor | near utility meter
NJSTRE1545385067 | NJSRRE1543443562 | Transition Incentive Program | Bridgewater | 8807 | 5 | 6.62 | Residential | No | Behind the Meter | Net-metered residential rooftop and canopy |  | None | Vivint Solar Developer, LLC | PSE&G | Accepted | 2019-12-13 | 2019-12-16 | 2021-10-30 | HANWHA SOLAR | Q.PEAK BLK-G5 315 | Solar Panels |  | 0.315 | 3 | 175 | 22 |  | Fixed | Roof
NJSTRE1545385067 | NJSRRE1543443562 | Transition Incentive Program | Bridgewater | 8807 | 5 | 6.62 | Residential | No | Behind the Meter | Net-metered residential rooftop and canopy |  | None | Vivint Solar Developer, LLC | PSE&G | Accepted | 2019-12-13 | 2019-12-16 | 2021-10-30 | HANWHA SOLAR | Q.PEAK BLK-G5 315 | Solar Panels |  | 0.315 | 6 | 355 | 22 |  | Fixed | Roof
NJSTRE1545385067 | NJSRRE1543443562 | Transition Incentive Program | Bridgewater | 8807 | 5 | 6.62 | Residential | No | Behind the Meter | Net-metered residential rooftop and canopy |  | None | Vivint Solar Developer, LLC | PSE&G | Accepted | 2019-12-13 | 2019-12-16 | 2021-10-30 | HANWHA SOLAR | Q.PEAK BLK-G5 315 | Solar Panels |  | 0.315 | 3 | 265 | 22 |  | Fixed | Roof
NJSTRE1545385067 | NJSRRE1543443562 | Transition Incentive Program | Bridgewater | 8807 | 5 | 6.62 | Residential | No | Behind the Meter | Net-metered residential rooftop and canopy |  | None | Vivint Solar Developer, LLC | PSE&G | Accepted | 2019-12-13 | 2019-12-16 | 2021-10-30 | HANWHA SOLAR | Q.PEAK BLK-G5 315 | Solar Panels |  | 0.315 | 9 | 175 | 22 |  | Fixed | Roof
NJSTRE1545385069 | NJSRRE1543502369 | Transition Incentive Program | Union | 7088 | 10 | 13.86 | Residential | No | Behind the Meter | Behind the Meter |  | None | Sunrun Installation Services, Inc. | PSE&G | Eligible for TI Program | 2019-12-09 | 2019-12-17 | 2021-10-30 | Enphase Energy | IQ7-60-x-US (240V) | Inverters | 240 |  | 42 |  |  | 0.96 |  | Outdoor | Rooftop
NJSTRE1545385069 | NJSRRE1543502369 | Transition Incentive Program | Union | 7088 | 10 | 13.86 | Residential | No | Behind the Meter | Behind the Meter |  | None | Sunrun Installation Services, Inc. | PSE&G | Eligible for TI Program | 2019-12-09 | 2019-12-17 | 2021-10-30 | LG Electronics | LG330N1C-A5 | Solar Panels |  | 0.33 | 27 | 328 | 23 |  | Fixed | Roof
NJSTRE1545385069 | NJSRRE1543502369 | Transition Incentive Program | Union | 7088 | 10 | 13.86 | Residential | No | Behind the Meter | Behind the Meter |  | None | Sunrun Installation Services, Inc. | PSE&G | Eligible for TI Program | 2019-12-09 | 2019-12-17 | 2021-10-30 | LG Electronics | LG330N1C-A5 | Solar Panels |  | 0.33 | 3 | 238 | 27 |  | Fixed | Roof
NJSTRE1545385069 | NJSRRE1543502369 | Transition Incentive Program | Union | 7088 | 10 | 13.86 | Residential | No | Behind the Meter | Behind the Meter |  | None | Sunrun Installation Services, Inc. | PSE&G | Eligible for TI Program | 2019-12-09 | 2019-12-17 | 2021-10-30 | LG Electronics | LG330N1C-A5 | Solar Panels |  | 0.33 | 9 | 148 | 23 |  | Fixed | Roof
NJSTRE1545385069 | NJSRRE1543502369 | Transition Incentive Program | Union | 7088 | 10 | 13.86 | Residential | No | Behind the Meter | Behind the Meter |  | None | Sunrun Installation Services, Inc. | PSE&G | Eligible for TI Program | 2019-12-09 | 2019-12-17 | 2021-10-30 | LG Electronics | LG330N1C-A5 | Solar Panels |  | 0.33 | 3 | 55 | 27 |  | Fixed | Roof
NJSTRE1545385071 | NJSRRE1543421572 | Transition Incentive Program | Clifton | 7014 | 6 | 5.8 | Residential | Yes | Behind the Meter | Behind the Meter |  | None | Sunrun Installation Services, Inc. | PSE&G | Eligible for TI Program | 2019-11-19 | 2019-11-21 | 2021-10-30 | Delta Electronics | M5-TL-US | Inverters | 4800 |  | 1 |  |  | 0.96 |  | Outdoor | Next To Meter
NJSTRE1545385071 | NJSRRE1543421572 | Transition Incentive Program | Clifton | 7014 | 6 | 5.8 | Residential | Yes | Behind the Meter | Behind the Meter |  | None | Sunrun Installation Services, Inc. | PSE&G | Eligible for TI Program | 2019-11-19 | 2019-11-21 | 2021-10-30 | REC Solar | REC290TP2 BLK | Solar Panels |  | 0.29 | 20 | 215 | 23 |  | Fixed | Roof
NJSTRE1545385073 | NJSRRE1543469410 | Transition Incentive Program | Franklin Township | 8873 | 5 | 5.61 | Residential | No | Behind the Meter | Behind the Meter |  | None | Sunrun Installation Services, Inc. | PSE&G | Eligible for TI Program | 2019-12-03 | 2019-12-05 | 2021-10-30 | Enphase Energy | IQ7-60-x-US (240V) | Inverters | 240 |  | 17 |  |  | 0.96 |  | Outdoor | Rooftop
NJSTRE1545385073 | NJSRRE1543469410 | Transition Incentive Program | Franklin Township | 8873 | 5 | 5.61 | Residential | No | Behind the Meter | Behind the Meter |  | None | Sunrun Installation Services, Inc. | PSE&G | Eligible for TI Program | 2019-12-03 | 2019-12-05 | 2021-10-30 | LG Electronics | LG330N1C-A5 | Solar Panels |  | 0.33 | 10 | 156 | 28 |  | Fixed | Roof
NJSTRE1545385073 | NJSRRE1543469410 | Transition Incentive Program | Franklin Township | 8873 | 5 | 5.61 | Residential | No | Behind the Meter | Behind the Meter |  | None | Sunrun Installation Services, Inc. | PSE&G | Eligible for TI Program | 2019-12-03 | 2019-12-05 | 2021-10-30 | LG Electronics | LG330N1C-A5 | Solar Panels |  | 0.33 | 7 | 246 | 27 |  | Fixed | Roof
NJSTRE1545385076 | NJSRRE1543586342 | Transition Incentive Program | Paterson City | 7502 | 6 | 7.92 | Residential | Yes | Behind the Meter | Behind the Meter |  | None | Sunrun Installation Services, Inc. | PSE&G | Eligible for TI Program | 2019-12-20 | 2019-12-26 | 2021-10-30 | Delta Electronics | M8-TL-US | Inverters | 7680 |  | 1 |  |  | 0.96 |  | Outdoor | Next To Meter
NJSTRE1545385076 | NJSRRE1543586342 | Transition Incentive Program | Paterson City | 7502 | 6 | 7.92 | Residential | Yes | Behind the Meter | Behind the Meter |  | None | Sunrun Installation Services, Inc. | PSE&G | Eligible for TI Program | 2019-12-20 | 2019-12-26 | 2021-10-30 | LG Electronics | LG330N1C-A5 | Solar Panels |  | 0.33 | 12 | 319 | 30 |  | Fixed | Roof
NJSTRE1545385076 | NJSRRE1543586342 | Transition Incentive Program | Paterson City | 7502 | 6 | 7.92 | Residential | Yes | Behind the Meter | Behind the Meter |  | None | Sunrun Installation Services, Inc. | PSE&G | Eligible for TI Program | 2019-12-20 | 2019-12-26 | 2021-10-30 | LG Electronics | LG330N1C-A5 | Solar Panels |  | 0.33 | 12 | 139 | 30 |  | Fixed | Roof
NJSTRE1545385077 | NJSRRE1544431150 | Transition Incentive Program | STAFFORD TOWNSHIP | 8050 | 18 | 7.25 | Residential | No | Behind the Meter | Net-metered residential rooftop and canopy |  | None | Vivint Solar Developer, LLC | AC Electric | Accepted | 2020-02-11 | 2020-02-13 | 2021-10-30 | SolarEdge | SE7600H-US | Inverters | 7600 |  | 1 |  |  | 0.992 |  | Outdoor | Near the utility meter
NJSTRE1545385077 | NJSRRE1544431150 | Transition Incentive Program | STAFFORD TOWNSHIP | 8050 | 18 | 7.25 | Residential | No | Behind the Meter | Net-metered residential rooftop and canopy |  | None | Vivint Solar Developer, LLC | AC Electric | Accepted | 2020-02-11 | 2020-02-13 | 2021-10-30 | Hanwha Solar | Q.PEAK BLK-G5 315 | Solar Panels |  | 0.315 | 13 | 232 | 18 |  | Fixed | Roof
NJSTRE1545385077 | NJSRRE1544431150 | Transition Incentive Program | STAFFORD TOWNSHIP | 8050 | 18 | 7.25 | Residential | No | Behind the Meter | Net-metered residential rooftop and canopy |  | None | Vivint Solar Developer, LLC | AC Electric | Accepted | 2020-02-11 | 2020-02-13 | 2021-10-30 | Hanwha Solar | Q.PEAK BLK-G5 315 | Solar Panels |  | 0.315 | 10 | 52 | 18 |  | Fixed | Roof
NJSTRE1545385080 | NJSRRE1544192751 | Transition Incentive Program | Franklin Township | 8873 | 5 | 5.89 | Residential | No | Behind the Meter | Behind the Meter |  | None | Sunrun Installation Services, Inc. | PSE&G | Eligible for TI Program | 2020-01-17 | 2020-01-22 | 2021-10-30 | Delta Electronics | M5-TL-US | Inverters | 4800 |  | 1 |  |  | 0.96 |  | Outdoor | Next To Meter
NJSTRE1545385080 | NJSRRE1544192751 | Transition Incentive Program | Franklin Township | 8873 | 5 | 5.89 | Residential | No | Behind the Meter | Behind the Meter |  | None | Sunrun Installation Services, Inc. | PSE&G | Eligible for TI Program | 2020-01-17 | 2020-01-22 | 2021-10-30 | REC Solar | REC310TP2M | Solar Panels |  | 0.31 | 6 | 216 | 34 |  | Fixed | Roof
NJSTRE1545385080 | NJSRRE1544192751 | Transition Incentive Program | Franklin Township | 8873 | 5 | 5.89 | Residential | No | Behind the Meter | Behind the Meter |  | None | Sunrun Installation Services, Inc. | PSE&G | Eligible for TI Program | 2020-01-17 | 2020-01-22 | 2021-10-30 | REC Solar | REC310TP2M | Solar Panels |  | 0.31 | 13 | 126 | 34 |  | Fixed | Roof
NJSTRE1545385081 | NJSRRE1543821804 | Transition Incentive Program | Dunellen | 8812 | 11 | 9.14 | Residential | Yes | Behind the Meter | Net-metered residential rooftop and canopy |  | None | Vivint Solar Developer, LLC | PSE&G | Accepted | 2019-12-26 | 2019-12-31 | 2021-10-30 | Solar Edge | SE7600H-US | Inverters | 7600 |  | 1 |  |  | 0.992 |  | Outdoor | Near the utility meter
NJSTRE1545385081 | NJSRRE1543821804 | Transition Incentive Program | Dunellen | 8812 | 11 | 9.14 | Residential | Yes | Behind the Meter | Net-metered residential rooftop and canopy |  | None | Vivint Solar Developer, LLC | PSE&G | Accepted | 2019-12-26 | 2019-12-31 | 2021-10-30 | Hanwha Solar | Q.PEAK BLK-G5 315 | Solar Panels |  | 0.315 | 12 | 261 | 29 |  | Fixed | Roof
NJSTRE1545385081 | NJSRRE1543821804 | Transition Incentive Program | Dunellen | 8812 | 11 | 9.14 | Residential | Yes | Behind the Meter | Net-metered residential rooftop and canopy |  | None | Vivint Solar Developer, LLC | PSE&G | Accepted | 2019-12-26 | 2019-12-31 | 2021-10-30 | Hanwha Solar | Q.PEAK BLK-G5 315 | Solar Panels |  | 0.315 | 2 | 261 | 19 |  | Fixed | Roof
NJSTRE1545385081 | NJSRRE1543821804 | Transition Incentive Program | Dunellen | 8812 | 11 | 9.14 | Residential | Yes | Behind the Meter | Net-metered residential rooftop and canopy |  | None | Vivint Solar Developer, LLC | PSE&G | Accepted | 2019-12-26 | 2019-12-31 | 2021-10-30 | Hanwha Solar | Q.PEAK BLK-G5 315 | Solar Panels |  | 0.315 | 10 | 81 | 29 |  | Fixed | Roof
NJSTRE1545385081 | NJSRRE1543821804 | Transition Incentive Program | Dunellen | 8812 | 11 | 9.14 | Residential | Yes | Behind the Meter | Net-metered residential rooftop and canopy |  | None | Vivint Solar Developer, LLC | PSE&G | Accepted | 2019-12-26 | 2019-12-31 | 2021-10-30 | Hanwha Solar | Q.PEAK BLK-G5 315 | Solar Panels |  | 0.315 | 5 | 81 | 10 |  | Fixed | Roof
NJSTRE1545385082 | NJSRRE1544213700 | Transition Incentive Program | Lindenwold | 8021 | 14 | 13.33 | Residential | Yes | Behind the Meter | Behind the Meter |  | None | Sunrun Installation Services, Inc. | AC Electric | Eligible for TI Program | 2020-01-22 | 2020-01-27 | 2021-10-30 | Delta Electronics | M6-TL-US | Inverters | 5760 |  | 1 |  |  | 0.96 |  | Outdoor | Next To Meter
NJSTRE1545385082 | NJSRRE1544213700 | Transition Incentive Program | Lindenwold | 8021 | 14 | 13.33 | Residential | Yes | Behind the Meter | Behind the Meter |  | None | Sunrun Installation Services, Inc. | AC Electric | Eligible for TI Program | 2020-01-22 | 2020-01-27 | 2021-10-30 | Delta Electronics | M5-TL-US | Inverters | 4800 |  | 1 |  |  | 0.96 |  | Outdoor | Next To Meter
NJSTRE1545385082 | NJSRRE1544213700 | Transition Incentive Program | Lindenwold | 8021 | 14 | 13.33 | Residential | Yes | Behind the Meter | Behind the Meter |  | None | Sunrun Installation Services, Inc. | AC Electric | Eligible for TI Program | 2020-01-22 | 2020-01-27 | 2021-10-30 | REC Solar | REC310TP2M | Solar Panels |  | 0.31 | 8 | 248 | 23 |  | Fixed | Roof
NJSTRE1545385082 | NJSRRE1544213700 | Transition Incentive Program | Lindenwold | 8021 | 14 | 13.33 | Residential | Yes | Behind the Meter | Behind the Meter |  | None | Sunrun Installation Services, Inc. | AC Electric | Eligible for TI Program | 2020-01-22 | 2020-01-27 | 2021-10-30 | REC Solar | REC310TP2M | Solar Panels |  | 0.31 | 8 | 248 | 9 |  | Fixed | Roof
NJSTRE1545385082 | NJSRRE1544213700 | Transition Incentive Program | Lindenwold | 8021 | 14 | 13.33 | Residential | Yes | Behind the Meter | Behind the Meter |  | None | Sunrun Installation Services, Inc. | AC Electric | Eligible for TI Program | 2020-01-22 | 2020-01-27 | 2021-10-30 | REC Solar | REC310TP2M | Solar Panels |  | 0.31 | 27 | 68 | 23 |  | Fixed | Roof
NJSTRE1545385083 | NJSRRE1543422198 | Transition Incentive Program | Jamesburg | 8831 | 11 | 7.52 | Residential | No | Behind the Meter | Net-metered residential rooftop and canopy |  | None | Sunpower Capital LLC | JCP&L | Accepted | 2019-11-19 | 2019-11-22 | 2021-10-30 | SunPower | PVS6 | Meters |  |  | 1 |  |  |  | Yes | Outdoor
NJSTRE1545385083 | NJSRRE1543422198 | Transition Incentive Program | Jamesburg | 8831 | 11 | 7.52 | Residential | No | Behind the Meter | Net-metered residential rooftop and canopy |  | None | Sunpower Capital LLC | JCP&L | Accepted | 2019-11-19 | 2019-11-22 | 2021-10-30 | SunPower | Type E | Inverters | 320 |  | 23 |  |  | 0.92 |  | Outside | NA
NJSTRE1545385083 | NJSRRE1543422198 | Transition Incentive Program | Jamesburg | 8831 | 11 | 7.52 | Residential | No | Behind the Meter | Net-metered residential rooftop and canopy |  | None | Sunpower Capital LLC | JCP&L | Accepted | 2019-11-19 | 2019-11-22 | 2021-10-30 | SunPower | 327W | Solar Panels |  | 0.327 | 3 | 23 | 330 |  | Fixed | Roof
NJSTRE1545385083 | NJSRRE1543422198 | Transition Incentive Program | Jamesburg | 8831 | 11 | 7.52 | Residential | No | Behind the Meter | Net-metered residential rooftop and canopy |  | None | Sunpower Capital LLC | JCP&L | Accepted | 2019-11-19 | 2019-11-22 | 2021-10-30 | SunPower | 327W | Solar Panels |  | 0.327 | 20 | 150 | 23 |  | Fixed | Roof
NJSTRE1545385084 | NJSRRE1544430901 | Transition Incentive Program | Bergenfield | 7621 | 7 | 6.54 | Residential | Yes | Behind the Meter | Net-metered residential rooftop and canopy |  | None | Kamtech Solar Solutions | PSE&G | Accepted | 2020-02-12 | 2020-02-13 | 2021-10-30 | SunPower | SunPower- Type E(20) | Inverters | 320 |  | 20 |  |  | 0.96 |  | Other | ROOF TOP
NJSTRE1545385084 | NJSRRE1544430901 | Transition Incentive Program | Bergenfield | 7621 | 7 | 6.54 | Residential | Yes | Behind the Meter | Net-metered residential rooftop and canopy |  | None | Kamtech Solar Solutions | PSE&G | Accepted | 2020-02-12 | 2020-02-13 | 2021-10-30 | Sunpower | SPR-E20-327-E-AC | Solar Panels |  | 0.327 | 2 | 176 | 30 |  | Fixed | Roof
NJSTRE1545385084 | NJSRRE1544430901 | Transition Incentive Program | Bergenfield | 7621 | 7 | 6.54 | Residential | Yes | Behind the Meter | Net-metered residential rooftop and canopy |  | None | Kamtech Solar Solutions | PSE&G | Accepted | 2020-02-12 | 2020-02-13 | 2021-10-30 | Sunpower | SPR-E20-327-E-AC | Solar Panels |  | 0.327 | 6 | 176 | 16 |  | Fixed | Roof
NJSTRE1545385084 | NJSRRE1544430901 | Transition Incentive Program | Bergenfield | 7621 | 7 | 6.54 | Residential | Yes | Behind the Meter | Net-metered residential rooftop and canopy |  | None | Kamtech Solar Solutions | PSE&G | Accepted | 2020-02-12 | 2020-02-13 | 2021-10-30 | Sunpower | SPR-E20-327-E-AC | Solar Panels |  | 0.327 | 12 | 176 | 16 |  | Fixed | Roof
NJSTRE1545385086 | NJSRRE1544215758 | Transition Incentive Program | Riverside | 8075 | 13 | 8.18 | Residential | No | Behind the Meter | Net-metered residential rooftop and canopy |  | None | SunPower Corporation, Systems | PSE&G | Accepted | 2020-01-23 | 2020-01-28 | 2021-10-30 | SUNPOWER | SPR-E20-327-E-AC | Inverters | 320 |  | 25 |  |  | 0.96 |  | Other | under each panel
NJSTRE1545385086 | NJSRRE1544215758 | Transition Incentive Program | Riverside | 8075 | 13 | 8.18 | Residential | No | Behind the Meter | Net-metered residential rooftop and canopy |  | None | SunPower Corporation, Systems | PSE&G | Accepted | 2020-01-23 | 2020-01-28 | 2021-10-30 | SUNPOWER | SPR-E20-327-E-AC | Solar Panels |  | 0.327 | 21 | 208 | 18 |  | Fixed | Roof
NJSTRE1545385086 | NJSRRE1544215758 | Transition Incentive Program | Riverside | 8075 | 13 | 8.18 | Residential | No | Behind the Meter | Net-metered residential rooftop and canopy |  | None | SunPower Corporation, Systems | PSE&G | Accepted | 2020-01-23 | 2020-01-28 | 2021-10-30 | SUNPOWER | SPR-E20-327-E-AC | Solar Panels |  | 0.327 | 4 | 296 | 18 |  | Fixed | Roof
NJSTRE1545385087 | NJSRRE1544524610 | Transition Incentive Program | Union City | 7087 | 8 | 2.94 | Residential | No | Behind the Meter | Net-metered residential rooftop and canopy |  | None | SunPower Corporation, Systems | PSE&G | Accepted | 2020-02-24 | 2020-02-27 | 2021-10-30 | SUNPOWER | SPR-E20-327-E-AC | Inverters | 320 |  | 9 |  |  | 0.96 |  | Other | under each panel
NJSTRE1545385087 | NJSRRE1544524610 | Transition Incentive Program | Union City | 7087 | 8 | 2.94 | Residential | No | Behind the Meter | Net-metered residential rooftop and canopy |  | None | SunPower Corporation, Systems | PSE&G | Accepted | 2020-02-24 | 2020-02-27 | 2021-10-30 | SUNPOWER | SPR-E20-327-E-AC | Solar Panels |  | 0.327 | 9 | 205 | 0 |  | Fixed | Roof
NJSTRE1545385090 | NJSRRE1544185744 | Transition Incentive Program | Elizabeth | 7201 | 10 | 4.23 | Residential | No | Behind the Meter | Behind the Meter |  | None | New Jersey Suntech | PSE&G | Eligible for TI Program | 2020-01-16 | 2020-01-21 | 2021-10-30 | Solaredge | SE3800 | Inverters | 3800 |  | 1 |  |  | 0.97 |  | Outdoor | Side of house next to meter
NJSTRE1545385090 | NJSRRE1544185744 | Transition Incentive Program | Elizabeth | 7201 | 10 | 4.23 | Residential | No | Behind the Meter | Behind the Meter |  | None | New Jersey Suntech | PSE&G | Eligible for TI Program | 2020-01-16 | 2020-01-21 | 2021-10-30 | Panasonic | VBHNV325SA | Solar Panels |  | 0.325 | 13 | 120 | 22 |  | Fixed | Roof
NJSTRE1545385093 | NJSRRE1544437191 | Transition Incentive Program | Howell | 7731 | 17 | 3.47 | Residential | No | Behind the Meter | Net-metered residential rooftop and canopy |  | None | Vivint Solar Developer, LLC | JCP&L | Accepted | 2020-02-12 | 2020-02-17 | 2021-10-30 | Solar Edge | SE3800H-US | Inverters | 3800 |  | 1 |  |  | 0.992 |  | Outdoor | near the utility meter
NJSTRE1545385093 | NJSRRE1544437191 | Transition Incentive Program | Howell | 7731 | 17 | 3.47 | Residential | No | Behind the Meter | Net-metered residential rooftop and canopy |  | None | Vivint Solar Developer, LLC | JCP&L | Accepted | 2020-02-12 | 2020-02-17 | 2021-10-30 | LG | LG315N1K-V5 | Solar Panels |  | 0.315 | 11 | 136 | 22 |  | Fixed | Roof
NJSTRE1545385095 | NJSRRE1544512312 | Transition Incentive Program | East Orange | 7018 | 9 | 8.37 | Residential | No | Behind the Meter | Behind the Meter |  | None | Sunrun Installation Services, Inc. | PSE&G | Eligible for TI Program | 2020-02-20 | 2020-02-28 | 2021-10-30 | Enphase Energy | IQ7-60-x-US (240V) | Inverters | 240 |  | 27 |  |  | 0.96 |  | Outdoor | Rooftop
NJSTRE1545385095 | NJSRRE1544512312 | Transition Incentive Program | East Orange | 7018 | 9 | 8.37 | Residential | No | Behind the Meter | Behind the Meter |  | None | Sunrun Installation Services, Inc. | PSE&G | Eligible for TI Program | 2020-02-20 | 2020-02-28 | 2021-10-30 | REC Solar | REC310TP2M | Solar Panels |  | 0.31 | 17 | 106 | 45 |  | Fixed | Roof
NJSTRE1545385095 | NJSRRE1544512312 | Transition Incentive Program | East Orange | 7018 | 9 | 8.37 | Residential | No | Behind the Meter | Behind the Meter |  | None | Sunrun Installation Services, Inc. | PSE&G | Eligible for TI Program | 2020-02-20 | 2020-02-28 | 2021-10-30 | REC Solar | REC310TP2M | Solar Panels |  | 0.31 | 10 | 286 | 45 |  | Fixed | Roof
NJSTRE1545385097 | NJSRRE1544219970 | Transition Incentive Program | Long Branch | 7740 | 17 | 9.61 | Residential | No | Behind the Meter | Behind the Meter |  | None | Sunrun Installation Services, Inc. | JCP&L | Eligible for TI Program | 2020-01-24 | 2020-01-28 | 2021-10-30 | Enphase Energy | IQ7-60-x-US (240V) | Inverters | 240 |  | 31 |  |  | 0.96 |  | Outdoor | Rooftop
NJSTRE1545385097 | NJSRRE1544219970 | Transition Incentive Program | Long Branch | 7740 | 17 | 9.61 | Residential | No | Behind the Meter | Behind the Meter |  | None | Sunrun Installation Services, Inc. | JCP&L | Eligible for TI Program | 2020-01-24 | 2020-01-28 | 2021-10-30 | REC Solar | REC310TP2M | Solar Panels |  | 0.31 | 5 | 178 | 40 |  | Fixed | Roof
NJSTRE1545385097 | NJSRRE1544219970 | Transition Incentive Program | Long Branch | 7740 | 17 | 9.61 | Residential | No | Behind the Meter | Behind the Meter |  | None | Sunrun Installation Services, Inc. | JCP&L | Eligible for TI Program | 2020-01-24 | 2020-01-28 | 2021-10-30 | REC Solar | REC310TP2M | Solar Panels |  | 0.31 | 12 | 267 | 18 |  | Fixed | Roof
NJSTRE1545385097 | NJSRRE1544219970 | Transition Incentive Program | Long Branch | 7740 | 17 | 9.61 | Residential | No | Behind the Meter | Behind the Meter |  | None | Sunrun Installation Services, Inc. | JCP&L | Eligible for TI Program | 2020-01-24 | 2020-01-28 | 2021-10-30 | REC Solar | REC310TP2M | Solar Panels |  | 0.31 | 11 | 87 | 18 |  | Fixed | Roof
NJSTRE1545385097 | NJSRRE1544219970 | Transition Incentive Program | Long Branch | 7740 | 17 | 9.61 | Residential | No | Behind the Meter | Behind the Meter |  | None | Sunrun Installation Services, Inc. | JCP&L | Eligible for TI Program | 2020-01-24 | 2020-01-28 | 2021-10-30 | REC Solar | REC310TP2M | Solar Panels |  | 0.31 | 3 | 357 | 40 |  | Fixed | Roof
NJSTRE1545385098 | NJSRRE1544501451 | Transition Incentive Program | Cherry Hill | 8003 | 14 | 6.21 | Residential | No | Behind the Meter | Net-metered residential rooftop and canopy |  | None | SunPower Corporation, Systems | PSE&G | Accepted | 2020-02-19 | 2020-02-24 | 2021-10-30 | SUNPOWER | SPR-X21-345-D-AC | Inverters | 320 |  | 18 |  |  | 0.96 |  | Other | under each panel
NJSTRE1545385098 | NJSRRE1544501451 | Transition Incentive Program | Cherry Hill | 8003 | 14 | 6.21 | Residential | No | Behind the Meter | Net-metered residential rooftop and canopy |  | None | SunPower Corporation, Systems | PSE&G | Accepted | 2020-02-19 | 2020-02-24 | 2021-10-30 | SUNPOWER | SPR-X21-345-D-AC | Solar Panels |  | 0.345 | 18 | 204 | 20 |  | Fixed | Roof
NJSTRE1545385099 | NJSRRE1544215789 | Transition Incentive Program | ELMWOOD PARK | 7407 | 7 | 3.78 | Residential | Yes | Behind the Meter | Net-metered residential rooftop and canopy |  | None | Vivint Solar Developer, LLC | PSE&G | Accepted | 2020-01-23 | 2020-01-28 | 2021-10-30 | SOLAREDGE | SE3800H-US | Inverters | 3800 |  | 1 |  |  | 0.992 |  | Outdoor | Near the Utility Meter
NJSTRE1545385099 | NJSRRE1544215789 | Transition Incentive Program | ELMWOOD PARK | 7407 | 7 | 3.78 | Residential | Yes | Behind the Meter | Net-metered residential rooftop and canopy |  | None | Vivint Solar Developer, LLC | PSE&G | Accepted | 2020-01-23 | 2020-01-28 | 2021-10-30 | HANWHA SOLAR | Q.PEAK BLK-G5 315 | Solar Panels |  | 0.315 | 12 | 179 | 30 |  | Fixed | Roof
NJSTRE1545385102 | NJSRRE1544334757 | Transition Incentive Program | RUNNEMEDE | 8078 | 14 | 15.75 | Residential | Yes | Behind the Meter | Net-metered residential rooftop and canopy |  | None | Vivint Solar Developer, LLC | PSE&G | Accepted | 2020-01-30 | 2020-02-04 | 2021-10-30 | Solar Edge | SE7600H-US | Inverters | 7600 |  | 1 |  |  | 0.992 |  | Outdoor | Near the utility meter
NJSTRE1545385102 | NJSRRE1544334757 | Transition Incentive Program | RUNNEMEDE | 8078 | 14 | 15.75 | Residential | Yes | Behind the Meter | Net-metered residential rooftop and canopy |  | None | Vivint Solar Developer, LLC | PSE&G | Accepted | 2020-01-30 | 2020-02-04 | 2021-10-30 | SolarEdge | SE3800H-US | Inverters | 3800 |  | 1 |  |  | 0.992 |  | Outdoor | Near the utility meter
NJSTRE1545385102 | NJSRRE1544334757 | Transition Incentive Program | RUNNEMEDE | 8078 | 14 | 15.75 | Residential | Yes | Behind the Meter | Net-metered residential rooftop and canopy |  | None | Vivint Solar Developer, LLC | PSE&G | Accepted | 2020-01-30 | 2020-02-04 | 2021-10-30 | Hanwha Solar | Q.PEAK BLK-G5 315 | Solar Panels |  | 0.315 | 7 | 171 | 11 |  | Fixed | Roof
NJSTRE1545385102 | NJSRRE1544334757 | Transition Incentive Program | RUNNEMEDE | 8078 | 14 | 15.75 | Residential | Yes | Behind the Meter | Net-metered residential rooftop and canopy |  | None | Vivint Solar Developer, LLC | PSE&G | Accepted | 2020-01-30 | 2020-02-04 | 2021-10-30 | Hanwha Solar | Q.PEAK BLK-G5 315 | Solar Panels |  | 0.315 | 18 | 261 | 23 |  | Fixed | Roof
NJSTRE1545385102 | NJSRRE1544334757 | Transition Incentive Program | RUNNEMEDE | 8078 | 14 | 15.75 | Residential | Yes | Behind the Meter | Net-metered residential rooftop and canopy |  | None | Vivint Solar Developer, LLC | PSE&G | Accepted | 2020-01-30 | 2020-02-04 | 2021-10-30 | Hanwha Solar | Q.PEAK BLK-G5 315 | Solar Panels |  | 0.315 | 7 | 81 | 30 |  | Fixed | Roof
NJSTRE1545385102 | NJSRRE1544334757 | Transition Incentive Program | RUNNEMEDE | 8078 | 14 | 15.75 | Residential | Yes | Behind the Meter | Net-metered residential rooftop and canopy |  | None | Vivint Solar Developer, LLC | PSE&G | Accepted | 2020-01-30 | 2020-02-04 | 2021-10-30 | Hanwha Solar | Q.PEAK BLK-G5 315 | Solar Panels |  | 0.315 | 18 | 261 | 30 |  | Fixed | Roof
NJSTRE1545385106 | NJSRRE1543954203 | Transition Incentive Program | Galloway | 8205 | 19 | 3.84 | Residential | No | Behind the Meter | Behind the Meter |  | None | Sun Up Zero Down | AC Electric | Eligible for TI Program | 2020-01-06 | 2020-01-08 | 2021-10-30 | enphase | IQ7-60-2-US | Inverters | 320 |  | 12 |  |  | 0.976 |  | Outside | outside wall
NJSTRE1545385106 | NJSRRE1543954203 | Transition Incentive Program | Galloway | 8205 | 19 | 3.84 | Residential | No | Behind the Meter | Behind the Meter |  | None | Sun Up Zero Down | AC Electric | Eligible for TI Program | 2020-01-06 | 2020-01-08 | 2021-10-30 | lg | LG320N1K-A5 | Solar Panels |  | 0.32 | 12 | 244 | 27 |  | Fixed | Roof
NJSTRE1545385108 | NJSRRE1543422152 | Transition Incentive Program | EWING | 8638 | 12 | 5.67 | Residential | Yes | Behind the Meter | Net-metered residential rooftop and canopy |  | None | Vivint Solar Developer, LLC | PSE&G | Accepted | 2019-11-20 | 2019-11-22 | 2021-10-30 | solar edge | SE3800H-US | Inverters | 3800 |  | 1 |  |  | 0.992 |  | Outdoor | near the utility meter
NJSTRE1545385108 | NJSRRE1543422152 | Transition Incentive Program | EWING | 8638 | 12 | 5.67 | Residential | Yes | Behind the Meter | Net-metered residential rooftop and canopy |  | None | Vivint Solar Developer, LLC | PSE&G | Accepted | 2019-11-20 | 2019-11-22 | 2021-10-30 | HANWHA SOLAR | Q.PEAK BLK-G5 315 | Solar Panels |  | 0.315 | 18 | 237 | 39 |  | Fixed | Roof
NJSTRE1545385109 | NJSRRE1543824056 | Transition Incentive Program | Paterson City | 7501 | 6 | 6.96 | Residential | Yes | Behind the Meter | Behind the Meter |  | None | Sunrun Installation Services, Inc. | PSE&G | Eligible for TI Program | 2019-12-27 | 2020-01-03 | 2021-10-30 | Enphase Energy | IQ7-60-x-US (240V) | Inverters | 240 |  | 24 |  |  | 0.96 |  | Outdoor | Rooftop
NJSTRE1545385109 | NJSRRE1543824056 | Transition Incentive Program | Paterson City | 7501 | 6 | 6.96 | Residential | Yes | Behind the Meter | Behind the Meter |  | None | Sunrun Installation Services, Inc. | PSE&G | Eligible for TI Program | 2019-12-27 | 2020-01-03 | 2021-10-30 | REC Solar | REC290TP2 BLK | Solar Panels |  | 0.29 | 3 | 92 | 23 |  | Fixed | Roof
NJSTRE1545385109 | NJSRRE1543824056 | Transition Incentive Program | Paterson City | 7501 | 6 | 6.96 | Residential | Yes | Behind the Meter | Behind the Meter |  | None | Sunrun Installation Services, Inc. | PSE&G | Eligible for TI Program | 2019-12-27 | 2020-01-03 | 2021-10-30 | REC Solar | REC290TP2 BLK | Solar Panels |  | 0.29 | 21 | 272 | 23 |  | Fixed | Roof
NJSTRE1545385112 | NJSRRE1544428719 | Transition Incentive Program | CLIFTON | 7011 | 6 | 5.12 | Residential | Yes | Behind the Meter | Net-metered residential rooftop and canopy |  | None | Vivint Solar Developer, LLC | PSE&G | Accepted | 2020-02-10 | 2020-02-13 | 2021-10-30 | SOLAREDGE | SE3800H-US | Inverters | 3800 |  | 1 |  |  | 0.992 |  | Outdoor | near the utility meter
NJSTRE1545385112 | NJSRRE1544428719 | Transition Incentive Program | CLIFTON | 7011 | 6 | 5.12 | Residential | Yes | Behind the Meter | Net-metered residential rooftop and canopy |  | None | Vivint Solar Developer, LLC | PSE&G | Accepted | 2020-02-10 | 2020-02-13 | 2021-10-30 | JINKO SOLAR | JKM320M-60HBL | Solar Panels |  | 0.32 | 6 | 167 | 25 |  | Fixed | Roof
NJSTRE1545385112 | NJSRRE1544428719 | Transition Incentive Program | CLIFTON | 7011 | 6 | 5.12 | Residential | Yes | Behind the Meter | Net-metered residential rooftop and canopy |  | None | Vivint Solar Developer, LLC | PSE&G | Accepted | 2020-02-10 | 2020-02-13 | 2021-10-30 | JINKO SOLAR | JKM320M-60HBL | Solar Panels |  | 0.32 | 10 | 257 | 25 |  | Fixed | Roof
NJSTRE1545385113 | NJSRRE1544441229 | Transition Incentive Program | Edison | 8817 | 11 | 5.58 | Residential | Yes | Behind the Meter | Behind the Meter |  | None | Sunrun Installation Services, Inc. | PSE&G | Eligible for TI Program | 2020-02-12 | 2020-02-17 | 2021-10-30 | Delta | M5-TL-US | Inverters | 5000 |  | 1 |  |  | 0.98 |  | Outdoor | rooftop
NJSTRE1545385113 | NJSRRE1544441229 | Transition Incentive Program | Edison | 8817 | 11 | 5.58 | Residential | Yes | Behind the Meter | Behind the Meter |  | None | Sunrun Installation Services, Inc. | PSE&G | Eligible for TI Program | 2020-02-12 | 2020-02-17 | 2021-10-30 | REC Solar | REC310TP2M | Solar Panels |  | 0.31 | 1 | 262 | 23 |  | Fixed | Roof
NJSTRE1545385113 | NJSRRE1544441229 | Transition Incentive Program | Edison | 8817 | 11 | 5.58 | Residential | Yes | Behind the Meter | Behind the Meter |  | None | Sunrun Installation Services, Inc. | PSE&G | Eligible for TI Program | 2020-02-12 | 2020-02-17 | 2021-10-30 | REC Solar | REC310TP2M | Solar Panels |  | 0.31 | 17 | 82 | 23 |  | Fixed | Roof
NJSTRE1545385114 | NJSRRE1544543221 | Transition Incentive Program | Salem | 8079 | 16 | 15.08 | Residential | Yes | Behind the Meter | Net-metered residential rooftop and canopy |  | None | Vision Solar LLC | AC Electric | Accepted | 2020-02-26 | 2020-02-28 | 2021-10-30 | enphase | iq7-60-2-us | Inverters | 0.25 |  | 45 |  |  | 0.96 |  | Other | behind panels
NJSTRE1545385114 | NJSRRE1544543221 | Transition Incentive Program | Salem | 8079 | 16 | 15.08 | Residential | Yes | Behind the Meter | Net-metered residential rooftop and canopy |  | None | Vision Solar LLC | AC Electric | Accepted | 2020-02-26 | 2020-02-28 | 2021-10-30 | lg solar | lg335n1k-v5 | Solar Panels |  | 0.335 | 36 | 262 | 20 |  | Fixed | Roof
NJSTRE1545385114 | NJSRRE1544543221 | Transition Incentive Program | Salem | 8079 | 16 | 15.08 | Residential | Yes | Behind the Meter | Net-metered residential rooftop and canopy |  | None | Vision Solar LLC | AC Electric | Accepted | 2020-02-26 | 2020-02-28 | 2021-10-30 | lg solar | lg335n1k-v5 | Solar Panels |  | 0.335 | 9 | 82 | 20 |  | Single Axis | Roof
NJSTRE1545385116 | NJSRRE1544018422 | Transition Incentive Program | Florham Park | 7932 | 3 | 494.32 | Commercial | No | Behind the Meter | Net-metered non-residential rooftop and canopy |  | None | Greenwich Energy Solutions | JCP&L | Accepted | 2020-01-06 | 2020-01-17 | 2021-10-30 | SMA | CORE1 | Inverters | 62.5 |  | 5 |  |  | 0.98 |  | Outdoor | Wall Mount
NJSTRE1545385116 | NJSRRE1544018422 | Transition Incentive Program | Florham Park | 7932 | 3 | 494.32 | Commercial | No | Behind the Meter | Net-metered non-residential rooftop and canopy |  | None | Greenwich Energy Solutions | JCP&L | Accepted | 2020-01-06 | 2020-01-17 | 2021-10-30 | Axitec | AXIPREMIUM HC | Solar Panels |  | 0.37 | 1336 | South | 10 |  | Fixed | Roof
NJSTRE1545385117 | NJSRRE1544172192 | Transition Incentive Program | Clifton | 7011 | 6 | 5.27 | Residential | Yes | Behind the Meter | Behind the Meter |  | None | Sunrun Installation Services, Inc. | PSE&G | Eligible for TI Program | 2020-01-15 | 2020-01-20 | 2021-10-30 | Delta Electronics | M5-TL-US | Inverters | 4800 |  | 1 |  |  | 0.96 |  | Outdoor | Next To Meter
NJSTRE1545385117 | NJSRRE1544172192 | Transition Incentive Program | Clifton | 7011 | 6 | 5.27 | Residential | Yes | Behind the Meter | Behind the Meter |  | None | Sunrun Installation Services, Inc. | PSE&G | Eligible for TI Program | 2020-01-15 | 2020-01-20 | 2021-10-30 | REC Solar | REC310TP2M | Solar Panels |  | 0.31 | 17 | 150 | 43 |  | Fixed | Roof
NJSTRE1545385120 | NJSRRE1544164866 | Transition Incentive Program | EGG HARBOR TOWNSHIP | 8234 | 19 | 3.47 | Residential | Yes | Behind the Meter | Net-metered residential rooftop and canopy |  | None | Vivint Solar Developer, LLC | AC Electric | Accepted | 2020-01-15 | 2020-01-17 | 2021-10-30 | Solar Edge | SE3800H-US | Inverters | 3800 |  | 1 |  |  | 0.992 |  | Outdoor | Near the utility meter
NJSTRE1545385120 | NJSRRE1544164866 | Transition Incentive Program | EGG HARBOR TOWNSHIP | 8234 | 19 | 3.47 | Residential | Yes | Behind the Meter | Net-metered residential rooftop and canopy |  | None | Vivint Solar Developer, LLC | AC Electric | Accepted | 2020-01-15 | 2020-01-17 | 2021-10-30 | Hanwha Solar | Q.PEAK BLK-G5 315 | Solar Panels |  | 0.315 | 7 | 110 | 19 |  | Fixed | Roof
NJSTRE1545385120 | NJSRRE1544164866 | Transition Incentive Program | EGG HARBOR TOWNSHIP | 8234 | 19 | 3.47 | Residential | Yes | Behind the Meter | Net-metered residential rooftop and canopy |  | None | Vivint Solar Developer, LLC | AC Electric | Accepted | 2020-01-15 | 2020-01-17 | 2021-10-30 | Hanwha Solar | Q.PEAK BLK-G5 315 | Solar Panels |  | 0.315 | 4 | 290 | 19 |  | Fixed | Roof
NJSTRE1545385123 | NJSRRE1544143225 | Transition Incentive Program | Woodbury | 8096 | 15 | 11.05 | Residential | No | Behind the Meter | Behind the Meter |  | None | Sunny Corp | PSE&G | Eligible for TI Program | 2020-01-08 | 2020-01-10 | 2021-10-30 | SOLAREDGE | SE7600H-US | Inverters | 7600 |  | 1 |  |  | 0.992 |  | Outside | GARAGE
NJSTRE1545385123 | NJSRRE1544143225 | Transition Incentive Program | Woodbury | 8096 | 15 | 11.05 | Residential | No | Behind the Meter | Behind the Meter |  | None | Sunny Corp | PSE&G | Eligible for TI Program | 2020-01-08 | 2020-01-10 | 2021-10-30 | PANASONIC | VBHN325KA03 | Solar Panels |  | 0.325 | 6 | 180 | 19 |  | Fixed | Roof
NJSTRE1545385123 | NJSRRE1544143225 | Transition Incentive Program | Woodbury | 8096 | 15 | 11.05 | Residential | No | Behind the Meter | Behind the Meter |  | None | Sunny Corp | PSE&G | Eligible for TI Program | 2020-01-08 | 2020-01-10 | 2021-10-30 | PANASONIC | VBHN325KA03 | Solar Panels |  | 0.325 | 9 | 269 | 19 |  | Fixed | Roof
NJSTRE1545385123 | NJSRRE1544143225 | Transition Incentive Program | Woodbury | 8096 | 15 | 11.05 | Residential | No | Behind the Meter | Behind the Meter |  | None | Sunny Corp | PSE&G | Eligible for TI Program | 2020-01-08 | 2020-01-10 | 2021-10-30 | PANASONIC | VBHN325KA03 | Solar Panels |  | 0.325 | 14 | 89 | 32 |  | Fixed | Roof
NJSTRE1545385123 | NJSRRE1544143225 | Transition Incentive Program | Woodbury | 8096 | 15 | 11.05 | Residential | No | Behind the Meter | Behind the Meter |  | None | Sunny Corp | PSE&G | Eligible for TI Program | 2020-01-08 | 2020-01-10 | 2021-10-30 | PANASONIC | VBHN325KA03 | Solar Panels |  | 0.325 | 5 | 89 | 20 |  | Fixed | Roof
NJSTRE1545385127 | NJSRRE1544352839 | Transition Incentive Program | Hampton | 8827 | 4 | 12.54 | Residential | Yes | Behind the Meter | Net-metered residential rooftop and canopy |  | None | Sunrun Installation Services, Inc. | JCP&L | Accepted | 2020-02-04 | 2020-02-07 | 2021-10-30 | Delta | M5-TL-US | Meters |  |  | 1 |  |  |  | Yes
NJSTRE1545385127 | NJSRRE1544352839 | Transition Incentive Program | Hampton | 8827 | 4 | 12.54 | Residential | Yes | Behind the Meter | Net-metered residential rooftop and canopy |  | None | Sunrun Installation Services, Inc. | JCP&L | Accepted | 2020-02-04 | 2020-02-07 | 2021-10-30 | Delta | M5-TL-US | Meters |  |  | 1 |  |  |  | Yes
NJSTRE1545385127 | NJSRRE1544352839 | Transition Incentive Program | Hampton | 8827 | 4 | 12.54 | Residential | Yes | Behind the Meter | Net-metered residential rooftop and canopy |  | None | Sunrun Installation Services, Inc. | JCP&L | Accepted | 2020-02-04 | 2020-02-07 | 2021-10-30 | Delta Electronics | M5-TL-US | Inverters | 5000 |  | 2 |  |  | 0.96 |  | Outdoor | Next To Meter
NJSTRE1545385127 | NJSRRE1544352839 | Transition Incentive Program | Hampton | 8827 | 4 | 12.54 | Residential | Yes | Behind the Meter | Net-metered residential rooftop and canopy |  | None | Sunrun Installation Services, Inc. | JCP&L | Accepted | 2020-02-04 | 2020-02-07 | 2021-10-30 | LG Electronics | LG330N1C-A5 | Solar Panels |  | 0.33 | 12 | 11 | 34 |  | Fixed | Roof
NJSTRE1545385127 | NJSRRE1544352839 | Transition Incentive Program | Hampton | 8827 | 4 | 12.54 | Residential | Yes | Behind the Meter | Net-metered residential rooftop and canopy |  | None | Sunrun Installation Services, Inc. | JCP&L | Accepted | 2020-02-04 | 2020-02-07 | 2021-10-30 | LG Electronics | LG330N1C-A5 | Solar Panels |  | 0.33 | 7 | 101 | 34 |  | Fixed | Roof
NJSTRE1545385127 | NJSRRE1544352839 | Transition Incentive Program | Hampton | 8827 | 4 | 12.54 | Residential | Yes | Behind the Meter | Net-metered residential rooftop and canopy |  | None | Sunrun Installation Services, Inc. | JCP&L | Accepted | 2020-02-04 | 2020-02-07 | 2021-10-30 | LG Electronics | LG330N1C-A5 | Solar Panels |  | 0.33 | 9 | 281 | 34 |  | Fixed | Roof
NJSTRE1545385127 | NJSRRE1544352839 | Transition Incentive Program | Hampton | 8827 | 4 | 12.54 | Residential | Yes | Behind the Meter | Net-metered residential rooftop and canopy |  | None | Sunrun Installation Services, Inc. | JCP&L | Accepted | 2020-02-04 | 2020-02-07 | 2021-10-30 | LG Electronics | LG330N1C-A5 | Solar Panels |  | 0.33 | 10 | 190 | 34 |  | Fixed | Roof
NJSTRE1545385128 | NJSRRE1544331699 | Transition Incentive Program | Jackson | 8527 | 18 | 14.3 | Residential | No | Behind the Meter | Behind the Meter |  | None | NJ Solar Power, LLC | JCP&L | Eligible for TI Program | 2020-01-29 | 2020-02-03 | 2021-10-30 | solaredge | SE11400H-Us | Inverters | 11400 |  | 1 |  |  | 0.99 |  | Outdoor | garage
NJSTRE1545385128 | NJSRRE1544331699 | Transition Incentive Program | Jackson | 8527 | 18 | 14.3 | Residential | No | Behind the Meter | Behind the Meter |  | None | NJ Solar Power, LLC | JCP&L | Eligible for TI Program | 2020-01-29 | 2020-02-03 | 2021-10-30 | panasonic | vbhn325ka03 | Solar Panels |  | 0.325 | 25 | 176 | 34 |  | Fixed | Roof
NJSTRE1545385128 | NJSRRE1544331699 | Transition Incentive Program | Jackson | 8527 | 18 | 14.3 | Residential | No | Behind the Meter | Behind the Meter |  | None | NJ Solar Power, LLC | JCP&L | Eligible for TI Program | 2020-01-29 | 2020-02-03 | 2021-10-30 | panasonic | VBHN325KA03 | Solar Panels |  | 0.325 | 9 | 131 | 38 |  | Fixed | Roof
NJSTRE1545385128 | NJSRRE1544331699 | Transition Incentive Program | Jackson | 8527 | 18 | 14.3 | Residential | No | Behind the Meter | Behind the Meter |  | None | NJ Solar Power, LLC | JCP&L | Eligible for TI Program | 2020-01-29 | 2020-02-03 | 2021-10-30 | PANASONIC | VBHN325KA03 | Solar Panels |  | 0.325 | 10 | 266 | 32 |  | Fixed | Roof
NJSTRE1545385129 | NJSRRE1544115492 | Transition Incentive Program | Succasunna | 7876 | 3 | 6.4 | Residential | Yes | Behind the Meter | Behind the Meter |  | None | Sunrun Installation Services, Inc. | JCP&L | Eligible for TI Program | 2020-01-07 | 2020-01-09 | 2021-10-30 | Delta Electronics | M6-TL-US | Inverters | 5760 |  | 1 |  |  | 0.96 |  | Outdoor | Next To Meter
NJSTRE1545385129 | NJSRRE1544115492 | Transition Incentive Program | Succasunna | 7876 | 3 | 6.4 | Residential | Yes | Behind the Meter | Behind the Meter |  | None | Sunrun Installation Services, Inc. | JCP&L | Eligible for TI Program | 2020-01-07 | 2020-01-09 | 2021-10-30 | Hanwha Q-Cells | Q.PEAK DUO-G7 320 | Solar Panels |  | 0.32 | 14 | 246 | 18 |  | Fixed | Roof
NJSTRE1545385129 | NJSRRE1544115492 | Transition Incentive Program | Succasunna | 7876 | 3 | 6.4 | Residential | Yes | Behind the Meter | Behind the Meter |  | None | Sunrun Installation Services, Inc. | JCP&L | Eligible for TI Program | 2020-01-07 | 2020-01-09 | 2021-10-30 | Hanwha Q-Cells | Q.PEAK DUO-G7 320 | Solar Panels |  | 0.32 | 6 | 66 | 18 |  | Fixed | Roof
NJSTRE1545385131 | NJSRRE1543827351 | Transition Incentive Program | Roseland | 7068 | 9 | 9.6 | Residential | Yes | Behind the Meter | Behind the Meter |  | None | Sunrun Installation Services, Inc. | PSE&G | Eligible for TI Program | 2019-12-30 | 2020-01-03 | 2021-10-30 | Delta Electronics | M4-TL-US | Inverters | 3840 |  | 2 |  |  | 0.96 |  | Outdoor | Next To Meter
NJSTRE1545385131 | NJSRRE1543827351 | Transition Incentive Program | Roseland | 7068 | 9 | 9.6 | Residential | Yes | Behind the Meter | Behind the Meter |  | None | Sunrun Installation Services, Inc. | PSE&G | Eligible for TI Program | 2019-12-30 | 2020-01-03 | 2021-10-30 | Hanwha Q-Cells | Q.PEAK DUO-G7 320 | Solar Panels |  | 0.32 | 5 | 89 | 34 |  | Fixed | Roof
NJSTRE1545385131 | NJSRRE1543827351 | Transition Incentive Program | Roseland | 7068 | 9 | 9.6 | Residential | Yes | Behind the Meter | Behind the Meter |  | None | Sunrun Installation Services, Inc. | PSE&G | Eligible for TI Program | 2019-12-30 | 2020-01-03 | 2021-10-30 | Hanwha Q-Cells | Q.PEAK DUO-G7 320 | Solar Panels |  | 0.32 | 5 | 180 | 34 |  | Fixed | Roof
NJSTRE1545385131 | NJSRRE1543827351 | Transition Incentive Program | Roseland | 7068 | 9 | 9.6 | Residential | Yes | Behind the Meter | Behind the Meter |  | None | Sunrun Installation Services, Inc. | PSE&G | Eligible for TI Program | 2019-12-30 | 2020-01-03 | 2021-10-30 | Hanwha Q-Cells | Q.PEAK DUO-G7 320 | Solar Panels |  | 0.32 | 20 | 269 | 34 |  | Fixed | Roof
NJSTRE1545385132 | NJSRRE1543511265 | Transition Incentive Program | Oaklyn | 8107 | 14 | 20.88 | Residential | No | Behind the Meter | Behind the Meter |  | None | Sunrun Installation Services, Inc. | PSE&G | Eligible for TI Program | 2019-12-11 | 2019-12-16 | 2021-10-30 | LG Chem | RESU 10H SEG | Electric Storage Battery |  |  | 1 |  |  |  | Lithium Ion |  | outside
NJSTRE1545385132 | NJSRRE1543511265 | Transition Incentive Program | Oaklyn | 8107 | 14 | 20.88 | Residential | No | Behind the Meter | Behind the Meter |  | None | Sunrun Installation Services, Inc. | PSE&G | Eligible for TI Program | 2019-12-11 | 2019-12-16 | 2021-10-30 | SolarEdge Technologies | SE7600A-USS2RGM | Inverters | 7600 |  | 1 |  |  | 0.96 |  | Outdoor | Next To Meter
NJSTRE1545385132 | NJSRRE1543511265 | Transition Incentive Program | Oaklyn | 8107 | 14 | 20.88 | Residential | No | Behind the Meter | Behind the Meter |  | None | Sunrun Installation Services, Inc. | PSE&G | Eligible for TI Program | 2019-12-11 | 2019-12-16 | 2021-10-30 | SolarEdge Technologies | SE10000H-USRGM | Inverters | 10000 |  | 1 |  |  | 0.96 |  | Outdoor | Next To Meter
NJSTRE1545385132 | NJSRRE1543511265 | Transition Incentive Program | Oaklyn | 8107 | 14 | 20.88 | Residential | No | Behind the Meter | Behind the Meter |  | None | Sunrun Installation Services, Inc. | PSE&G | Eligible for TI Program | 2019-12-11 | 2019-12-16 | 2021-10-30 | REC Solar | REC290TP2 BLK | Solar Panels |  | 0.29 | 21 | 130 | 36 |  | Fixed | Roof
NJSTRE1545385132 | NJSRRE1543511265 | Transition Incentive Program | Oaklyn | 8107 | 14 | 20.88 | Residential | No | Behind the Meter | Behind the Meter |  | None | Sunrun Installation Services, Inc. | PSE&G | Eligible for TI Program | 2019-12-11 | 2019-12-16 | 2021-10-30 | REC Solar | REC290TP2 BLK | Solar Panels |  | 0.29 | 18 | 310 | 37 |  | Fixed | Roof
NJSTRE1545385132 | NJSRRE1543511265 | Transition Incentive Program | Oaklyn | 8107 | 14 | 20.88 | Residential | No | Behind the Meter | Behind the Meter |  | None | Sunrun Installation Services, Inc. | PSE&G | Eligible for TI Program | 2019-12-11 | 2019-12-16 | 2021-10-30 | REC Solar | REC290TP2 BLK | Solar Panels |  | 0.29 | 16 | 130 | 36 |  | Fixed | Roof
NJSTRE1545385132 | NJSRRE1543511265 | Transition Incentive Program | Oaklyn | 8107 | 14 | 20.88 | Residential | No | Behind the Meter | Behind the Meter |  | None | Sunrun Installation Services, Inc. | PSE&G | Eligible for TI Program | 2019-12-11 | 2019-12-16 | 2021-10-30 | REC Solar | REC290TP2 BLK | Solar Panels |  | 0.29 | 17 | 310 | 37 |  | Fixed | Roof
NJSTRE1545385133 | NJSRRE1543438770 | Transition Incentive Program | Parsippany | 7054 | 3 | 14.85 | Residential | Yes | Behind the Meter | Behind the Meter |  | None | Sunrun Installation Services, Inc. | JCP&L | Eligible for TI Program | 2019-11-23 | 2019-11-27 | 2021-10-30 | SolarEdge Technologies | SE11400H-USRGM | Inverters | 11400 |  | 1 |  |  | 0.96 |  | Outdoor | Next To Meter
NJSTRE1545385133 | NJSRRE1543438770 | Transition Incentive Program | Parsippany | 7054 | 3 | 14.85 | Residential | Yes | Behind the Meter | Behind the Meter |  | None | Sunrun Installation Services, Inc. | JCP&L | Eligible for TI Program | 2019-11-23 | 2019-11-27 | 2021-10-30 | LG Electronics | LG330N1C-A5 | Solar Panels |  | 0.33 | 16 | 65 | 24 |  | Fixed | Roof
NJSTRE1545385133 | NJSRRE1543438770 | Transition Incentive Program | Parsippany | 7054 | 3 | 14.85 | Residential | Yes | Behind the Meter | Behind the Meter |  | None | Sunrun Installation Services, Inc. | JCP&L | Eligible for TI Program | 2019-11-23 | 2019-11-27 | 2021-10-30 | LG Electronics | LG330N1C-A5 | Solar Panels |  | 0.33 | 29 | 245 | 24 |  | Fixed | Roof
NJSTRE1545385136 | NJSRRE1543506878 | Transition Incentive Program | LINDENWOLD | 8021 | 14 | 6.93 | Residential | Yes | Behind the Meter | Net-metered residential rooftop and canopy |  | None | Vivint Solar Developer, LLC | AC Electric | Accepted | 2019-12-31 | 2020-02-11 | 2021-10-30 | Solar Edge | SE7600H-US | Inverters | 7600 |  | 1 |  |  | 0.992 |  | Outdoor | Near the utility meter
NJSTRE1545385136 | NJSRRE1543506878 | Transition Incentive Program | LINDENWOLD | 8021 | 14 | 6.93 | Residential | Yes | Behind the Meter | Net-metered residential rooftop and canopy |  | None | Vivint Solar Developer, LLC | AC Electric | Accepted | 2019-12-31 | 2020-02-11 | 2021-10-30 | Hanwha | Q.PEAK BLK-G5 315 | Solar Panels |  | 0.315 | 3 | 213 | 44 |  | Fixed | Roof
NJSTRE1545385136 | NJSRRE1543506878 | Transition Incentive Program | LINDENWOLD | 8021 | 14 | 6.93 | Residential | Yes | Behind the Meter | Net-metered residential rooftop and canopy |  | None | Vivint Solar Developer, LLC | AC Electric | Accepted | 2019-12-31 | 2020-02-11 | 2021-10-30 | Hanwha | Q.PEAK BLK-G5 315 | Solar Panels |  | 0.315 | 3 | 33 | 44 |  | Fixed | Roof
NJSTRE1545385136 | NJSRRE1543506878 | Transition Incentive Program | LINDENWOLD | 8021 | 14 | 6.93 | Residential | Yes | Behind the Meter | Net-metered residential rooftop and canopy |  | None | Vivint Solar Developer, LLC | AC Electric | Accepted | 2019-12-31 | 2020-02-11 | 2021-10-30 | Hanwha | Q.PEAK BLK-G5 315 | Solar Panels |  | 0.315 | 11 | 123 | 44 |  | Fixed | Roof
NJSTRE1545385136 | NJSRRE1543506878 | Transition Incentive Program | LINDENWOLD | 8021 | 14 | 6.93 | Residential | Yes | Behind the Meter | Net-metered residential rooftop and canopy |  | None | Vivint Solar Developer, LLC | AC Electric | Accepted | 2019-12-31 | 2020-02-11 | 2021-10-30 | Hanwha | Q.PEAK BLK-G5 315 | Solar Panels |  | 0.315 | 5 | 303 | 44 |  | Fixed | Roof
NJSTRE1545385137 | NJSRRE1544172185 | Transition Incentive Program | West Orange | 7052 | 9 | 3.96 | Residential | Yes | Behind the Meter | Behind the Meter |  | None | Sunrun Installation Services, Inc. | PSE&G | Eligible for TI Program | 2020-01-15 | 2020-01-20 | 2021-10-30 | Enphase Energy | IQ7-60-x-US (240V) | Inverters | 240 |  | 12 |  |  | 0.96 |  | Outdoor | Rooftop
NJSTRE1545385137 | NJSRRE1544172185 | Transition Incentive Program | West Orange | 7052 | 9 | 3.96 | Residential | Yes | Behind the Meter | Behind the Meter |  | None | Sunrun Installation Services, Inc. | PSE&G | Eligible for TI Program | 2020-01-15 | 2020-01-20 | 2021-10-30 | LG Electronics | LG330N1C-A5 | Solar Panels |  | 0.33 | 3 | 343 | 18 |  | Fixed | Roof
NJSTRE1545385137 | NJSRRE1544172185 | Transition Incentive Program | West Orange | 7052 | 9 | 3.96 | Residential | Yes | Behind the Meter | Behind the Meter |  | None | Sunrun Installation Services, Inc. | PSE&G | Eligible for TI Program | 2020-01-15 | 2020-01-20 | 2021-10-30 | LG Electronics | LG330N1C-A5 | Solar Panels |  | 0.33 | 6 | 163 | 18 |  | Fixed | Roof
NJSTRE1545385137 | NJSRRE1544172185 | Transition Incentive Program | West Orange | 7052 | 9 | 3.96 | Residential | Yes | Behind the Meter | Behind the Meter |  | None | Sunrun Installation Services, Inc. | PSE&G | Eligible for TI Program | 2020-01-15 | 2020-01-20 | 2021-10-30 | LG Electronics | LG330N1C-A5 | Solar Panels |  | 0.33 | 3 | 163 | 40 |  | Fixed | Roof
NJSTRE1545385139 | NJSRRE1544201369 | Transition Incentive Program | Mount Laurel Twp | 8054 | 13 | 12.98 | Residential | Yes | Behind the Meter | Net-metered residential rooftop and canopy |  | None | Bright Planet Solar | PSE&G | Accepted | 2020-01-21 | 2020-01-24 | 2021-10-30 | SOLAR EDGE | SE10000H-USRGM | Inverters | 10000 |  | 1 |  |  | 0.98 |  | Outdoor | OUTSIDE
NJSTRE1545385139 | NJSRRE1544201369 | Transition Incentive Program | Mount Laurel Twp | 8054 | 13 | 12.98 | Residential | Yes | Behind the Meter | Net-metered residential rooftop and canopy |  | None | Bright Planet Solar | PSE&G | Accepted | 2020-01-21 | 2020-01-24 | 2021-10-30 | HANWHA Q-CELLS | Q.PEAK BLK-G4.1 295W | Solar Panels |  | 0.295 | 34 | 166 | 8 |  | Fixed | Roof
NJSTRE1545385139 | NJSRRE1544201369 | Transition Incentive Program | Mount Laurel Twp | 8054 | 13 | 12.98 | Residential | Yes | Behind the Meter | Net-metered residential rooftop and canopy |  | None | Bright Planet Solar | PSE&G | Accepted | 2020-01-21 | 2020-01-24 | 2021-10-30 | HANWHA Q-CELLS | Q.PEAK BLK-G4.1 295W | Solar Panels |  | 0.295 | 10 | 166 | 8 |  | Fixed | Roof
NJSTRE1545385140 | NJSRRE1543426206 | Transition Incentive Program | Woodbridge Township | 8830 | 11 | 5.28 | Residential | No | Behind the Meter | Behind the Meter |  | None | Sunrun Installation Services, Inc. | PSE&G | Eligible for TI Program | 2019-11-20 | 2019-11-25 | 2021-10-30 | Delta Electronics | M5-TL-US | Inverters | 4800 |  | 1 |  |  | 0.96 |  | Outdoor | Next To Meter
NJSTRE1545385140 | NJSRRE1543426206 | Transition Incentive Program | Woodbridge Township | 8830 | 11 | 5.28 | Residential | No | Behind the Meter | Behind the Meter |  | None | Sunrun Installation Services, Inc. | PSE&G | Eligible for TI Program | 2019-11-20 | 2019-11-25 | 2021-10-30 | LG Electronics | LG330N1C-A5 | Solar Panels |  | 0.33 | 16 | 178 | 40 |  | Fixed | Roof
NJSTRE1545385141 | NJSRRE1543828763 | Transition Incentive Program | Irvington Town | 7111 | 9 | 3.84 | Residential | Yes | Behind the Meter | Behind the Meter |  | None | Skyline Solar, LLC | PSE&G | Eligible for TI Program | 2019-12-31 | 2020-01-06 | 2021-10-30 | SolarEdge | SE3800H-US | Inverters | 3800 |  | 1 |  |  | 0.99 |  | Outside | within ten feet of meter
NJSTRE1545385141 | NJSRRE1543828763 | Transition Incentive Program | Irvington Town | 7111 | 9 | 3.84 | Residential | Yes | Behind the Meter | Behind the Meter |  | None | Skyline Solar, LLC | PSE&G | Eligible for TI Program | 2019-12-31 | 2020-01-06 | 2021-10-30 | Hanwha Q-Cells | Q.PEAK DUO-G5 320 | Solar Panels |  | 0.32 | 12 | 211 | 32 |  | Fixed | Roof
NJSTRE1545385142 | NJSRRE1544321082 | Transition Incentive Program | Monmouth Beach | 7750 | 17 | 14.18 | Residential | Yes | Behind the Meter | Net-metered residential rooftop and canopy |  | None | Trinity Solar | JCP&L | Accepted | 2020-01-29 | 2020-01-31 | 2021-10-30 | Solar Edge | SE11400 | Inverters | 11400 |  | 1 |  |  | 0.97 |  | Outside | side of home
NJSTRE1545385142 | NJSRRE1544321082 | Transition Incentive Program | Monmouth Beach | 7750 | 17 | 14.18 | Residential | Yes | Behind the Meter | Net-metered residential rooftop and canopy |  | None | Trinity Solar | JCP&L | Accepted | 2020-01-29 | 2020-01-31 | 2021-10-30 | Hanwha | Q.PEAK DUO BLK-G5 315 | Solar Panels |  | 0.315 | 16 | 88 | 9 |  | Fixed | Roof
NJSTRE1545385142 | NJSRRE1544321082 | Transition Incentive Program | Monmouth Beach | 7750 | 17 | 14.18 | Residential | Yes | Behind the Meter | Net-metered residential rooftop and canopy |  | None | Trinity Solar | JCP&L | Accepted | 2020-01-29 | 2020-01-31 | 2021-10-30 | Hanwha | Q.PEAK DUO BLK-G5 315 | Solar Panels |  | 0.315 | 29 | 88 | 19 |  | Fixed | Roof
NJSTRE1545385144 | NJSRRE1544441238 | Transition Incentive Program | hammonton | 8037 | 19 | 15.08 | Residential | Yes | Behind the Meter | Net-metered residential rooftop and canopy |  | None | Vision Solar LLC | AC Electric | Accepted | 2020-02-12 | 2020-02-17 | 2021-10-30 | enphase | iq7-60-2-us | Inverters | 0.25 |  | 45 |  |  | 0.96 |  | Other | behind panels
NJSTRE1545385144 | NJSRRE1544441238 | Transition Incentive Program | hammonton | 8037 | 19 | 15.08 | Residential | Yes | Behind the Meter | Net-metered residential rooftop and canopy |  | None | Vision Solar LLC | AC Electric | Accepted | 2020-02-12 | 2020-02-17 | 2021-10-30 | lg solar | lg335n1k-v5 | Solar Panels |  | 0.335 | 45 | 40 | 23 |  | Fixed | Roof
NJSTRE1545385145 | NJSRRE1543509295 | Transition Incentive Program | CAMDEN | 8105 | 14 | 9.77 | Residential | Yes | Behind the Meter | Net-metered residential rooftop and canopy |  | None | Vivint Solar Developer, LLC | PSE&G | Accepted | 2019-12-11 | 2019-12-13 | 2021-10-30 | SolarEdge | SE7600H-US | Inverters | 7600 |  | 1 |  |  | 0.992 |  | Outdoor | Near the Utility Meter
NJSTRE1545385145 | NJSRRE1543509295 | Transition Incentive Program | CAMDEN | 8105 | 14 | 9.77 | Residential | Yes | Behind the Meter | Net-metered residential rooftop and canopy |  | None | Vivint Solar Developer, LLC | PSE&G | Accepted | 2019-12-11 | 2019-12-13 | 2021-10-30 | Hanwha Solar | Q.PEAK BLK-G5 315 | Solar Panels |  | 0.315 | 14 | 37 | 22 |  | Fixed | Roof
NJSTRE1545385145 | NJSRRE1543509295 | Transition Incentive Program | CAMDEN | 8105 | 14 | 9.77 | Residential | Yes | Behind the Meter | Net-metered residential rooftop and canopy |  | None | Vivint Solar Developer, LLC | PSE&G | Accepted | 2019-12-11 | 2019-12-13 | 2021-10-30 | Hanwha Solar | Q.PEAK BLK-G5 315 | Solar Panels |  | 0.315 | 17 | 217 | 22 |  | Fixed | Roof
NJSTRE1545385146 | NJSRRE1544545534 | Transition Incentive Program | EWING | 8628 | 12 | 9.14 | Residential | Yes | Behind the Meter | Net-metered residential rooftop and canopy |  | None | Suntuity Solar LLC | PSE&G | Accepted | 2020-02-27 | 2020-03-02 | 2021-10-30 | Enphase Energy | IQ7-60-2-US | Inverters | 240 |  | 29 |  |  | 0.97 |  | Outdoor | Behind the PV Modules
NJSTRE1545385146 | NJSRRE1544545534 | Transition Incentive Program | EWING | 8628 | 12 | 9.14 | Residential | Yes | Behind the Meter | Net-metered residential rooftop and canopy |  | None | Suntuity Solar LLC | PSE&G | Accepted | 2020-02-27 | 2020-03-02 | 2021-10-30 | Hanwha Solar | Q-Cells 315 Mono | Solar Panels |  | 0.315 | 9 | 299 | 27 |  | Fixed | Roof
NJSTRE1545385146 | NJSRRE1544545534 | Transition Incentive Program | EWING | 8628 | 12 | 9.14 | Residential | Yes | Behind the Meter | Net-metered residential rooftop and canopy |  | None | Suntuity Solar LLC | PSE&G | Accepted | 2020-02-27 | 2020-03-02 | 2021-10-30 | Hanwha Solar | Q-Cells 315 Mono | Solar Panels |  | 0.315 | 20 | 119 | 27 |  | Fixed | Roof
NJSTRE1545385148 | NJSRRE1543433915 | Transition Incentive Program | Tansboro | 8009 | 14 | 5.22 | Residential | Yes | Behind the Meter | Behind the Meter |  | None | Sunrun Installation Services, Inc. | AC Electric | Eligible for TI Program | 2019-11-21 | 2019-11-25 | 2021-10-30 | Delta Electronics | M5-TL-US | Inverters | 4800 |  | 1 |  |  | 0.96 |  | Outdoor | Next To Meter
NJSTRE1545385148 | NJSRRE1543433915 | Transition Incentive Program | Tansboro | 8009 | 14 | 5.22 | Residential | Yes | Behind the Meter | Behind the Meter |  | None | Sunrun Installation Services, Inc. | AC Electric | Eligible for TI Program | 2019-11-21 | 2019-11-25 | 2021-10-30 | REC Solar | REC290TP2 BLK | Solar Panels |  | 0.29 | 13 | 311 | 18 |  | Fixed | Roof
NJSTRE1545385148 | NJSRRE1543433915 | Transition Incentive Program | Tansboro | 8009 | 14 | 5.22 | Residential | Yes | Behind the Meter | Behind the Meter |  | None | Sunrun Installation Services, Inc. | AC Electric | Eligible for TI Program | 2019-11-21 | 2019-11-25 | 2021-10-30 | REC Solar | REC290TP2 BLK | Solar Panels |  | 0.29 | 5 | 131 | 18 |  | Fixed | Roof
NJSTRE1545385149 | NJSRRE1543586554 | Transition Incentive Program | union | 7083 | 10 | 4.73 | Residential | Yes | Behind the Meter | Net-metered residential rooftop and canopy |  | None | Vision Solar LLC | PSE&G | Accepted | 2020-01-03 | 2020-01-03 | 2021-10-30 | enphase | iq7-60-2-us | Inverters | 0.25 |  | 15 |  |  | 0.96 |  | Other | behind panels
NJSTRE1545385149 | NJSRRE1543586554 | Transition Incentive Program | union | 7083 | 10 | 4.73 | Residential | Yes | Behind the Meter | Net-metered residential rooftop and canopy |  | None | Vision Solar LLC | PSE&G | Accepted | 2020-01-03 | 2020-01-03 | 2021-10-30 | hanwa qcells | q.peak duo-g5 315 | Solar Panels |  | 0.315 | 15 | 128 | 32 |  | Fixed | Roof
NJSTRE1545385151 | NJSRRE1543823101 | Transition Incentive Program | Cold Spring | 8204 | 21 | 16.47 | Residential | Yes | Behind the Meter | Net-metered residential rooftop and canopy |  | None | Bright Planet Solar | AC Electric | Accepted | 2019-12-27 | 2020-01-03 | 2021-10-30 | Solar Edge | SE7600H-USRGM | Inverters | 7600 |  | 2 |  |  | 0.98 |  | Outdoor | Next to meter
NJSTRE1545385151 | NJSRRE1543823101 | Transition Incentive Program | Cold Spring | 8204 | 21 | 16.47 | Residential | Yes | Behind the Meter | Net-metered residential rooftop and canopy |  | None | Bright Planet Solar | AC Electric | Accepted | 2019-12-27 | 2020-01-03 | 2021-10-30 | Trina Solar | TSM-DD05A.05(II) 305W | Solar Panels |  | 0.305 | 26 | 269 | 23 |  | Fixed | Roof
NJSTRE1545385151 | NJSRRE1543823101 | Transition Incentive Program | Cold Spring | 8204 | 21 | 16.47 | Residential | Yes | Behind the Meter | Net-metered residential rooftop and canopy |  | None | Bright Planet Solar | AC Electric | Accepted | 2019-12-27 | 2020-01-03 | 2021-10-30 | Trina Solar | TSM-DD05A.05(II) 305W | Solar Panels |  | 0.305 | 6 | 90 | 34 |  | Fixed | Roof
NJSTRE1545385151 | NJSRRE1543823101 | Transition Incentive Program | Cold Spring | 8204 | 21 | 16.47 | Residential | Yes | Behind the Meter | Net-metered residential rooftop and canopy |  | None | Bright Planet Solar | AC Electric | Accepted | 2019-12-27 | 2020-01-03 | 2021-10-30 | Trina Solar | TSM-DD05A.05(II) 305W | Solar Panels |  | 0.305 | 22 | 269 | 34 |  | Fixed | Roof
NJSTRE1545385152 | NJSRRE1544543707 | Transition Incentive Program | jackson | 8527 | 18 | 7.71 | Residential | Yes | Behind the Meter | Net-metered residential rooftop and canopy |  | None | Vision Solar LLC | JCP&L | Accepted | 2020-02-26 | 2020-03-02 | 2021-10-30 | enphase | iq7-60-2-us | Inverters | 0.25 |  | 23 |  |  | 0.96 |  | Other | behind panels
NJSTRE1545385152 | NJSRRE1544543707 | Transition Incentive Program | jackson | 8527 | 18 | 7.71 | Residential | Yes | Behind the Meter | Net-metered residential rooftop and canopy |  | None | Vision Solar LLC | JCP&L | Accepted | 2020-02-26 | 2020-03-02 | 2021-10-30 | lg solar | lg335n1k-v5 | Solar Panels |  | 0.335 | 23 | 217 | 28 |  | Fixed | Roof
NJSTRE1545385153 | NJSRRE1544333408 | Transition Incentive Program | Franklin | 8343 | 16 | 9.61 | Residential | Yes | Behind the Meter | Behind the Meter |  | None | Sunrun Installation Services, Inc. | AC Electric | Eligible for TI Program | 2020-01-30 | 2020-02-03 | 2021-10-30 | Delta Electronics | M4-TL-US | Inverters | 3840 |  | 2 |  |  | 0.96 |  | Outdoor | Next To Meter
NJSTRE1545385153 | NJSRRE1544333408 | Transition Incentive Program | Franklin | 8343 | 16 | 9.61 | Residential | Yes | Behind the Meter | Behind the Meter |  | None | Sunrun Installation Services, Inc. | AC Electric | Eligible for TI Program | 2020-01-30 | 2020-02-03 | 2021-10-30 | REC Solar | REC310TP2M | Solar Panels |  | 0.31 | 16 | 60 | 18 |  | Fixed | Roof
NJSTRE1545385153 | NJSRRE1544333408 | Transition Incentive Program | Franklin | 8343 | 16 | 9.61 | Residential | Yes | Behind the Meter | Behind the Meter |  | None | Sunrun Installation Services, Inc. | AC Electric | Eligible for TI Program | 2020-01-30 | 2020-02-03 | 2021-10-30 | REC Solar | REC310TP2M | Solar Panels |  | 0.31 | 15 | 238 | 18 |  | Fixed | Roof
NJSTRE1545385154 | NJSRRE1544501836 | Transition Incentive Program | Bayonne | 7002 | 8 | 7.44 | Residential | Yes | Behind the Meter | Behind the Meter |  | None | Sunrun Installation Services, Inc. | PSE&G | Eligible for TI Program | 2020-02-19 | 2020-02-24 | 2021-10-30 | Delta Electronics | M6-TL-US | Inverters | 5760 |  | 1 |  |  | 0.96 |  | Outdoor | Next To Meter
NJSTRE1545385154 | NJSRRE1544501836 | Transition Incentive Program | Bayonne | 7002 | 8 | 7.44 | Residential | Yes | Behind the Meter | Behind the Meter |  | None | Sunrun Installation Services, Inc. | PSE&G | Eligible for TI Program | 2020-02-19 | 2020-02-24 | 2021-10-30 | REC Solar | REC310TP2M | Solar Panels |  | 0.31 | 24 | 213 | 45 |  | Fixed | Roof
NJSTRE1545385155 | NJSRRE1544175197 | Transition Incentive Program | Paramus Boro | 7652 | 7 | 11.34 | Residential | No | Behind the Meter | Net-metered residential rooftop and canopy |  | None | Tesla Energy Operations Inc | PSE&G | Accepted | 2020-01-16 | 2020-01-22 | 2021-10-30 | Delta | SOLIVIA 3.8 NA G4 TL [240V] | Inverters | 3800 |  | 1 |  |  | 0.975 |  | Outdoor | Outdoor
NJSTRE1545385155 | NJSRRE1544175197 | Transition Incentive Program | Paramus Boro | 7652 | 7 | 11.34 | Residential | No | Behind the Meter | Net-metered residential rooftop and canopy |  | None | Tesla Energy Operations Inc | PSE&G | Accepted | 2020-01-16 | 2020-01-22 | 2021-10-30 | Delta | SOLIVIA 7.6 NA G4 TL [240V] | Inverters | 7600 |  | 1 |  |  | 0.975 |  | Outdoor | Outdoor
NJSTRE1545385155 | NJSRRE1544175197 | Transition Incentive Program | Paramus Boro | 7652 | 7 | 11.34 | Residential | No | Behind the Meter | Net-metered residential rooftop and canopy |  | None | Tesla Energy Operations Inc | PSE&G | Accepted | 2020-01-16 | 2020-01-22 | 2021-10-30 | Hanwha Q Cells | Q.PEAK DUO BLK-G5/SC315 | Solar Panels |  | 0.315 | 28 | 80 | 30 |  | Fixed | Roof
NJSTRE1545385155 | NJSRRE1544175197 | Transition Incentive Program | Paramus Boro | 7652 | 7 | 11.34 | Residential | No | Behind the Meter | Net-metered residential rooftop and canopy |  | None | Tesla Energy Operations Inc | PSE&G | Accepted | 2020-01-16 | 2020-01-22 | 2021-10-30 | Hanwha Q Cell | Q.PEAK DUO BLK-G5/SC315 | Solar Panels |  | 0.315 | 8 | 170 | 30 |  | Fixed | Roof
NJSTRE1545385156 | NJSRRE1544331645 | Transition Incentive Program | Clifton | 7011 | 6 | 15.81 | Residential | Yes | Behind the Meter | Behind the Meter |  | None | Sunrun Installation Services, Inc. | PSE&G | Eligible for TI Program | 2020-01-29 | 2020-02-11 | 2021-10-30 | Delta Electronics | M10-TL-US | Inverters | 9600 |  | 1 |  |  | 0.96 |  | Outdoor | Next To Meter
NJSTRE1545385156 | NJSRRE1544331645 | Transition Incentive Program | Clifton | 7011 | 6 | 15.81 | Residential | Yes | Behind the Meter | Behind the Meter |  | None | Sunrun Installation Services, Inc. | PSE&G | Eligible for TI Program | 2020-01-29 | 2020-02-11 | 2021-10-30 | Delta Electronics | M5-TL-US | Inverters | 4800 |  | 1 |  |  | 0.96 |  | Outdoor | Next To Meter
NJSTRE1545385156 | NJSRRE1544331645 | Transition Incentive Program | Clifton | 7011 | 6 | 15.81 | Residential | Yes | Behind the Meter | Behind the Meter |  | None | Sunrun Installation Services, Inc. | PSE&G | Eligible for TI Program | 2020-01-29 | 2020-02-11 | 2021-10-30 | REC Solar | REC310TP2M | Solar Panels |  | 0.31 | 12 | 254 | 37 |  | Fixed | Roof
NJSTRE1545385156 | NJSRRE1544331645 | Transition Incentive Program | Clifton | 7011 | 6 | 15.81 | Residential | Yes | Behind the Meter | Behind the Meter |  | None | Sunrun Installation Services, Inc. | PSE&G | Eligible for TI Program | 2020-01-29 | 2020-02-11 | 2021-10-30 | REC Solar | REC310TP2M | Solar Panels |  | 0.31 | 12 | 74 | 23 |  | Fixed | Roof
NJSTRE1545385156 | NJSRRE1544331645 | Transition Incentive Program | Clifton | 7011 | 6 | 15.81 | Residential | Yes | Behind the Meter | Behind the Meter |  | None | Sunrun Installation Services, Inc. | PSE&G | Eligible for TI Program | 2020-01-29 | 2020-02-11 | 2021-10-30 | REC Solar | REC310TP2M | Solar Panels |  | 0.31 | 5 | 345 | 38 |  | Fixed | Roof
NJSTRE1545385156 | NJSRRE1544331645 | Transition Incentive Program | Clifton | 7011 | 6 | 15.81 | Residential | Yes | Behind the Meter | Behind the Meter |  | None | Sunrun Installation Services, Inc. | PSE&G | Eligible for TI Program | 2020-01-29 | 2020-02-11 | 2021-10-30 | REC Solar | REC310TP2M | Solar Panels |  | 0.31 | 5 | 254 | 37 |  | Fixed | Roof
NJSTRE1545385156 | NJSRRE1544331645 | Transition Incentive Program | Clifton | 7011 | 6 | 15.81 | Residential | Yes | Behind the Meter | Behind the Meter |  | None | Sunrun Installation Services, Inc. | PSE&G | Eligible for TI Program | 2020-01-29 | 2020-02-11 | 2021-10-30 | REC Solar | REC310TP2M | Solar Panels |  | 0.31 | 5 | 165 | 37 |  | Fixed | Roof
NJSTRE1545385156 | NJSRRE1544331645 | Transition Incentive Program | Clifton | 7011 | 6 | 15.81 | Residential | Yes | Behind the Meter | Behind the Meter |  | None | Sunrun Installation Services, Inc. | PSE&G | Eligible for TI Program | 2020-01-29 | 2020-02-11 | 2021-10-30 | REC Solar | REC310TP2M | Solar Panels |  | 0.31 | 12 | 74 | 23 |  | Fixed | Roof
NJSTRE1545385161 | NJSRRE1543557263 | Transition Incentive Program | MILLVILLE | 8332 | 20 | 11.97 | Residential | Yes | Behind the Meter | Net-metered residential rooftop and canopy |  | None | Vivint Solar Developer, LLC | AC Electric | Accepted | 2019-12-20 | 2019-12-20 | 2021-10-30 | Solar Edge | SE10000H-US | Inverters | 10000 |  | 1 |  |  | 0.992 |  | Outdoor | Near the utility meter
NJSTRE1545385161 | NJSRRE1543557263 | Transition Incentive Program | MILLVILLE | 8332 | 20 | 11.97 | Residential | Yes | Behind the Meter | Net-metered residential rooftop and canopy |  | None | Vivint Solar Developer, LLC | AC Electric | Accepted | 2019-12-20 | 2019-12-20 | 2021-10-30 | Hanwha Solar | Q.PEAK BLK-G5 315 | Solar Panels |  | 0.315 | 5 | 246 | 16 |  | Fixed | Roof
NJSTRE1545385161 | NJSRRE1543557263 | Transition Incentive Program | MILLVILLE | 8332 | 20 | 11.97 | Residential | Yes | Behind the Meter | Net-metered residential rooftop and canopy |  | None | Vivint Solar Developer, LLC | AC Electric | Accepted | 2019-12-20 | 2019-12-20 | 2021-10-30 | Hanwha Solar | Q.PEAK BLK-G5 315 | Solar Panels |  | 0.315 | 14 | 156 | 16 |  | Fixed | Roof
NJSTRE1545385161 | NJSRRE1543557263 | Transition Incentive Program | MILLVILLE | 8332 | 20 | 11.97 | Residential | Yes | Behind the Meter | Net-metered residential rooftop and canopy |  | None | Vivint Solar Developer, LLC | AC Electric | Accepted | 2019-12-20 | 2019-12-20 | 2021-10-30 | Hanwha Solar | Q.PEAK BLK-G5 315 | Solar Panels |  | 0.315 | 19 | 336 | 16 |  | Fixed | Roof
NJSTRE1545385162 | NJSRRE1543826992 | Transition Incentive Program | Bloomfield | 7003 | 9 | 7.48 | Residential | No | Behind the Meter | Behind the Meter |  | None | Accord Power Inc | PSE&G | Eligible for TI Program | 2019-12-31 | 2020-01-03 | 2021-10-30 | AP System | YC600 | Inverters | 600 |  | 13 |  |  | 0.967 |  | Outdoor | roof
NJSTRE1545385162 | NJSRRE1543826992 | Transition Incentive Program | Bloomfield | 7003 | 9 | 7.48 | Residential | No | Behind the Meter | Behind the Meter |  | None | Accord Power Inc | PSE&G | Eligible for TI Program | 2019-12-31 | 2020-01-03 | 2021-10-30 | Hanwah | Q.Cell 325 | Solar Panels |  | 0.325 | 5 | 176 | 20 |  | Fixed | Roof
NJSTRE1545385162 | NJSRRE1543826992 | Transition Incentive Program | Bloomfield | 7003 | 9 | 7.48 | Residential | No | Behind the Meter | Behind the Meter |  | None | Accord Power Inc | PSE&G | Eligible for TI Program | 2019-12-31 | 2020-01-03 | 2021-10-30 | Hanwah | Q.Cell 325 | Solar Panels |  | 0.325 | 9 | 86 | 35 |  | Fixed | Roof
NJSTRE1545385162 | NJSRRE1543826992 | Transition Incentive Program | Bloomfield | 7003 | 9 | 7.48 | Residential | No | Behind the Meter | Behind the Meter |  | None | Accord Power Inc | PSE&G | Eligible for TI Program | 2019-12-31 | 2020-01-03 | 2021-10-30 | Hanwah | Q.Cell 325 | Solar Panels |  | 0.325 | 9 | 266 | 35 |  | Fixed | Roof
NJSTRE1545385164 | NJSRRE1544420027 | Transition Incentive Program | marlton | 8053 | 13 | 15.75 | Residential | Yes | Behind the Meter | Net-metered residential rooftop and canopy |  | None | Vision Solar LLC | AC Electric | Accepted | 2020-02-07 | 2020-02-12 | 2021-10-30 | ENPHASE | iq7-60-2-us | Inverters | 0.25 |  | 47 |  |  | 0.96 |  | Other | behind panels
NJSTRE1545385164 | NJSRRE1544420027 | Transition Incentive Program | marlton | 8053 | 13 | 15.75 | Residential | Yes | Behind the Meter | Net-metered residential rooftop and canopy |  | None | Vision Solar LLC | AC Electric | Accepted | 2020-02-07 | 2020-02-12 | 2021-10-30 | lg solar | lg335n1k-v5 | Solar Panels |  | 0.335 | 15 | 32 | 18 |  | Fixed | Roof
NJSTRE1545385164 | NJSRRE1544420027 | Transition Incentive Program | marlton | 8053 | 13 | 15.75 | Residential | Yes | Behind the Meter | Net-metered residential rooftop and canopy |  | None | Vision Solar LLC | AC Electric | Accepted | 2020-02-07 | 2020-02-12 | 2021-10-30 | lg solar | lg335n1k-v5 | Solar Panels |  | 0.335 | 14 | 122 | 18 |  | Fixed | Roof
NJSTRE1545385164 | NJSRRE1544420027 | Transition Incentive Program | marlton | 8053 | 13 | 15.75 | Residential | Yes | Behind the Meter | Net-metered residential rooftop and canopy |  | None | Vision Solar LLC | AC Electric | Accepted | 2020-02-07 | 2020-02-12 | 2021-10-30 | lg solar | lg335n1k-v5 | Solar Panels |  | 0.335 | 15 | 302 | 18 |  | Fixed | Roof
NJSTRE1545385164 | NJSRRE1544420027 | Transition Incentive Program | marlton | 8053 | 13 | 15.75 | Residential | Yes | Behind the Meter | Net-metered residential rooftop and canopy |  | None | Vision Solar LLC | AC Electric | Accepted | 2020-02-07 | 2020-02-12 | 2021-10-30 | lg solar | lg335n1k-v5 | Solar Panels |  | 0.335 | 3 | 60 | 21 |  | Fixed | Roof
NJSTRE1545385166 | NJSRRE1543848088 | Transition Incentive Program | Cape May Court House | 8210 | 21 | 10.71 | Residential | Yes | Behind the Meter | Net-metered residential rooftop and canopy |  | None | Vision Solar LLC | AC Electric | Accepted | 2019-12-31 | 2020-01-06 | 2021-10-30 | enphase | iq7-60-2-us | Inverters | 0.25 |  | 34 |  |  | 0.96 |  | Other | behind panels
NJSTRE1545385166 | NJSRRE1543848088 | Transition Incentive Program | Cape May Court House | 8210 | 21 | 10.71 | Residential | Yes | Behind the Meter | Net-metered residential rooftop and canopy |  | None | Vision Solar LLC | AC Electric | Accepted | 2019-12-31 | 2020-01-06 | 2021-10-30 | hanwa qcells | q.peak duo-g5 315 | Solar Panels |  | 0.315 | 6 | 296 | 9 |  | Fixed | Roof
NJSTRE1545385166 | NJSRRE1543848088 | Transition Incentive Program | Cape May Court House | 8210 | 21 | 10.71 | Residential | Yes | Behind the Meter | Net-metered residential rooftop and canopy |  | None | Vision Solar LLC | AC Electric | Accepted | 2019-12-31 | 2020-01-06 | 2021-10-30 | hanwa qcells | q.peak duo-g5 315 | Solar Panels |  | 0.315 | 13 | 27 | 37 |  | Fixed | Roof
NJSTRE1545385166 | NJSRRE1543848088 | Transition Incentive Program | Cape May Court House | 8210 | 21 | 10.71 | Residential | Yes | Behind the Meter | Net-metered residential rooftop and canopy |  | None | Vision Solar LLC | AC Electric | Accepted | 2019-12-31 | 2020-01-06 | 2021-10-30 | hanwa qcells | q.peak duo-g5 315 | Solar Panels |  | 0.315 | 15 | 207 | 9 |  | Fixed | Roof
NJSTRE1545385167 | NJSRRE1544317282 | Transition Incentive Program | MOUNT ROYAL | 8061 | 15 | 16.38 | Residential | Yes | Behind the Meter | Net-metered residential rooftop and canopy |  | None | Vivint Solar Developer, LLC | AC Electric | Accepted | 2020-01-28 | 2020-01-31 | 2021-10-30 | SOLAR EDGE | SE3800H-US | Inverters | 3800 |  | 1 |  |  | 0.992 |  | Outdoor | Near the Utility Meter
NJSTRE1545385167 | NJSRRE1544317282 | Transition Incentive Program | MOUNT ROYAL | 8061 | 15 | 16.38 | Residential | Yes | Behind the Meter | Net-metered residential rooftop and canopy |  | None | Vivint Solar Developer, LLC | AC Electric | Accepted | 2020-01-28 | 2020-01-31 | 2021-10-30 | SolarEdge | SE7600H-US | Inverters | 7600 |  | 1 |  |  | 0.992 |  | Outdoor | Near the utility meter
NJSTRE1545385167 | NJSRRE1544317282 | Transition Incentive Program | MOUNT ROYAL | 8061 | 15 | 16.38 | Residential | Yes | Behind the Meter | Net-metered residential rooftop and canopy |  | None | Vivint Solar Developer, LLC | AC Electric | Accepted | 2020-01-28 | 2020-01-31 | 2021-10-30 | Hanwha Solar | Q.PEAK BLK-G5 315 | Solar Panels |  | 0.315 | 19 | 228 | 31 |  | Fixed | Roof
NJSTRE1545385167 | NJSRRE1544317282 | Transition Incentive Program | MOUNT ROYAL | 8061 | 15 | 16.38 | Residential | Yes | Behind the Meter | Net-metered residential rooftop and canopy |  | None | Vivint Solar Developer, LLC | AC Electric | Accepted | 2020-01-28 | 2020-01-31 | 2021-10-30 | Hanwha Solar | Q.PEAK BLK-G5 315 | Solar Panels |  | 0.315 | 33 | 48 | 31 |  | Fixed | Roof
NJSTRE1545385169 | NJSRRE1544343595 | Transition Incentive Program | ATLANTIC CITY | 8401 | 19 | 3.78 | Residential | Yes | Behind the Meter | Behind the Meter |  | None | Tesla Energy Operations Inc | AC Electric | Eligible for TI Program | 2020-01-31 | 2020-02-05 | 2021-10-30 | SOLAREDGE | SE3800H-US000BSC4 | Inverters | 3800 |  | 1 |  |  | 0.99 |  | Indoor | Indoor
NJSTRE1545385169 | NJSRRE1544343595 | Transition Incentive Program | ATLANTIC CITY | 8401 | 19 | 3.78 | Residential | Yes | Behind the Meter | Behind the Meter |  | None | Tesla Energy Operations Inc | AC Electric | Eligible for TI Program | 2020-01-31 | 2020-02-05 | 2021-10-30 | Hanwha Q-Cells | Q.Peak DUO BLK-G5/SC315 | Solar Panels |  | 0.315 | 8 | 152 | 37 |  | Fixed | Roof
NJSTRE1545385169 | NJSRRE1544343595 | Transition Incentive Program | ATLANTIC CITY | 8401 | 19 | 3.78 | Residential | Yes | Behind the Meter | Behind the Meter |  | None | Tesla Energy Operations Inc | AC Electric | Eligible for TI Program | 2020-01-31 | 2020-02-05 | 2021-10-30 | Hanwha Q-Cells | Q.Peak DUO BLK-G5/SC315 | Solar Panels |  | 0.315 | 4 | 152 | 37 |  | Fixed | Roof
NJSTRE1545385170 | NJSRRE1544419686 | Transition Incentive Program | Pleasantville | 8232 | 19 | 20.65 | Residential | Yes | Behind the Meter | Net-metered residential rooftop and canopy |  | None | Castle Energy, LLC | AC Electric | Accepted | 2020-03-12 | 2020-03-13 | 2021-10-30 | Enphase Energy | IQ7PLUS-72-2-US | Inverters | 290 |  | 59 |  |  | 0.967 |  | Outdoor | on the rooftop under each solar panel
NJSTRE1545385170 | NJSRRE1544419686 | Transition Incentive Program | Pleasantville | 8232 | 19 | 20.65 | Residential | Yes | Behind the Meter | Net-metered residential rooftop and canopy |  | None | Castle Energy, LLC | AC Electric | Accepted | 2020-03-12 | 2020-03-13 | 2021-10-30 | LG Electronics | LG350Q1C-A5 | Solar Panels |  | 0.35 | 7 | 205 | 20 |  | Fixed | Roof
NJSTRE1545385170 | NJSRRE1544419686 | Transition Incentive Program | Pleasantville | 8232 | 19 | 20.65 | Residential | Yes | Behind the Meter | Net-metered residential rooftop and canopy |  | None | Castle Energy, LLC | AC Electric | Accepted | 2020-03-12 | 2020-03-13 | 2021-10-30 | LG Electronics | LG350Q1C-A5 | Solar Panels |  | 0.35 | 7 | 295 | 15 |  | Fixed | Roof
NJSTRE1545385170 | NJSRRE1544419686 | Transition Incentive Program | Pleasantville | 8232 | 19 | 20.65 | Residential | Yes | Behind the Meter | Net-metered residential rooftop and canopy |  | None | Castle Energy, LLC | AC Electric | Accepted | 2020-03-12 | 2020-03-13 | 2021-10-30 | LG Electronics | LG350Q1C-A5 | Solar Panels |  | 0.35 | 7 | 115 | 20 |  | Fixed | Roof
NJSTRE1545385170 | NJSRRE1544419686 | Transition Incentive Program | Pleasantville | 8232 | 19 | 20.65 | Residential | Yes | Behind the Meter | Net-metered residential rooftop and canopy |  | None | Castle Energy, LLC | AC Electric | Accepted | 2020-03-12 | 2020-03-13 | 2021-10-30 | LG Electronics | LG350Q1C-A5 | Solar Panels |  | 0.35 | 3 | 295 | 20 |  | Fixed | Roof
NJSTRE1545385170 | NJSRRE1544419686 | Transition Incentive Program | Pleasantville | 8232 | 19 | 20.65 | Residential | Yes | Behind the Meter | Net-metered residential rooftop and canopy |  | None | Castle Energy, LLC | AC Electric | Accepted | 2020-03-12 | 2020-03-13 | 2021-10-30 | LG Electronics | LG350Q1C-A5 | Solar Panels |  | 0.35 | 13 | 115 | 35 |  | Fixed | Roof
NJSTRE1545385170 | NJSRRE1544419686 | Transition Incentive Program | Pleasantville | 8232 | 19 | 20.65 | Residential | Yes | Behind the Meter | Net-metered residential rooftop and canopy |  | None | Castle Energy, LLC | AC Electric | Accepted | 2020-03-12 | 2020-03-13 | 2021-10-30 | LG Electronics | LG350Q1C-A5 | Solar Panels |  | 0.35 | 7 | 115 | 15 |  | Fixed | Roof
NJSTRE1545385170 | NJSRRE1544419686 | Transition Incentive Program | Pleasantville | 8232 | 19 | 20.65 | Residential | Yes | Behind the Meter | Net-metered residential rooftop and canopy |  | None | Castle Energy, LLC | AC Electric | Accepted | 2020-03-12 | 2020-03-13 | 2021-10-30 | LG Electronics | LG350Q1C-A5 | Solar Panels |  | 0.35 | 15 | 295 | 35 |  | Fixed | Roof
NJSTRE1545385171 | NJSRRE1544334818 | Transition Incentive Program | Manchester Township | 8759 | 18 | 4.65 | Residential | Yes | Behind the Meter | Behind the Meter |  | None | Sunrun Installation Services, Inc. | JCP&L | Eligible for TI Program | 2020-01-30 | 2020-02-04 | 2021-10-30 | Delta Electronics | M4-TL-US | Inverters | 3840 |  | 1 |  |  | 0.96 |  | Outdoor | Next To Meter
NJSTRE1545385171 | NJSRRE1544334818 | Transition Incentive Program | Manchester Township | 8759 | 18 | 4.65 | Residential | Yes | Behind the Meter | Behind the Meter |  | None | Sunrun Installation Services, Inc. | JCP&L | Eligible for TI Program | 2020-01-30 | 2020-02-04 | 2021-10-30 | REC Solar | REC310TP2M | Solar Panels |  | 0.31 | 15 | 107 | 34 |  | Fixed | Roof
NJSTRE1545385172 | NJSRRE1544150937 | Transition Incentive Program | GLEN RIDGE | 7028 | 9 | 9.8 | Residential | No | Behind the Meter | Behind the Meter |  | None | Infinity Solar Systems | PSE&G | Eligible for TI Program | 2020-01-09 | 2020-01-14 | 2021-10-30 | ENPHASE | IQ7-60-X-US | Inverters | 240 |  | 28 |  |  | 0.97 |  | Outside | MICROINVERTERS
NJSTRE1545385172 | NJSRRE1544150937 | Transition Incentive Program | GLEN RIDGE | 7028 | 9 | 9.8 | Residential | No | Behind the Meter | Behind the Meter |  | None | Infinity Solar Systems | PSE&G | Eligible for TI Program | 2020-01-09 | 2020-01-14 | 2021-10-30 | LG | LG350N1C-V5 | Solar Panels |  | 0.35 | 9 | 295 | 51 |  | Fixed | Roof
NJSTRE1545385172 | NJSRRE1544150937 | Transition Incentive Program | GLEN RIDGE | 7028 | 9 | 9.8 | Residential | No | Behind the Meter | Behind the Meter |  | None | Infinity Solar Systems | PSE&G | Eligible for TI Program | 2020-01-09 | 2020-01-14 | 2021-10-30 | LG | LG350N1C-V5 | Solar Panels |  | 0.35 | 19 | 205 | 51 |  | Fixed | Roof
NJSTRE1545385175 | NJSRRE1543565148 | Transition Incentive Program | Willingboro Twp | 8046 | 13 | 14.06 | Residential | No | Behind the Meter | Net-metered residential rooftop and canopy |  | None | SunnyMac LLC | PSE&G | Accepted | 2019-12-18 | 2019-12-23 | 2021-10-30 | Enphase | IQ7XS-96-ACM-US | Inverters | 0.315 |  | 43 |  |  | 0.99 |  | Outdoor | roof
NJSTRE1545385175 | NJSRRE1543565148 | Transition Incentive Program | Willingboro Twp | 8046 | 13 | 14.06 | Residential | No | Behind the Meter | Net-metered residential rooftop and canopy |  | None | SunnyMac LLC | PSE&G | Accepted | 2019-12-18 | 2019-12-23 | 2021-10-30 | SunPower | SPR-E20327 | Solar Panels |  | 0.327 | 35 | 198 | 18 |  | Fixed | Roof
NJSTRE1545385175 | NJSRRE1543565148 | Transition Incentive Program | Willingboro Twp | 8046 | 13 | 14.06 | Residential | No | Behind the Meter | Net-metered residential rooftop and canopy |  | None | SunnyMac LLC | PSE&G | Accepted | 2019-12-18 | 2019-12-23 | 2021-10-30 | SunPower | SPR-E20327 | Solar Panels |  | 0.327 | 8 | 18 | 18 |  | Fixed | Roof
NJSTRE1545385176 | NJSRRE1544529706 | Transition Incentive Program | Flanders | 7836 | 3 | 6.12 | Residential | No | Behind the Meter | Net-metered residential rooftop and canopy |  | None | Trinity Solar | JCP&L | Accepted | 2020-02-25 | 2020-02-27 | 2021-10-30 | Solar Edge | SE5000 | Inverters | 5000 |  | 1 |  |  | 0.97 |  | Outside | side of home
NJSTRE1545385176 | NJSRRE1544529706 | Transition Incentive Program | Flanders | 7836 | 3 | 6.12 | Residential | No | Behind the Meter | Net-metered residential rooftop and canopy |  | None | Trinity Solar | JCP&L | Accepted | 2020-02-25 | 2020-02-27 | 2021-10-30 | Hanwha | Q.PEAK DUO BLK-G6 340 | Solar Panels |  | 0.34 | 18 | 111 | 23 |  | Fixed | Roof
NJSTRE1545386704 | NJSRRE1544540522 | Transition Incentive Program | Roselle Boro | 7203 | 10 | 3.84 | Residential | Yes | Behind the Meter | Behind the Meter |  | None | Skyline Solar, LLC | PSE&G | Eligible for TI Program | 2020-02-26 | 2020-02-28 | 2021-10-30 | SolarEdge | SE3800H-US | Inverters | 3800 |  | 1 |  |  | 0.99 |  | Outside | within ten feet of meter
NJSTRE1545386704 | NJSRRE1544540522 | Transition Incentive Program | Roselle Boro | 7203 | 10 | 3.84 | Residential | Yes | Behind the Meter | Behind the Meter |  | None | Skyline Solar, LLC | PSE&G | Eligible for TI Program | 2020-02-26 | 2020-02-28 | 2021-10-30 | Hanwha Q-Cells | Q.PEAK DUO-G5 320 | Solar Panels |  | 0.32 | 12 | 209 | 39 |  | Fixed | Roof
NJSTRE1545386706 | NJSRRE1543505558 | Transition Incentive Program | Parlin | 8859 | 11 | 5.99 | Residential | No | Behind the Meter | Net-metered residential rooftop and canopy |  | None | Suntuity Solar LLC | JCP&L | Accepted | 2019-12-10 | 2019-12-12 | 2021-10-30 | Enphase Energy | IQ7-60-2-US | Inverters | 240 |  | 19 |  |  | 0.97 |  | Outdoor | Behind the PV Modules
NJSTRE1545386706 | NJSRRE1543505558 | Transition Incentive Program | Parlin | 8859 | 11 | 5.99 | Residential | No | Behind the Meter | Net-metered residential rooftop and canopy |  | None | Suntuity Solar LLC | JCP&L | Accepted | 2019-12-10 | 2019-12-12 | 2021-10-30 | Yingli Green Energy | YL315D-30b | Solar Panels |  | 0.315 | 19 | 172 | 15 |  | Fixed | Roof
NJSTRE1545386711 | NJSRRE1543874764 | Transition Incentive Program | Pittman | 8071 | 15 | 7.04 | Residential | Yes | Behind the Meter | Behind the Meter |  | None | Skyline Solar, LLC | AC Electric | Eligible for TI Program | 2020-01-02 | 2020-01-06 | 2021-10-30 | SolarEdge | SE5000H-US | Inverters | 5000 |  | 1 |  |  | 0.99 |  | Outside | within ten feet of meter
NJSTRE1545386711 | NJSRRE1543874764 | Transition Incentive Program | Pittman | 8071 | 15 | 7.04 | Residential | Yes | Behind the Meter | Behind the Meter |  | None | Skyline Solar, LLC | AC Electric | Eligible for TI Program | 2020-01-02 | 2020-01-06 | 2021-10-30 | Hanwha Q-Cells | Q.PEAK DUO-G5 320 | Solar Panels |  | 0.32 | 22 | 234,144,54,324 | 35 |  | Fixed | Roof
NJSTRE1545386716 | NJSRRE1543451904 | Transition Incentive Program | Englewood | 7631 | 7 | 7.25 | Residential | Yes | Behind the Meter | Net-metered residential rooftop and canopy |  | None | Vivint Solar Developer, LLC | PSE&G | Accepted | 2019-11-29 | 2019-12-03 | 2021-10-30 | Solar Edge | SE7600H-US | Inverters | 7600 |  | 1 |  |  | 0.992 |  | Outdoor | Near the utility meter
NJSTRE1545386716 | NJSRRE1543451904 | Transition Incentive Program | Englewood | 7631 | 7 | 7.25 | Residential | Yes | Behind the Meter | Net-metered residential rooftop and canopy |  | None | Vivint Solar Developer, LLC | PSE&G | Accepted | 2019-11-29 | 2019-12-03 | 2021-10-30 | Hanwha | Q.PEAK BLK-G5 315 | Solar Panels |  | 0.315 | 12 | 285 | 30 |  | Fixed | Roof
NJSTRE1545386716 | NJSRRE1543451904 | Transition Incentive Program | Englewood | 7631 | 7 | 7.25 | Residential | Yes | Behind the Meter | Net-metered residential rooftop and canopy |  | None | Vivint Solar Developer, LLC | PSE&G | Accepted | 2019-11-29 | 2019-12-03 | 2021-10-30 | Hanwha | Q.PEAK BLK-G5 315 | Solar Panels |  | 0.315 | 11 | 105 | 30 |  | Fixed | Roof
NJSTRE1545386718 | NJSRRE1543461156 | Transition Incentive Program | Bedminster | 7921 | 5 | 34.65 | Residential | No | Behind the Meter | Net-metered residential rooftop and canopy |  | None | Suntuity Solar LLC | JCP&L | Accepted | 2019-11-30 | 2019-12-04 | 2021-10-30 | Enphase Energy | IQ7-60-2-US | Inverters | 240 |  | 110 |  |  | 0.97 |  | Outdoor | Behind the PV Modules
NJSTRE1545386718 | NJSRRE1543461156 | Transition Incentive Program | Bedminster | 7921 | 5 | 34.65 | Residential | No | Behind the Meter | Net-metered residential rooftop and canopy |  | None | Suntuity Solar LLC | JCP&L | Accepted | 2019-11-30 | 2019-12-04 | 2021-10-30 | Yingli Green Energy | YL315D-30b | Solar Panels |  | 0.315 | 110 | 209 | 20 |  | Fixed | Ground
NJSTRE1545386721 | NJSRRE1544512247 | Transition Incentive Program | cape may | 8204 | 21 | 6.03 | Residential | Yes | Behind the Meter | Net-metered residential rooftop and canopy |  | None | Vision Solar LLC | AC Electric | Accepted | 2020-02-20 | 2020-02-24 | 2021-10-30 | enphase | iq7-60-2-us | Inverters | 0.25 |  | 18 |  |  | 0.96 |  | Other | behind panels
NJSTRE1545386721 | NJSRRE1544512247 | Transition Incentive Program | cape may | 8204 | 21 | 6.03 | Residential | Yes | Behind the Meter | Net-metered residential rooftop and canopy |  | None | Vision Solar LLC | AC Electric | Accepted | 2020-02-20 | 2020-02-24 | 2021-10-30 | lg solar | lg335n1k-v5 | Solar Panels |  | 0.335 | 18 | 197 | 20 |  | Fixed | Roof
NJSTRE1545386722 | NJSRRE1544519872 | Transition Incentive Program | OAK RIDGE | 7438 | 6 | 8.96 | Residential | Yes | Behind the Meter | Net-metered residential rooftop and canopy |  | None | Vivint Solar Developer, LLC | JCP&L | Accepted | 2020-02-24 | 2020-02-25 | 2021-10-30 | SOLAREDGE | SE7600H-US | Inverters | 7600 |  | 1 |  |  | 0.992 |  | Outdoor | Near the Utility Meter
NJSTRE1545386722 | NJSRRE1544519872 | Transition Incentive Program | OAK RIDGE | 7438 | 6 | 8.96 | Residential | Yes | Behind the Meter | Net-metered residential rooftop and canopy |  | None | Vivint Solar Developer, LLC | JCP&L | Accepted | 2020-02-24 | 2020-02-25 | 2021-10-30 | JINKO SOLAR | JKM320M-60HBL | Solar Panels |  | 0.32 | 28 | 316 | 29 |  | Fixed | Roof
NJSTRE1545386723 | NJSRRE1544550189 | Transition Incentive Program | Pine Brook | 7058 | 3 | 8.99 | Residential | No | Behind the Meter | Behind the Meter |  | None | Sunrun Installation Services, Inc. | JCP&L | Eligible for TI Program | 2020-02-28 | 2020-03-03 | 2021-10-30 | Enphase Energy | IQ7-60-x-US (240V) | Inverters | 240 |  | 29 |  |  | 0.96 |  | Outdoor | Rooftop
NJSTRE1545386723 | NJSRRE1544550189 | Transition Incentive Program | Pine Brook | 7058 | 3 | 8.99 | Residential | No | Behind the Meter | Behind the Meter |  | None | Sunrun Installation Services, Inc. | JCP&L | Eligible for TI Program | 2020-02-28 | 2020-03-03 | 2021-10-30 | REC Solar | REC310TP2M | Solar Panels |  | 0.31 | 27 | 144 | 18 |  | Fixed | Roof
NJSTRE1545386723 | NJSRRE1544550189 | Transition Incentive Program | Pine Brook | 7058 | 3 | 8.99 | Residential | No | Behind the Meter | Behind the Meter |  | None | Sunrun Installation Services, Inc. | JCP&L | Eligible for TI Program | 2020-02-28 | 2020-03-03 | 2021-10-30 | REC Solar | REC310TP2M | Solar Panels |  | 0.31 | 2 | 234 | 23 |  | Fixed | Roof
NJSTRE1545386726 | NJSRRE1544514344 | Transition Incentive Program | Montville | 7045 | 3 | 15.4 | Residential | No | Behind the Meter | Net-metered residential rooftop and canopy |  | None | Green Power Energy | New Construction | Accepted | 2020-02-21 | 2020-02-25 | 2021-10-30 | SolarEdge | SE7600H-US | Inverters | 7600 |  | 2 |  |  | 0.97 |  | Outside | Next to meter
NJSTRE1545386726 | NJSRRE1544514344 | Transition Incentive Program | Montville | 7045 | 3 | 15.4 | Residential | No | Behind the Meter | Net-metered residential rooftop and canopy |  | None | Green Power Energy | New Construction | Accepted | 2020-02-21 | 2020-02-25 | 2021-10-30 | LG Electronics | LG350N1C-V5 | Solar Panels |  | 0.35 | 44 | 141 | 10 |  | Fixed | Roof
NJSTRE1545386727 | NJSRRE1544419663 | Transition Incentive Program | CLIFFWOOD | 7721 | 17 | 10.24 | Residential | Yes | Behind the Meter | Net-metered residential rooftop and canopy |  | None | Vivint Solar Developer, LLC | JCP&L | Accepted | 2020-02-07 | 2020-02-11 | 2021-10-30 | SOLAREDGE | SE7600H-US | Inverters | 7600 |  | 1 |  |  | 0.992 |  | Outdoor | Near the Utility Meter
NJSTRE1545386727 | NJSRRE1544419663 | Transition Incentive Program | CLIFFWOOD | 7721 | 17 | 10.24 | Residential | Yes | Behind the Meter | Net-metered residential rooftop and canopy |  | None | Vivint Solar Developer, LLC | JCP&L | Accepted | 2020-02-07 | 2020-02-11 | 2021-10-30 | Jinko Solar | JKM320M-60HBL | Solar Panels |  | 0.32 | 6 | 330 | 17 |  | Fixed | Roof
NJSTRE1545386727 | NJSRRE1544419663 | Transition Incentive Program | CLIFFWOOD | 7721 | 17 | 10.24 | Residential | Yes | Behind the Meter | Net-metered residential rooftop and canopy |  | None | Vivint Solar Developer, LLC | JCP&L | Accepted | 2020-02-07 | 2020-02-11 | 2021-10-30 | Jinko Solar | JKM320M-60HBL | Solar Panels |  | 0.32 | 26 | 150 | 17 |  | Fixed | Roof
NJSTRE1545386729 | NJSRRE1544430983 | Transition Incentive Program | Red Bank | 7701 | 17 | 4.73 | Residential | Yes | Behind the Meter | Net-metered residential rooftop and canopy |  | None | Vivint Solar Developer, LLC | JCP&L | Accepted | 2020-02-11 | 2020-02-13 | 2021-10-30 | SOLAREDGE | SE3800H-US | Inverters | 3800 |  | 1 |  |  | 0.992 |  | Outdoor | Near the Utility Meter
NJSTRE1545386729 | NJSRRE1544430983 | Transition Incentive Program | Red Bank | 7701 | 17 | 4.73 | Residential | Yes | Behind the Meter | Net-metered residential rooftop and canopy |  | None | Vivint Solar Developer, LLC | JCP&L | Accepted | 2020-02-11 | 2020-02-13 | 2021-10-30 | HANWHA SOLAR | Q.PEAK BLK-G5 315 | Solar Panels |  | 0.315 | 8 | 173 | 35 |  | Fixed | Roof
NJSTRE1545386729 | NJSRRE1544430983 | Transition Incentive Program | Red Bank | 7701 | 17 | 4.73 | Residential | Yes | Behind the Meter | Net-metered residential rooftop and canopy |  | None | Vivint Solar Developer, LLC | JCP&L | Accepted | 2020-02-11 | 2020-02-13 | 2021-10-30 | HANWHA SOLAR | Q.PEAK BLK-G5 315 | Solar Panels |  | 0.315 | 7 | 353 | 35 |  | Fixed | Roof
NJSTRE1545386730 | NJSRRE1543533472 | Transition Incentive Program | Brigantine | 8203 | 19 | 5.89 | Residential | Yes | Behind the Meter | Behind the Meter |  | None | Ad Energy | AC Electric | Eligible for TI Program | 2019-12-12 | 2019-12-17 | 2021-10-30 | Enphase Energy | IQ7XS-96-ACM-US | Inverters | 315 |  | 18 |  |  | 0.975 |  | Outdoor | At each panel
NJSTRE1545386730 | NJSRRE1543533472 | Transition Incentive Program | Brigantine | 8203 | 19 | 5.89 | Residential | Yes | Behind the Meter | Behind the Meter |  | None | Ad Energy | AC Electric | Eligible for TI Program | 2019-12-12 | 2019-12-17 | 2021-10-30 | SunPower | SPR-E20-327-E-AC | Solar Panels |  | 0.327 | 3 | 183 | 28 |  | Fixed | Roof
NJSTRE1545386730 | NJSRRE1543533472 | Transition Incentive Program | Brigantine | 8203 | 19 | 5.89 | Residential | Yes | Behind the Meter | Behind the Meter |  | None | Ad Energy | AC Electric | Eligible for TI Program | 2019-12-12 | 2019-12-17 | 2021-10-30 | SunPower | SPR-E20-327-E-AC | Solar Panels |  | 0.327 | 15 | 93 | 23 |  | Fixed | Roof
NJSTRE1545386731 | NJSRRE1544306653 | Transition Incentive Program | Pennsauken | 8110 | 14 | 13.26 | Residential | Yes | Behind the Meter | Net-metered residential rooftop and canopy |  | None | Vivint Solar Developer, LLC | PSE&G | Accepted | 2020-01-25 | 2020-01-29 | 2021-10-30 | Enphase Energy | M215-60-2LL-S22-IG | Inverters | 215 |  | 51 |  |  | 0.96 |  | Outdoor | Underneath each module
NJSTRE1545386731 | NJSRRE1544306653 | Transition Incentive Program | Pennsauken | 8110 | 14 | 13.26 | Residential | Yes | Behind the Meter | Net-metered residential rooftop and canopy |  | None | Vivint Solar Developer, LLC | PSE&G | Accepted | 2020-01-25 | 2020-01-29 | 2021-10-30 | Trina Solar | TSM-260PD05.08 | Solar Panels |  | 0.26 | 23 | 328 | 21 |  | Fixed | Roof
NJSTRE1545386731 | NJSRRE1544306653 | Transition Incentive Program | Pennsauken | 8110 | 14 | 13.26 | Residential | Yes | Behind the Meter | Net-metered residential rooftop and canopy |  | None | Vivint Solar Developer, LLC | PSE&G | Accepted | 2020-01-25 | 2020-01-29 | 2021-10-30 | Trina Solar | TSM-260PD05.08 | Solar Panels |  | 0.26 | 28 | 148 | 21 |  | Fixed | Roof
NJSTRE1545386732 | NJSRRE1544211879 | Transition Incentive Program | Hamilton | 8619 | 12 | 5.12 | Residential | Yes | Behind the Meter | Behind the Meter |  | None | Skyline Solar, LLC | PSE&G | Eligible for TI Program | 2020-01-22 | 2020-01-28 | 2021-10-30 | SolarEdge | SE3800H-US | Inverters | 3800 |  | 1 |  |  | 0.99 |  | Outside | within ten feet of meter
NJSTRE1545386732 | NJSRRE1544211879 | Transition Incentive Program | Hamilton | 8619 | 12 | 5.12 | Residential | Yes | Behind the Meter | Behind the Meter |  | None | Skyline Solar, LLC | PSE&G | Eligible for TI Program | 2020-01-22 | 2020-01-28 | 2021-10-30 | Hanwha Q-Cells | Q.PEAK DUO-G5 320 | Solar Panels |  | 0.32 | 16 | 118 | 19 |  | Fixed | Roof
NJSTRE1545386733 | NJSRRE1544333428 | Transition Incentive Program | MANAHAWKIN | 8050 | 18 | 8.19 | Residential | Yes | Behind the Meter | Net-metered residential rooftop and canopy |  | None | Vivint Solar Developer, LLC | AC Electric | Accepted | 2020-01-30 | 2020-02-03 | 2021-10-30 | SolarEdge | SE7600H-US | Inverters | 7600 |  | 1 |  |  | 0.992 |  | Outdoor | Near the utility meter
NJSTRE1545386733 | NJSRRE1544333428 | Transition Incentive Program | MANAHAWKIN | 8050 | 18 | 8.19 | Residential | Yes | Behind the Meter | Net-metered residential rooftop and canopy |  | None | Vivint Solar Developer, LLC | AC Electric | Accepted | 2020-01-30 | 2020-02-03 | 2021-10-30 | Hanwha Solar | Q.PEAK BLK-G5 315 | Solar Panels |  | 0.315 | 26 | 106 | 25 |  | Fixed | Roof
NJSTRE1545386736 | NJSRRE1543477620 | Transition Incentive Program | Millville | 8332 | 20 | 9.6 | Residential | Yes | Behind the Meter | Behind the Meter |  | None | Skyline Solar, LLC | AC Electric | Eligible for TI Program | 2019-12-04 | 2019-12-06 | 2021-10-30 | SolarEdge | SE7600H-US | Inverters | 7600 |  | 1 |  |  | 0.99 |  | Outside | within ten feet of meter
NJSTRE1545386736 | NJSRRE1543477620 | Transition Incentive Program | Millville | 8332 | 20 | 9.6 | Residential | Yes | Behind the Meter | Behind the Meter |  | None | Skyline Solar, LLC | AC Electric | Eligible for TI Program | 2019-12-04 | 2019-12-06 | 2021-10-30 | Hanwha Q-Cells | Q.PEAK DUO-G5 320 | Solar Panels |  | 0.32 | 30 | 90270 | 30 |  | Fixed | Roof
NJSTRE1545386738 | NJSRRE1544184422 | Transition Incentive Program | South River | 8882 | 11 | 5.23 | Residential | Yes | Behind the Meter | Net-metered residential rooftop and canopy |  | None | SunPower Corporation, Systems | South River | Accepted | 2020-01-16 | 2020-01-21 | 2021-10-30 | SUNPOWER | SPR-E20-327-E-AC | Inverters | 320 |  | 16 |  |  | 0.96 |  | Other | under each panel
NJSTRE1545386738 | NJSRRE1544184422 | Transition Incentive Program | South River | 8882 | 11 | 5.23 | Residential | Yes | Behind the Meter | Net-metered residential rooftop and canopy |  | None | SunPower Corporation, Systems | South River | Accepted | 2020-01-16 | 2020-01-21 | 2021-10-30 | SUNPOWER | SPR-E20-327-E-AC | Solar Panels |  | 0.327 | 16 | 178 | 26 |  | Fixed | Roof
NJSTRE1545386739 | NJSRRE1543880430 | Transition Incentive Program | Willingboro | 8046 | 13 | 23.36 | Residential | Yes | Behind the Meter | Behind the Meter |  | None | Sunrun Installation Services, Inc. | PSE&G | Eligible for TI Program | 2020-01-02 | 2020-01-07 | 2021-10-30 | Enphase Energy | IQ7-60-x-US (240V) | Inverters | 240 |  | 73 |  |  | 0.96 |  | Outdoor | Rooftop
NJSTRE1545386739 | NJSRRE1543880430 | Transition Incentive Program | Willingboro | 8046 | 13 | 23.36 | Residential | Yes | Behind the Meter | Behind the Meter |  | None | Sunrun Installation Services, Inc. | PSE&G | Eligible for TI Program | 2020-01-02 | 2020-01-07 | 2021-10-30 | Hanwha Q-Cells | Q.PEAK DUO-G7 320 | Solar Panels |  | 0.32 | 22 | 289 | 27 |  | Fixed | Roof
NJSTRE1545386739 | NJSRRE1543880430 | Transition Incentive Program | Willingboro | 8046 | 13 | 23.36 | Residential | Yes | Behind the Meter | Behind the Meter |  | None | Sunrun Installation Services, Inc. | PSE&G | Eligible for TI Program | 2020-01-02 | 2020-01-07 | 2021-10-30 | Hanwha Q-Cells | Q.PEAK DUO-G7 320 | Solar Panels |  | 0.32 | 12 | 109 | 18 |  | Fixed | Roof
NJSTRE1545386739 | NJSRRE1543880430 | Transition Incentive Program | Willingboro | 8046 | 13 | 23.36 | Residential | Yes | Behind the Meter | Behind the Meter |  | None | Sunrun Installation Services, Inc. | PSE&G | Eligible for TI Program | 2020-01-02 | 2020-01-07 | 2021-10-30 | Hanwha Q-Cells | Q.PEAK DUO-G7 320 | Solar Panels |  | 0.32 | 16 | 289 | 18 |  | Fixed | Roof
NJSTRE1545386739 | NJSRRE1543880430 | Transition Incentive Program | Willingboro | 8046 | 13 | 23.36 | Residential | Yes | Behind the Meter | Behind the Meter |  | None | Sunrun Installation Services, Inc. | PSE&G | Eligible for TI Program | 2020-01-02 | 2020-01-07 | 2021-10-30 | Hanwha Q-Cells | Q.PEAK DUO-G7 320 | Solar Panels |  | 0.32 | 23 | 109 | 27 |  | Fixed | Roof
NJSTRE1545386740 | NJSRRE1544547013 | Transition Incentive Program | GLEN ROCK BORO | 7452 | 7 | 7.56 | Residential | Yes | Behind the Meter | Net-metered residential rooftop and canopy |  | None | Tesla Energy Operations Inc. | PSE&G | Accepted | 2020-02-27 | 2020-03-03 | 2021-10-30 | Delta Electronics | M8-TL-US [240V] | Inverters | 7680 |  | 1 |  |  | 0.975 |  | Outdoor | Outdoor
NJSTRE1545386740 | NJSRRE1544547013 | Transition Incentive Program | GLEN ROCK BORO | 7452 | 7 | 7.56 | Residential | Yes | Behind the Meter | Net-metered residential rooftop and canopy |  | None | Tesla Energy Operations Inc. | PSE&G | Accepted | 2020-02-27 | 2020-03-03 | 2021-10-30 | Hanwha Q CELLS | Q.PEAK DUO BLK-G5/SC315 | Solar Panels |  | 0.315 | 8 | 162 | 26 |  | Fixed | Roof
NJSTRE1545386740 | NJSRRE1544547013 | Transition Incentive Program | GLEN ROCK BORO | 7452 | 7 | 7.56 | Residential | Yes | Behind the Meter | Net-metered residential rooftop and canopy |  | None | Tesla Energy Operations Inc. | PSE&G | Accepted | 2020-02-27 | 2020-03-03 | 2021-10-30 | Hanwha Q CELLS | Q.PEAK DUO BLK-G5/SC315 | Solar Panels |  | 0.315 | 16 | 252 | 23 |  | Fixed | Roof
NJSTRE1545386741 | NJSRRE1543447016 | Transition Incentive Program | Woodcliff Lake | 7677 | 7 | 12.47 | Residential | No | Behind the Meter | Behind the Meter |  | None | Sunrun Installation Services, Inc. | PSE&G | Eligible for TI Program | 2019-11-26 | 2019-12-02 | 2021-10-30 | Enphase Energy | IQ7-60-x-US (240V) | Inverters | 240 |  | 43 |  |  | 0.96 |  | Outdoor | Rooftop
NJSTRE1545386741 | NJSRRE1543447016 | Transition Incentive Program | Woodcliff Lake | 7677 | 7 | 12.47 | Residential | No | Behind the Meter | Behind the Meter |  | None | Sunrun Installation Services, Inc. | PSE&G | Eligible for TI Program | 2019-11-26 | 2019-12-02 | 2021-10-30 | REC Solar | REC290TP2 BLK | Solar Panels |  | 0.29 | 27 | 277 | 23 |  | Fixed | Roof
NJSTRE1545386741 | NJSRRE1543447016 | Transition Incentive Program | Woodcliff Lake | 7677 | 7 | 12.47 | Residential | No | Behind the Meter | Behind the Meter |  | None | Sunrun Installation Services, Inc. | PSE&G | Eligible for TI Program | 2019-11-26 | 2019-12-02 | 2021-10-30 | REC Solar | REC290TP2 BLK | Solar Panels |  | 0.29 | 1 | 187 | 23 |  | Fixed | Roof
NJSTRE1545386741 | NJSRRE1543447016 | Transition Incentive Program | Woodcliff Lake | 7677 | 7 | 12.47 | Residential | No | Behind the Meter | Behind the Meter |  | None | Sunrun Installation Services, Inc. | PSE&G | Eligible for TI Program | 2019-11-26 | 2019-12-02 | 2021-10-30 | REC Solar | REC290TP2 BLK | Solar Panels |  | 0.29 | 15 | 97 | 23 |  | Fixed | Roof
NJSTRE1545386743 | NJSRRE1543467725 | Transition Incentive Program | Hillsborough Township | 8821 | 5 | 5.61 | Residential | Yes | Behind the Meter | Behind the Meter |  | None | Sunrun Installation Services, Inc. | PSE&G | Eligible for TI Program | 2019-12-02 | 2019-12-05 | 2021-10-30 | Enphase Energy | IQ7-60-x-US (240V) | Inverters | 240 |  | 17 |  |  | 0.96 |  | Outdoor | Rooftop
NJSTRE1545386743 | NJSRRE1543467725 | Transition Incentive Program | Hillsborough Township | 8821 | 5 | 5.61 | Residential | Yes | Behind the Meter | Behind the Meter |  | None | Sunrun Installation Services, Inc. | PSE&G | Eligible for TI Program | 2019-12-02 | 2019-12-05 | 2021-10-30 | LG Electronics | LG330N1C-A5 | Solar Panels |  | 0.33 | 8 | 290 | 23 |  | Fixed | Roof
NJSTRE1545386743 | NJSRRE1543467725 | Transition Incentive Program | Hillsborough Township | 8821 | 5 | 5.61 | Residential | Yes | Behind the Meter | Behind the Meter |  | None | Sunrun Installation Services, Inc. | PSE&G | Eligible for TI Program | 2019-12-02 | 2019-12-05 | 2021-10-30 | LG Electronics | LG330N1C-A5 | Solar Panels |  | 0.33 | 5 | 109 | 14 |  | Fixed | Roof
NJSTRE1545386743 | NJSRRE1543467725 | Transition Incentive Program | Hillsborough Township | 8821 | 5 | 5.61 | Residential | Yes | Behind the Meter | Behind the Meter |  | None | Sunrun Installation Services, Inc. | PSE&G | Eligible for TI Program | 2019-12-02 | 2019-12-05 | 2021-10-30 | LG Electronics | LG330N1C-A5 | Solar Panels |  | 0.33 | 4 | 200 | 23 |  | Fixed | Roof
NJSTRE1545386744 | NJSRRE1544442772 | Transition Incentive Program | Moonachie | 7074 | 7 | 4.8 | Residential | No | Behind the Meter | Behind the Meter |  | None | Maier Solar Engineering dba Solar Me | PSE&G | Eligible for TI Program | 2020-02-13 | 2020-02-21 | 2021-10-30 | Enohase | IQ7 | Inverters | 240 |  | 16 |  |  | 0.96 |  | Other | Next to meter
NJSTRE1545386744 | NJSRRE1544442772 | Transition Incentive Program | Moonachie | 7074 | 7 | 4.8 | Residential | No | Behind the Meter | Behind the Meter |  | None | Maier Solar Engineering dba Solar Me | PSE&G | Eligible for TI Program | 2020-02-13 | 2020-02-21 | 2021-10-30 | Hanwha | Q. CELL DUO G5 320W | Solar Panels |  | 0.32 | 15 | 226 | 12 |  | Fixed | Roof
NJSTRE1545386748 | NJSRRE1544469583 | Transition Incentive Program | WILLIAMSTOWN | 8094 | 15 | 10.08 | Residential | No | Behind the Meter | Net-metered residential rooftop and canopy |  | None | Vivint Solar Developer, LLC | AC Electric | Accepted | 2020-02-18 | 2020-02-21 | 2021-10-30 | SolarEdge | SE7600H-US | Inverters | 7600 |  | 1 |  |  | 0.992 |  | Outdoor | Near the utility meter
NJSTRE1545386748 | NJSRRE1544469583 | Transition Incentive Program | WILLIAMSTOWN | 8094 | 15 | 10.08 | Residential | No | Behind the Meter | Net-metered residential rooftop and canopy |  | None | Vivint Solar Developer, LLC | AC Electric | Accepted | 2020-02-18 | 2020-02-21 | 2021-10-30 | Hanwha Solar | Q.PEAK BLK-G5 315 | Solar Panels |  | 0.315 | 18 | 163 | 23 |  | Fixed | Roof
NJSTRE1545386748 | NJSRRE1544469583 | Transition Incentive Program | WILLIAMSTOWN | 8094 | 15 | 10.08 | Residential | No | Behind the Meter | Net-metered residential rooftop and canopy |  | None | Vivint Solar Developer, LLC | AC Electric | Accepted | 2020-02-18 | 2020-02-21 | 2021-10-30 | Hanwha Solar | Q.PEAK BLK-G5 315 | Solar Panels |  | 0.315 | 14 | 343 | 23 |  | Fixed | Roof
NJSTRE1545386750 | NJSRRE1543848656 | Transition Incentive Program | NORTH BRUNSWICK | 8902 | 11 | 11.66 | Residential | Yes | Behind the Meter | Net-metered residential rooftop and canopy |  | None | Vivint Solar Developer, LLC | PSE&G | Accepted | 2020-01-02 | 2020-01-06 | 2021-10-30 | SOLAREDGE | SE7600H-US | Inverters | 7600 |  | 1 |  |  | 0.992 |  | Outdoor | Near the Utility Meter
NJSTRE1545386750 | NJSRRE1543848656 | Transition Incentive Program | NORTH BRUNSWICK | 8902 | 11 | 11.66 | Residential | Yes | Behind the Meter | Net-metered residential rooftop and canopy |  | None | Vivint Solar Developer, LLC | PSE&G | Accepted | 2020-01-02 | 2020-01-06 | 2021-10-30 | HANWHA SOLAR | Q.PEAK BLK-G5 315 | Solar Panels |  | 0.315 | 8 | 218 | 30 |  | Fixed | Roof
NJSTRE1545386750 | NJSRRE1543848656 | Transition Incentive Program | NORTH BRUNSWICK | 8902 | 11 | 11.66 | Residential | Yes | Behind the Meter | Net-metered residential rooftop and canopy |  | None | Vivint Solar Developer, LLC | PSE&G | Accepted | 2020-01-02 | 2020-01-06 | 2021-10-30 | HANWHA SOLAR | Q.PEAK BLK-G5 315 | Solar Panels |  | 0.315 | 19 | 38 | 30 |  | Fixed | Roof
NJSTRE1545386750 | NJSRRE1543848656 | Transition Incentive Program | NORTH BRUNSWICK | 8902 | 11 | 11.66 | Residential | Yes | Behind the Meter | Net-metered residential rooftop and canopy |  | None | Vivint Solar Developer, LLC | PSE&G | Accepted | 2020-01-02 | 2020-01-06 | 2021-10-30 | HANWHA SOLAR | Q.PEAK BLK-G5 315 | Solar Panels |  | 0.315 | 6 | 218 | 30 |  | Fixed | Roof
NJSTRE1545386750 | NJSRRE1543848656 | Transition Incentive Program | NORTH BRUNSWICK | 8902 | 11 | 11.66 | Residential | Yes | Behind the Meter | Net-metered residential rooftop and canopy |  | None | Vivint Solar Developer, LLC | PSE&G | Accepted | 2020-01-02 | 2020-01-06 | 2021-10-30 | HANWHA SOLAR | Q.PEAK BLK-G5 315 | Solar Panels |  | 0.315 | 4 | 128 | 30 |  | Fixed | Roof
NJSTRE1545386755 | NJSRRE1544202257 | Transition Incentive Program | Matawan | 7747 | 17 | 7.36 | Residential | Yes | Behind the Meter | Behind the Meter |  | None | Sunrun Installation Services, Inc. | JCP&L | Eligible for TI Program | 2020-01-21 | 2020-01-27 | 2021-10-30 | Enphase Energy | IQ7-60-x-US (240V) | Inverters | 240 |  | 23 |  |  | 0.96 |  | Outdoor | Rooftop
NJSTRE1545386755 | NJSRRE1544202257 | Transition Incentive Program | Matawan | 7747 | 17 | 7.36 | Residential | Yes | Behind the Meter | Behind the Meter |  | None | Sunrun Installation Services, Inc. | JCP&L | Eligible for TI Program | 2020-01-21 | 2020-01-27 | 2021-10-30 | Hanwha Q-Cells | Q.PEAK DUO-G7 320 | Solar Panels |  | 0.32 | 14 | 157 | 37 |  | Fixed | Roof
NJSTRE1545386755 | NJSRRE1544202257 | Transition Incentive Program | Matawan | 7747 | 17 | 7.36 | Residential | Yes | Behind the Meter | Behind the Meter |  | None | Sunrun Installation Services, Inc. | JCP&L | Eligible for TI Program | 2020-01-21 | 2020-01-27 | 2021-10-30 | Hanwha Q-Cells | Q.PEAK DUO-G7 320 | Solar Panels |  | 0.32 | 9 | 246 | 45 |  | Fixed | Roof
NJSTRE1545386757 | NJSRRE1544151024 | Transition Incentive Program | Bayville | 8721 | 18 | 7.68 | Residential | Yes | Behind the Meter | Behind the Meter |  | None | Sunrun Installation Services, Inc. | JCP&L | Eligible for TI Program | 2020-01-09 | 2020-01-14 | 2021-10-30 | Delta Electronics | M8-TL-US | Inverters | 7680 |  | 1 |  |  | 0.96 |  | Outdoor | Next To Meter
NJSTRE1545386757 | NJSRRE1544151024 | Transition Incentive Program | Bayville | 8721 | 18 | 7.68 | Residential | Yes | Behind the Meter | Behind the Meter |  | None | Sunrun Installation Services, Inc. | JCP&L | Eligible for TI Program | 2020-01-09 | 2020-01-14 | 2021-10-30 | Hanwha Q-Cells | Q.PEAK DUO-G7 320 | Solar Panels |  | 0.32 | 24 | 174 | 23 |  | Fixed | Roof
NJSTRE1545386759 | NJSRRE1544466506 | Transition Incentive Program | SCOTCH PLAINS | 7076 | 10 | 2.84 | Residential | No | Behind the Meter | Net-metered residential rooftop and canopy |  | None | Vivint Solar Developer, LLC | PSE&G | Accepted | 2020-02-17 | 2020-02-19 | 2021-10-30 | SolarEdge | SE3800H-US | Inverters | 3800 |  | 1 |  |  | 0.992 |  | Outdoor | Near the utility meter
NJSTRE1545386759 | NJSRRE1544466506 | Transition Incentive Program | SCOTCH PLAINS | 7076 | 10 | 2.84 | Residential | No | Behind the Meter | Net-metered residential rooftop and canopy |  | None | Vivint Solar Developer, LLC | PSE&G | Accepted | 2020-02-17 | 2020-02-19 | 2021-10-30 | LG | LG315N1K-V5 | Solar Panels |  | 0.315 | 9 | 219 | 18 |  | Fixed | Roof
NJSTRE1545386760 | NJSRRE1544543177 | Transition Incentive Program | Paramus | 7652 | 7 | 10.56 | Residential | No | Behind the Meter | Net-metered residential rooftop and canopy |  | None | Panatec Corporation | PSE&G | Accepted | 2020-02-26 | 2020-02-28 | 2021-10-30 | Enphase | IQ 7X | Inverters | 330 |  | 32 |  |  | 0.975 |  | Outdoor | Outdoor
NJSTRE1545386760 | NJSRRE1544543177 | Transition Incentive Program | Paramus | 7652 | 7 | 10.56 | Residential | No | Behind the Meter | Net-metered residential rooftop and canopy |  | None | Panatec Corporation | PSE&G | Accepted | 2020-02-26 | 2020-02-28 | 2021-10-30 | Panasonic | VBHN330SA17E | Solar Panels |  | 0.33 | 32 | 200 | 25 |  | Fixed | Roof
NJSTRE1545386762 | NJSRRE1543500251 | Transition Incentive Program | Washington TWP Ber | 7676 | 7 | 11.34 | Residential | Yes | Behind the Meter | Net-metered residential rooftop and canopy |  | None | Tesla Energy Operations Inc | PSE&G | Accepted | 2019-12-07 | 2019-12-10 | 2021-10-30 | SOLAREDGE | SE10000H-US000SNC2 | Inverters | 7600 |  | 1 |  |  | 0.98 |  | Outdoor | Outdoor
NJSTRE1545386762 | NJSRRE1543500251 | Transition Incentive Program | Washington TWP Ber | 7676 | 7 | 11.34 | Residential | Yes | Behind the Meter | Net-metered residential rooftop and canopy |  | None | Tesla Energy Operations Inc | PSE&G | Accepted | 2019-12-07 | 2019-12-10 | 2021-10-30 | Hanwha Q Cells | Q.Peak DUO BLK-G5/SC315 | Solar Panels |  | 0.315 | 8 | 100 | 34 |  | Fixed | Roof
NJSTRE1545386762 | NJSRRE1543500251 | Transition Incentive Program | Washington TWP Ber | 7676 | 7 | 11.34 | Residential | Yes | Behind the Meter | Net-metered residential rooftop and canopy |  | None | Tesla Energy Operations Inc | PSE&G | Accepted | 2019-12-07 | 2019-12-10 | 2021-10-30 | Hanwha Q Cells | Q.Peak DUO BLK-G5/SC315 | Solar Panels |  | 0.315 | 28 | 100 | 34 |  | Fixed | Roof
NJSTRE1545386763 | NJSRRE1544201233 | Transition Incentive Program | Swedesboro | 8085 | 15 | 8.5 | Residential | Yes | Behind the Meter | Net-metered residential rooftop and canopy |  | None | SunPower Corporation, Systems | AC Electric | Accepted | 2020-01-21 | 2020-01-24 | 2021-10-30 | SUNPOWER | SPR-E20-327-E-AC | Inverters | 320 |  | 26 |  |  | 0.96 |  | Other | under each panel
NJSTRE1545386763 | NJSRRE1544201233 | Transition Incentive Program | Swedesboro | 8085 | 15 | 8.5 | Residential | Yes | Behind the Meter | Net-metered residential rooftop and canopy |  | None | SunPower Corporation, Systems | AC Electric | Accepted | 2020-01-21 | 2020-01-24 | 2021-10-30 | SUNPOWER | SPR-E20-327-E-AC | Solar Panels |  | 0.327 | 26 | 78 | 33 |  | Fixed | Roof
NJSTRE1545386764 | NJSRRE1544308030 | Transition Incentive Program | MONROE TOWNSHIP | 8831 | 11 | 6.3 | Residential | No | Behind the Meter | Behind the Meter |  | None | Infinity Solar Systems | JCP&L | Eligible for TI Program | 2020-01-27 | 2020-01-29 | 2021-10-30 | ENPHASE | IQ7-60-X-US | Inverters | 240 |  | 18 |  |  | 0.97 |  | Outside | MICROINVERTERS
NJSTRE1545386764 | NJSRRE1544308030 | Transition Incentive Program | MONROE TOWNSHIP | 8831 | 11 | 6.3 | Residential | No | Behind the Meter | Behind the Meter |  | None | Infinity Solar Systems | JCP&L | Eligible for TI Program | 2020-01-27 | 2020-01-29 | 2021-10-30 | LG | LG350N1C-V5 | Solar Panels |  | 0.35 | 18 | 172 | 30 |  | Fixed | Roof
NJSTRE1545386766 | NJSRRE1544348685 | Transition Incentive Program | Lake Hiawatha | 7034 | 3 | 16.74 | Residential | Yes | Behind the Meter | Behind the Meter |  | None | Sunrun Installation Services, Inc. | JCP&L | Eligible for TI Program | 2020-02-03 | 2020-02-06 | 2021-10-30 | Enphase Energy | IQ7-60-x-US (240V) | Inverters | 240 |  | 54 |  |  | 0.96 |  | Outdoor | Rooftop
NJSTRE1545386766 | NJSRRE1544348685 | Transition Incentive Program | Lake Hiawatha | 7034 | 3 | 16.74 | Residential | Yes | Behind the Meter | Behind the Meter |  | None | Sunrun Installation Services, Inc. | JCP&L | Eligible for TI Program | 2020-02-03 | 2020-02-06 | 2021-10-30 | REC Solar | REC310TP2M | Solar Panels |  | 0.31 | 24 | 95 | 30 |  | Fixed | Roof
NJSTRE1545386766 | NJSRRE1544348685 | Transition Incentive Program | Lake Hiawatha | 7034 | 3 | 16.74 | Residential | Yes | Behind the Meter | Behind the Meter |  | None | Sunrun Installation Services, Inc. | JCP&L | Eligible for TI Program | 2020-02-03 | 2020-02-06 | 2021-10-30 | REC Solar | REC310TP2M | Solar Panels |  | 0.31 | 1 | 6 | 30 |  | Fixed | Roof
NJSTRE1545386766 | NJSRRE1544348685 | Transition Incentive Program | Lake Hiawatha | 7034 | 3 | 16.74 | Residential | Yes | Behind the Meter | Behind the Meter |  | None | Sunrun Installation Services, Inc. | JCP&L | Eligible for TI Program | 2020-02-03 | 2020-02-06 | 2021-10-30 | REC Solar | REC310TP2M | Solar Panels |  | 0.31 | 5 | 189 | 18 |  | Fixed | Roof
NJSTRE1545386766 | NJSRRE1544348685 | Transition Incentive Program | Lake Hiawatha | 7034 | 3 | 16.74 | Residential | Yes | Behind the Meter | Behind the Meter |  | None | Sunrun Installation Services, Inc. | JCP&L | Eligible for TI Program | 2020-02-03 | 2020-02-06 | 2021-10-30 | REC Solar | REC310TP2M | Solar Panels |  | 0.31 | 24 | 275 | 30 |  | Fixed | Roof
NJSTRE1545386771 | NJSRRE1543821264 | Transition Incentive Program | Keyport | 7735 | 17 | 9.45 | Residential | Yes | Behind the Meter | Net-metered residential rooftop and canopy |  | None | Vivint Solar Developer, LLC | JCP&L | Accepted | 2019-12-26 | 2019-12-31 | 2021-10-30 | Solar Edge | SE7600H-US | Inverters | 7600 |  | 1 |  |  | 0.992 |  | Outdoor | Near the utility meter
NJSTRE1545386771 | NJSRRE1543821264 | Transition Incentive Program | Keyport | 7735 | 17 | 9.45 | Residential | Yes | Behind the Meter | Net-metered residential rooftop and canopy |  | None | Vivint Solar Developer, LLC | JCP&L | Accepted | 2019-12-26 | 2019-12-31 | 2021-10-30 | Hanwha Solar | Q.PEAK BLK-G5 315 | Solar Panels |  | 0.315 | 6 | 96 | 20 |  | Fixed | Roof
NJSTRE1545386771 | NJSRRE1543821264 | Transition Incentive Program | Keyport | 7735 | 17 | 9.45 | Residential | Yes | Behind the Meter | Net-metered residential rooftop and canopy |  | None | Vivint Solar Developer, LLC | JCP&L | Accepted | 2019-12-26 | 2019-12-31 | 2021-10-30 | Hanwha Solar | Q.PEAK BLK-G5 315 | Solar Panels |  | 0.315 | 24 | 276 | 20 |  | Fixed | Roof
NJSTRE1545386772 | NJSRRE1544150738 | Transition Incentive Program | Edgewater Park | 8010 | 13 | 9.6 | Residential | Yes | Behind the Meter | Behind the Meter |  | None | Skyline Solar, LLC | PSE&G | Eligible for TI Program | 2020-01-09 | 2020-01-14 | 2021-10-30 | SolarEdge | SE7600H-US | Inverters | 7600 |  | 1 |  |  | 0.99 |  | Outside | within ten feet of meter
NJSTRE1545386772 | NJSRRE1544150738 | Transition Incentive Program | Edgewater Park | 8010 | 13 | 9.6 | Residential | Yes | Behind the Meter | Behind the Meter |  | None | Skyline Solar, LLC | PSE&G | Eligible for TI Program | 2020-01-09 | 2020-01-14 | 2021-10-30 | Hanwha Q-Cells | Q.PEAK DUO-G5 320 | Solar Panels |  | 0.32 | 30 | 215,35 | 22 |  | Fixed | Roof
NJSTRE1545386774 | NJSRRE1543443548 | Transition Incentive Program | Cedar Grove | 7009 | 9 | 6.67 | Residential | Yes | Behind the Meter | Behind the Meter |  | None | Sunrun Installation Services, Inc. | PSE&G | Eligible for TI Program | 2019-11-25 | 2019-12-02 | 2021-10-30 | Delta Electronics | M6-TL-US | Inverters | 5760 |  | 1 |  |  | 0.96 |  | Outdoor | Next To Meter
NJSTRE1545386774 | NJSRRE1543443548 | Transition Incentive Program | Cedar Grove | 7009 | 9 | 6.67 | Residential | Yes | Behind the Meter | Behind the Meter |  | None | Sunrun Installation Services, Inc. | PSE&G | Eligible for TI Program | 2019-11-25 | 2019-12-02 | 2021-10-30 | REC Solar | REC290TP2 BLK | Solar Panels |  | 0.29 | 23 | 205 | 10 |  | Fixed | Roof
NJSTRE1545386775 | NJSRRE1544202298 | Transition Incentive Program | Newfoundland | 7435 | 6 | 12.4 | Residential | No | Behind the Meter | Behind the Meter |  | None | Sunrun Installation Services, Inc. | Orange Rockland Electric | Eligible for TI Program | 2020-01-21 | 2020-01-27 | 2021-10-30 | Delta Electronics | M10-TL-US | Inverters | 9600 |  | 1 |  |  | 0.96 |  | Outdoor | Next To Meter
NJSTRE1545386775 | NJSRRE1544202298 | Transition Incentive Program | Newfoundland | 7435 | 6 | 12.4 | Residential | No | Behind the Meter | Behind the Meter |  | None | Sunrun Installation Services, Inc. | Orange Rockland Electric | Eligible for TI Program | 2020-01-21 | 2020-01-27 | 2021-10-30 | REC Solar | REC310TP2M | Solar Panels |  | 0.31 | 40 | 200 | 17 |  | Fixed | Roof
NJSTRE1545386776 | NJSRRE1544157419 | Transition Incentive Program | Cranford | 7016 | 10 | 6.5 | Residential | No | Behind the Meter | Behind the Meter |  | None | Accord Power Inc | PSE&G | Eligible for TI Program | 2020-01-13 | 2020-01-15 | 2021-10-30 | AP System | YC600 | Inverters | 600 |  | 10 |  |  | 0.967 |  | Outdoor | roof
NJSTRE1545386776 | NJSRRE1544157419 | Transition Incentive Program | Cranford | 7016 | 10 | 6.5 | Residential | No | Behind the Meter | Behind the Meter |  | None | Accord Power Inc | PSE&G | Eligible for TI Program | 2020-01-13 | 2020-01-15 | 2021-10-30 | Hanwah | Q.Cell 325 | Solar Panels |  | 0.325 | 14 | 127 | 35 |  | Fixed | Roof
NJSTRE1545386776 | NJSRRE1544157419 | Transition Incentive Program | Cranford | 7016 | 10 | 6.5 | Residential | No | Behind the Meter | Behind the Meter |  | None | Accord Power Inc | PSE&G | Eligible for TI Program | 2020-01-13 | 2020-01-15 | 2021-10-30 | Hanwah | Q.Cell 325 | Solar Panels |  | 0.325 | 6 | 127 | 40 |  | Fixed | Roof
NJSTRE1545386777 | NJSRRE1544501432 | Transition Incentive Program | Pennsauken | 8110 | 14 | 5.12 | Residential | Yes | Behind the Meter | Behind the Meter |  | None | Skyline Solar, LLC | PSE&G | Eligible for TI Program | 2020-02-20 | 2020-02-24 | 2021-10-30 | Solar Edge | SE3800H-US000NNC2 | Inverters | 3800 |  | 1 |  |  | 0.99 |  | Other | within ten feet of meter
NJSTRE1545386777 | NJSRRE1544501432 | Transition Incentive Program | Pennsauken | 8110 | 14 | 5.12 | Residential | Yes | Behind the Meter | Behind the Meter |  | None | Skyline Solar, LLC | PSE&G | Eligible for TI Program | 2020-02-20 | 2020-02-24 | 2021-10-30 | Hanwha | Q.Peak Duo-G5 | Solar Panels |  | 0.32 | 16 | 147 | 30 |  | Fixed | Roof
NJSTRE1545386779 | NJSRRE1544469547 | Transition Incentive Program | Fair Lawn | 7410 | 7 | 5.89 | Residential | Yes | Behind the Meter | Behind the Meter |  | None | Sunrun Installation Services, Inc. | PSE&G | Eligible for TI Program | 2020-02-18 | 2020-02-21 | 2021-10-30 | Enphase Energy | IQ7-60-x-US (240V) | Inverters | 240 |  | 19 |  |  | 0.96 |  | Outdoor | Rooftop
NJSTRE1545386779 | NJSRRE1544469547 | Transition Incentive Program | Fair Lawn | 7410 | 7 | 5.89 | Residential | Yes | Behind the Meter | Behind the Meter |  | None | Sunrun Installation Services, Inc. | PSE&G | Eligible for TI Program | 2020-02-18 | 2020-02-21 | 2021-10-30 | REC Solar | REC310TP2M | Solar Panels |  | 0.31 | 12 | 302 | 40 |  | Fixed | Roof
NJSTRE1545386779 | NJSRRE1544469547 | Transition Incentive Program | Fair Lawn | 7410 | 7 | 5.89 | Residential | Yes | Behind the Meter | Behind the Meter |  | None | Sunrun Installation Services, Inc. | PSE&G | Eligible for TI Program | 2020-02-18 | 2020-02-21 | 2021-10-30 | REC Solar | REC310TP2M | Solar Panels |  | 0.31 | 4 | 122 | 40 |  | Fixed | Roof
NJSTRE1545386779 | NJSRRE1544469547 | Transition Incentive Program | Fair Lawn | 7410 | 7 | 5.89 | Residential | Yes | Behind the Meter | Behind the Meter |  | None | Sunrun Installation Services, Inc. | PSE&G | Eligible for TI Program | 2020-02-18 | 2020-02-21 | 2021-10-30 | REC Solar | REC310TP2M | Solar Panels |  | 0.31 | 3 | 301 | 23 |  | Fixed | Roof
NJSTRE1545386781 | NJSRRE1544333422 | Transition Incentive Program | BERGENFIELD | 7621 | 7 | 9.14 | Residential | Yes | Behind the Meter | Net-metered residential rooftop and canopy |  | None | Vivint Solar Developer, LLC | PSE&G | Accepted | 2020-01-30 | 2020-02-03 | 2021-10-30 | SOLAREDGE | SE7600H-US | Inverters | 7600 |  | 1 |  |  | 0.992 |  | Outdoor | Near the Utility Meter
NJSTRE1545386781 | NJSRRE1544333422 | Transition Incentive Program | BERGENFIELD | 7621 | 7 | 9.14 | Residential | Yes | Behind the Meter | Net-metered residential rooftop and canopy |  | None | Vivint Solar Developer, LLC | PSE&G | Accepted | 2020-01-30 | 2020-02-03 | 2021-10-30 | HANWHA SOLAR | Q.PEAK BLK-G5 315 | Solar Panels |  | 0.315 | 14 | 267 | 31 |  | Fixed | Roof
NJSTRE1545386781 | NJSRRE1544333422 | Transition Incentive Program | BERGENFIELD | 7621 | 7 | 9.14 | Residential | Yes | Behind the Meter | Net-metered residential rooftop and canopy |  | None | Vivint Solar Developer, LLC | PSE&G | Accepted | 2020-01-30 | 2020-02-03 | 2021-10-30 | HANWHA SOLAR | Q.PEAK BLK-G5 315 | Solar Panels |  | 0.315 | 5 | 177 | 43 |  | Fixed | Roof
NJSTRE1545386781 | NJSRRE1544333422 | Transition Incentive Program | BERGENFIELD | 7621 | 7 | 9.14 | Residential | Yes | Behind the Meter | Net-metered residential rooftop and canopy |  | None | Vivint Solar Developer, LLC | PSE&G | Accepted | 2020-01-30 | 2020-02-03 | 2021-10-30 | HANWHA SOLAR | Q.PEAK BLK-G5 315 | Solar Panels |  | 0.315 | 4 | 267 | 41 |  | Fixed | Roof
NJSTRE1545386781 | NJSRRE1544333422 | Transition Incentive Program | BERGENFIELD | 7621 | 7 | 9.14 | Residential | Yes | Behind the Meter | Net-metered residential rooftop and canopy |  | None | Vivint Solar Developer, LLC | PSE&G | Accepted | 2020-01-30 | 2020-02-03 | 2021-10-30 | HANWHA SOLAR | Q.PEAK BLK-G5 315 | Solar Panels |  | 0.315 | 6 | 87 | 31 |  | Fixed | Roof
NJSTRE1545386783 | NJSRRE1544423090 | Transition Incentive Program | South River | 8882 | 11 | 12.1 | Residential | No | Behind the Meter | Net-metered residential rooftop and canopy |  | None | SunPower Corporation, Systems | South River | Accepted | 2020-02-10 | 2020-02-12 | 2021-10-30 | SUNPOWER | SPR-E20-327-E-AC | Inverters | 320 |  | 37 |  |  | 0.96 |  | Other | under each panel
NJSTRE1545386783 | NJSRRE1544423090 | Transition Incentive Program | South River | 8882 | 11 | 12.1 | Residential | No | Behind the Meter | Net-metered residential rooftop and canopy |  | None | SunPower Corporation, Systems | South River | Accepted | 2020-02-10 | 2020-02-12 | 2021-10-30 | SUNPOWER | SPR-E20-327-E-AC | Solar Panels |  | 0.327 | 21 | 150 | 20 |  | Fixed | Roof
NJSTRE1545386783 | NJSRRE1544423090 | Transition Incentive Program | South River | 8882 | 11 | 12.1 | Residential | No | Behind the Meter | Net-metered residential rooftop and canopy |  | None | SunPower Corporation, Systems | South River | Accepted | 2020-02-10 | 2020-02-12 | 2021-10-30 | SUNPOWER | SPR-E20-327-E-AC | Solar Panels |  | 0.327 | 16 | 150 | 20 |  | Fixed | Roof
NJSTRE1545386785 | NJSRRE1544155747 | Transition Incentive Program | Bayville | 8721 | 18 | 10.08 | Residential | Yes | Behind the Meter | Net-metered residential rooftop and canopy |  | None | Suntuity Solar LLC | JCP&L | Accepted | 2020-01-10 | 2020-01-15 | 2021-10-30 | Enphase Energy | IQ7-60-2-US | Inverters | 240 |  | 32 |  |  | 0.97 |  | Outdoor | Behind the PV Modules
NJSTRE1545386785 | NJSRRE1544155747 | Transition Incentive Program | Bayville | 8721 | 18 | 10.08 | Residential | Yes | Behind the Meter | Net-metered residential rooftop and canopy |  | None | Suntuity Solar LLC | JCP&L | Accepted | 2020-01-10 | 2020-01-15 | 2021-10-30 | Hanwha Solar | Q-Cells Q.PEAK DUO BLK-G5 | Solar Panels |  | 0.315 | 22 | 122 | 27 |  | Fixed | Roof
NJSTRE1545386785 | NJSRRE1544155747 | Transition Incentive Program | Bayville | 8721 | 18 | 10.08 | Residential | Yes | Behind the Meter | Net-metered residential rooftop and canopy |  | None | Suntuity Solar LLC | JCP&L | Accepted | 2020-01-10 | 2020-01-15 | 2021-10-30 | Hanwha Solar | Q-Cells Q.PEAK DUO BLK-G5 | Solar Panels |  | 0.315 | 10 | 302 | 27 |  | Fixed | Roof
NJSTRE1545386786 | NJSRRE1544201512 | Transition Incentive Program | Hawthorne | 7506 | 6 | 3.1 | Residential | Yes | Behind the Meter | Behind the Meter |  | None | Sunrun Installation Services, Inc. | PSE&G | Eligible for TI Program | 2020-01-21 | 2020-01-24 | 2021-10-30 | Enphase Energy | IQ7-60-x-US (240V) | Inverters | 240 |  | 9 |  |  | 0.96 |  | Outdoor | Rooftop
NJSTRE1545386786 | NJSRRE1544201512 | Transition Incentive Program | Hawthorne | 7506 | 6 | 3.1 | Residential | Yes | Behind the Meter | Behind the Meter |  | None | Sunrun Installation Services, Inc. | PSE&G | Eligible for TI Program | 2020-01-21 | 2020-01-24 | 2021-10-30 | Hanwha Q-Cells | Q.PEAK DUO-G7 320 | Solar Panels |  | 0.31 | 6 | 171 | 12 |  | Fixed | Roof
NJSTRE1545386786 | NJSRRE1544201512 | Transition Incentive Program | Hawthorne | 7506 | 6 | 3.1 | Residential | Yes | Behind the Meter | Behind the Meter |  | None | Sunrun Installation Services, Inc. | PSE&G | Eligible for TI Program | 2020-01-21 | 2020-01-24 | 2021-10-30 | Hanwha Q-Cells | Q.PEAK DUO-G7 320 | Solar Panels |  | 0.31 | 4 | 351 | 9 |  | Fixed | Roof
NJSTRE1545386787 | NJSRRE1544308362 | Transition Incentive Program | Absecon | 8205 | 19 | 4.73 | Residential | Yes | Behind the Meter | Net-metered residential rooftop and canopy |  | None | Vivint Solar Developer, LLC | AC Electric | Accepted | 2020-01-27 | 2020-01-29 | 2021-10-30 | SOLAREDGE | SE3800H-US | Inverters | 3800 |  | 1 |  |  | 0.992 |  | Outdoor | Near the Utility Meter
NJSTRE1545386787 | NJSRRE1544308362 | Transition Incentive Program | Absecon | 8205 | 19 | 4.73 | Residential | Yes | Behind the Meter | Net-metered residential rooftop and canopy |  | None | Vivint Solar Developer, LLC | AC Electric | Accepted | 2020-01-27 | 2020-01-29 | 2021-10-30 | HANWHA SOLAR | Q.PEAK BLK-G5 315 | Solar Panels |  | 0.315 | 15 | 216 | 27 |  | Fixed | Roof
NJSTRE1545386789 | NJSRRE1543442838 | Transition Incentive Program | Collingswood | 8108 | 14 | 4.93 | Residential | Yes | Behind the Meter | Behind the Meter |  | None | Sunrun Installation Services, Inc. | PSE&G | Eligible for TI Program | 2019-11-25 | 2019-11-27 | 2021-10-30 | Delta Electronics | M4-TL-US | Inverters | 3840 |  | 1 |  |  | 0.96 |  | Outdoor | Next To Meter
NJSTRE1545386789 | NJSRRE1543442838 | Transition Incentive Program | Collingswood | 8108 | 14 | 4.93 | Residential | Yes | Behind the Meter | Behind the Meter |  | None | Sunrun Installation Services, Inc. | PSE&G | Eligible for TI Program | 2019-11-25 | 2019-11-27 | 2021-10-30 | REC Solar | REC290TP2 BLK | Solar Panels |  | 0.29 | 17 | 204 | 30 |  | Fixed | Roof
NJSTRE1545386791 | NJSRRE1543427043 | Transition Incentive Program | Deptford Township | 8096 | 15 | 7.97 | Residential | Yes | Behind the Meter | Behind the Meter |  | None | Sunrun Installation Services, Inc. | PSE&G | Eligible for TI Program | 2019-11-20 | 2019-11-25 | 2021-10-30 | SolarEdge Technologies | SE7600H-USRGM | Inverters | 7600 |  | 1 |  |  | 0.96 |  | Outdoor | Next To Meter
NJSTRE1545386791 | NJSRRE1543427043 | Transition Incentive Program | Deptford Township | 8096 | 15 | 7.97 | Residential | Yes | Behind the Meter | Behind the Meter |  | None | Sunrun Installation Services, Inc. | PSE&G | Eligible for TI Program | 2019-11-20 | 2019-11-25 | 2021-10-30 | LONGi Green Energy Technology Co Ltd | LR6-60PB-295M | Solar Panels |  | 0.295 | 27 | 150 | 34 |  | Fixed | Roof
NJSTRE1545386792 | NJSRRE1543434177 | Transition Incentive Program | Paterson | 7513 | 6 | 4.1 | Residential | Yes | Behind the Meter | Net-metered residential rooftop and canopy |  | None | Vivint Solar Developer, LLC | PSE&G | Accepted | 2019-11-25 | 2019-11-25 | 2021-10-30 | Solar Edge | SE3800H-US000BNC4 | Inverters | 3800 |  | 1 |  |  | 0.992 |  | Outdoor | Near the utility meter
NJSTRE1545386792 | NJSRRE1543434177 | Transition Incentive Program | Paterson | 7513 | 6 | 4.1 | Residential | Yes | Behind the Meter | Net-metered residential rooftop and canopy |  | None | Vivint Solar Developer, LLC | PSE&G | Accepted | 2019-11-25 | 2019-11-25 | 2021-10-30 | Hanwha | Q.PEAK BLK-G5 315 | Solar Panels |  | 0.315 | 7 | 6 | 32 |  | Fixed | Roof
NJSTRE1545386792 | NJSRRE1543434177 | Transition Incentive Program | Paterson | 7513 | 6 | 4.1 | Residential | Yes | Behind the Meter | Net-metered residential rooftop and canopy |  | None | Vivint Solar Developer, LLC | PSE&G | Accepted | 2019-11-25 | 2019-11-25 | 2021-10-30 | Hanwha | Q.PEAK BLK-G5 315 | Solar Panels |  | 0.315 | 6 | 186 | 32 |  | Fixed | Roof
NJSTRE1545386794 | NJSRRE1543501837 | Transition Incentive Program | Montclair | 7042 | 9 | 5.8 | Residential | Yes | Behind the Meter | Behind the Meter |  | None | Sunrun Installation Services, Inc. | PSE&G | Eligible for TI Program | 2019-12-09 | 2019-12-11 | 2021-10-30 | Delta Electronics | M5-TL-US | Inverters | 4800 |  | 1 |  |  | 0.96 |  | Outdoor | Next To Meter
NJSTRE1545386794 | NJSRRE1543501837 | Transition Incentive Program | Montclair | 7042 | 9 | 5.8 | Residential | Yes | Behind the Meter | Behind the Meter |  | None | Sunrun Installation Services, Inc. | PSE&G | Eligible for TI Program | 2019-12-09 | 2019-12-11 | 2021-10-30 | REC Solar | REC290TP2 BLK | Solar Panels |  | 0.29 | 7 | 132 | 34 |  | Fixed | Roof
NJSTRE1545386794 | NJSRRE1543501837 | Transition Incentive Program | Montclair | 7042 | 9 | 5.8 | Residential | Yes | Behind the Meter | Behind the Meter |  | None | Sunrun Installation Services, Inc. | PSE&G | Eligible for TI Program | 2019-12-09 | 2019-12-11 | 2021-10-30 | REC Solar | REC290TP2 BLK | Solar Panels |  | 0.29 | 13 | 132 | 10 |  | Fixed | Roof
NJSTRE1545386796 | NJSRRE1544519892 | Transition Incentive Program | Willingboro | 8046 | 13 | 13.76 | Residential | Yes | Behind the Meter | Net-metered residential rooftop and canopy |  | None | Vivint Solar Developer, LLC | PSE&G | Accepted | 2020-02-22 | 2020-02-25 | 2021-10-30 | SOLAREDGE | SE10000H-US | Inverters | 10000 |  | 1 |  |  | 0.992 |  | Outdoor | Near the Utility Meter
NJSTRE1545386796 | NJSRRE1544519892 | Transition Incentive Program | Willingboro | 8046 | 13 | 13.76 | Residential | Yes | Behind the Meter | Net-metered residential rooftop and canopy |  | None | Vivint Solar Developer, LLC | PSE&G | Accepted | 2020-02-22 | 2020-02-25 | 2021-10-30 | JINKO SOLAR | JKM320M-60HBL | Solar Panels |  | 0.32 | 17 | 28 | 26 |  | Fixed | Roof
NJSTRE1545386796 | NJSRRE1544519892 | Transition Incentive Program | Willingboro | 8046 | 13 | 13.76 | Residential | Yes | Behind the Meter | Net-metered residential rooftop and canopy |  | None | Vivint Solar Developer, LLC | PSE&G | Accepted | 2020-02-22 | 2020-02-25 | 2021-10-30 | JINKO SOLAR | JKM320M-60HBL | Solar Panels |  | 0.32 | 4 | 208 | 18 |  | Fixed | Roof
NJSTRE1545386796 | NJSRRE1544519892 | Transition Incentive Program | Willingboro | 8046 | 13 | 13.76 | Residential | Yes | Behind the Meter | Net-metered residential rooftop and canopy |  | None | Vivint Solar Developer, LLC | PSE&G | Accepted | 2020-02-22 | 2020-02-25 | 2021-10-30 | JINKO SOLAR | JKM320M-60HBL | Solar Panels |  | 0.32 | 17 | 208 | 26 |  | Fixed | Roof
NJSTRE1545386796 | NJSRRE1544519892 | Transition Incentive Program | Willingboro | 8046 | 13 | 13.76 | Residential | Yes | Behind the Meter | Net-metered residential rooftop and canopy |  | None | Vivint Solar Developer, LLC | PSE&G | Accepted | 2020-02-22 | 2020-02-25 | 2021-10-30 | JINKO SOLAR | JKM320M-60HBL | Solar Panels |  | 0.32 | 5 | 28 | 18 |  | Fixed | Roof
NJSTRE1545386797 | NJSRRE1544546713 | Transition Incentive Program | MARLTON | 8053 | 13 | 5.44 | Residential | Yes | Behind the Meter | Net-metered residential rooftop and canopy |  | None | Vivint Solar Developer, LLC | PSE&G | Accepted | 2020-02-28 | 2020-03-03 | 2021-10-30 | SOLAREDGE | SE3800H-US | Inverters | 3800 |  | 1 |  |  | 0.992 |  | Outdoor | Near the Utility Meter
NJSTRE1545386797 | NJSRRE1544546713 | Transition Incentive Program | MARLTON | 8053 | 13 | 5.44 | Residential | Yes | Behind the Meter | Net-metered residential rooftop and canopy |  | None | Vivint Solar Developer, LLC | PSE&G | Accepted | 2020-02-28 | 2020-03-03 | 2021-10-30 | JINKO SOLAR | JKM320M-60HBL | Solar Panels |  | 0.32 | 8 | 237 | 24 |  | Fixed | Roof
NJSTRE1545386797 | NJSRRE1544546713 | Transition Incentive Program | MARLTON | 8053 | 13 | 5.44 | Residential | Yes | Behind the Meter | Net-metered residential rooftop and canopy |  | None | Vivint Solar Developer, LLC | PSE&G | Accepted | 2020-02-28 | 2020-03-03 | 2021-10-30 | JINKO SOLAR | JKM320M-60HBL | Solar Panels |  | 0.32 | 9 | 237 | 24 |  | Fixed | Roof
NJSTRE1545386798 | NJSRRE1544543632 | Transition Incentive Program | Holmdel | 7733 | 17 | 25.53 | Residential | No | Behind the Meter | Behind the Meter |  | None | Sunrun Installation Services, Inc. | JCP&L | Eligible for TI Program | 2020-02-26 | 2020-03-02 | 2021-10-30 | Enphase Energy | IQ7PLUS-72-x-US (240V) | Inverters | 290 |  | 74 |  |  | 0.96 |  | Outdoor | Rooftop
NJSTRE1545386798 | NJSRRE1544543632 | Transition Incentive Program | Holmdel | 7733 | 17 | 25.53 | Residential | No | Behind the Meter | Behind the Meter |  | None | Sunrun Installation Services, Inc. | JCP&L | Eligible for TI Program | 2020-02-26 | 2020-03-02 | 2021-10-30 | LG Electronics | LG345N1C-V5 | Solar Panels |  | 0.345 | 18 | 155 | 34 |  | Fixed | Roof
NJSTRE1545386798 | NJSRRE1544543632 | Transition Incentive Program | Holmdel | 7733 | 17 | 25.53 | Residential | No | Behind the Meter | Behind the Meter |  | None | Sunrun Installation Services, Inc. | JCP&L | Eligible for TI Program | 2020-02-26 | 2020-03-02 | 2021-10-30 | LG Electronics | LG345N1C-V5 | Solar Panels |  | 0.345 | 4 | 335 | 34 |  | Fixed | Roof
NJSTRE1545386798 | NJSRRE1544543632 | Transition Incentive Program | Holmdel | 7733 | 17 | 25.53 | Residential | No | Behind the Meter | Behind the Meter |  | None | Sunrun Installation Services, Inc. | JCP&L | Eligible for TI Program | 2020-02-26 | 2020-03-02 | 2021-10-30 | LG Electronics | LG345N1C-V5 | Solar Panels |  | 0.345 | 31 | 64 | 34 |  | Fixed | Roof
NJSTRE1545386798 | NJSRRE1544543632 | Transition Incentive Program | Holmdel | 7733 | 17 | 25.53 | Residential | No | Behind the Meter | Behind the Meter |  | None | Sunrun Installation Services, Inc. | JCP&L | Eligible for TI Program | 2020-02-26 | 2020-03-02 | 2021-10-30 | LG Electronics | LG345N1C-V5 | Solar Panels |  | 0.345 | 21 | 246 | 34 |  | Fixed | Roof
NJSTRE1545386799 | NJSRRE1544543375 | Transition Incentive Program | Paterson | 7501 | 6 | 2.79 | Residential | Yes | Behind the Meter | Behind the Meter |  | None | Sunrun Installation Services, Inc. | PSE&G | Eligible for TI Program | 2020-02-26 | 2020-03-02 | 2021-10-30 | Enphase Energy | IQ7-60-x-US (240V) | Inverters | 240 |  | 9 |  |  | 0.96 |  | Outdoor | Rooftop
NJSTRE1545386799 | NJSRRE1544543375 | Transition Incentive Program | Paterson | 7501 | 6 | 2.79 | Residential | Yes | Behind the Meter | Behind the Meter |  | None | Sunrun Installation Services, Inc. | PSE&G | Eligible for TI Program | 2020-02-26 | 2020-03-02 | 2021-10-30 | REC Solar | REC310TP2M | Solar Panels |  | 0.31 | 3 | 21 | 27 |  | Fixed | Roof
NJSTRE1545386799 | NJSRRE1544543375 | Transition Incentive Program | Paterson | 7501 | 6 | 2.79 | Residential | Yes | Behind the Meter | Behind the Meter |  | None | Sunrun Installation Services, Inc. | PSE&G | Eligible for TI Program | 2020-02-26 | 2020-03-02 | 2021-10-30 | REC Solar | REC310TP2M | Solar Panels |  | 0.31 | 6 | 201 | 27 |  | Fixed | Roof
NJSTRE1545386800 | NJSRRE1544199227 | Transition Incentive Program | North Plainfield Boro | 7060 | 10 | 5.12 | Residential | Yes | Behind the Meter | Behind the Meter |  | None | Skyline Solar, LLC | PSE&G | Eligible for TI Program | 2020-01-20 | 2020-01-23 | 2021-10-30 | SolarEdge | SE3800H-US | Inverters | 3800 |  | 1 |  |  | 0.99 |  | Outside | within ten feet of meter
NJSTRE1545386800 | NJSRRE1544199227 | Transition Incentive Program | North Plainfield Boro | 7060 | 10 | 5.12 | Residential | Yes | Behind the Meter | Behind the Meter |  | None | Skyline Solar, LLC | PSE&G | Eligible for TI Program | 2020-01-20 | 2020-01-23 | 2021-10-30 | Hanwha Q-Cells | Q.PEAK DUO-G5 320 | Solar Panels |  | 0.32 | 16 | 121 | 37 |  | Fixed | Roof
NJSTRE1545386802 | NJSRRE1544419834 | Transition Incentive Program | LUMBERTON | 8048 | 13 | 9.45 | Residential | Yes | Behind the Meter | Net-metered residential rooftop and canopy |  | None | Vivint Solar Developer, LLC | PSE&G | Accepted | 2020-02-07 | 2020-02-12 | 2021-10-30 | SOLAREDGE | SE7600H-US | Inverters | 7600 |  | 1 |  |  | 0.992 |  | Outdoor | Near the Utility Meter
NJSTRE1545386802 | NJSRRE1544419834 | Transition Incentive Program | LUMBERTON | 8048 | 13 | 9.45 | Residential | Yes | Behind the Meter | Net-metered residential rooftop and canopy |  | None | Vivint Solar Developer, LLC | PSE&G | Accepted | 2020-02-07 | 2020-02-12 | 2021-10-30 | HANWHA SOLAR | Q.PEAK BLK-G5 315 | Solar Panels |  | 0.315 | 10 | 248 | 19 |  | Fixed | Roof
NJSTRE1545386802 | NJSRRE1544419834 | Transition Incentive Program | LUMBERTON | 8048 | 13 | 9.45 | Residential | Yes | Behind the Meter | Net-metered residential rooftop and canopy |  | None | Vivint Solar Developer, LLC | PSE&G | Accepted | 2020-02-07 | 2020-02-12 | 2021-10-30 | HANWHA SOLAR | Q.PEAK BLK-G5 315 | Solar Panels |  | 0.315 | 20 | 68 | 19 |  | Fixed | Roof
NJSTRE1545386803 | NJSRRE1544465852 | Transition Incentive Program | Keyport | 7735 | 17 | 8.32 | Residential | Yes | Behind the Meter | Net-metered residential rooftop and canopy |  | None | Vivint Solar Developer, LLC | JCP&L | Accepted | 2020-02-17 | 2020-02-20 | 2021-10-30 | SolarEdge | SE7600H-US | Inverters | 7600 |  | 1 |  |  | 0.992 |  | Outdoor | Near the utility meter
NJSTRE1545386803 | NJSRRE1544465852 | Transition Incentive Program | Keyport | 7735 | 17 | 8.32 | Residential | Yes | Behind the Meter | Net-metered residential rooftop and canopy |  | None | Vivint Solar Developer, LLC | JCP&L | Accepted | 2020-02-17 | 2020-02-20 | 2021-10-30 | Jinko Solar | JKM320M-60HBL | Solar Panels |  | 0.32 | 10 | 334 | 23 |  | Fixed | Roof
NJSTRE1545386803 | NJSRRE1544465852 | Transition Incentive Program | Keyport | 7735 | 17 | 8.32 | Residential | Yes | Behind the Meter | Net-metered residential rooftop and canopy |  | None | Vivint Solar Developer, LLC | JCP&L | Accepted | 2020-02-17 | 2020-02-20 | 2021-10-30 | Jinko Solar | JKM320M-60HBL | Solar Panels |  | 0.32 | 2 | 154 | 22 |  | Fixed | Roof
NJSTRE1545386803 | NJSRRE1544465852 | Transition Incentive Program | Keyport | 7735 | 17 | 8.32 | Residential | Yes | Behind the Meter | Net-metered residential rooftop and canopy |  | None | Vivint Solar Developer, LLC | JCP&L | Accepted | 2020-02-17 | 2020-02-20 | 2021-10-30 | Jinko Solar | JKM320M-60HBL | Solar Panels |  | 0.32 | 11 | 154 | 23 |  | Fixed | Roof
NJSTRE1545386803 | NJSRRE1544465852 | Transition Incentive Program | Keyport | 7735 | 17 | 8.32 | Residential | Yes | Behind the Meter | Net-metered residential rooftop and canopy |  | None | Vivint Solar Developer, LLC | JCP&L | Accepted | 2020-02-17 | 2020-02-20 | 2021-10-30 | Jinko Solar | JKM320M-60HBL | Solar Panels |  | 0.32 | 3 | 154 | 22 |  | Fixed | Roof
NJSTRE1545386804 | NJSRRE1543570722 | Transition Incentive Program | Newark | 7105 | 9 | 749.74 | Commercial | No | Behind the Meter | Net-metered non-residential rooftop and canopy |  | None | Solar Landscape | PSE&G | Accepted | 2019-12-19 | 2019-12-27 | 2021-10-30 | Solar Edge | SE100KUS | Inverters | 100000 |  | 4 |  |  | 0.985 |  | Outdoor | Roof
NJSTRE1545386804 | NJSRRE1543570722 | Transition Incentive Program | Newark | 7105 | 9 | 749.74 | Commercial | No | Behind the Meter | Net-metered non-residential rooftop and canopy |  | None | Solar Landscape | PSE&G | Accepted | 2019-12-19 | 2019-12-27 | 2021-10-30 | Solar Edge | SE33.3KUS | Inverters | 33300 |  | 3 |  |  | 0.981 |  | Outdoor | Roof
NJSTRE1545386804 | NJSRRE1543570722 | Transition Incentive Program | Newark | 7105 | 9 | 749.74 | Commercial | No | Behind the Meter | Net-metered non-residential rooftop and canopy |  | None | Solar Landscape | PSE&G | Accepted | 2019-12-19 | 2019-12-27 | 2021-10-30 | ZNSHINE | ZXM6-72-380/M | Solar Panels |  | 0.38 | 1973 | 204 | 5 |  | Fixed | Roof
NJSTRE1545386805 | NJSRRE1544511921 | Transition Incentive Program | Hammonton | 8037 | 19 | 13.73 | Residential | No | Behind the Meter | Net-metered residential rooftop and canopy |  | None | SunnyMac LLC | AC Electric | Accepted | 2020-02-20 | 2020-02-24 | 2021-10-30 | Enphase | IQ7XS-96-ACM-US | Inverters | 0.315 |  | 42 |  |  | 0.99 |  | Outdoor | ground
NJSTRE1545386805 | NJSRRE1544511921 | Transition Incentive Program | Hammonton | 8037 | 19 | 13.73 | Residential | No | Behind the Meter | Net-metered residential rooftop and canopy |  | None | SunnyMac LLC | AC Electric | Accepted | 2020-02-20 | 2020-02-24 | 2021-10-30 | SunPower | SPR-E20-327 | Solar Panels |  | 0.327 | 42 | 180 | 27 |  | Fixed | Ground
NJSTRE1545386807 | NJSRRE1544469940 | Transition Incentive Program | MERCHANTVILLE | 8109 | 14 | 8.51 | Residential | Yes | Behind the Meter | Net-metered residential rooftop and canopy |  | None | Vivint Solar Developer, LLC | PSE&G | Accepted | 2020-02-19 | 2020-02-21 | 2021-10-30 | Solar Edge | SE7600H-US | Inverters | 7600 |  | 1 |  |  | 0.992 |  | Outdoor | Near the Utility Meter
NJSTRE1545386807 | NJSRRE1544469940 | Transition Incentive Program | MERCHANTVILLE | 8109 | 14 | 8.51 | Residential | Yes | Behind the Meter | Net-metered residential rooftop and canopy |  | None | Vivint Solar Developer, LLC | PSE&G | Accepted | 2020-02-19 | 2020-02-21 | 2021-10-30 | Hanwha Solar | Q.PEAK BLK-G5 315 | Solar Panels |  | 0.315 | 20 | 189 | 29 |  | Fixed | Roof
NJSTRE1545386807 | NJSRRE1544469940 | Transition Incentive Program | MERCHANTVILLE | 8109 | 14 | 8.51 | Residential | Yes | Behind the Meter | Net-metered residential rooftop and canopy |  | None | Vivint Solar Developer, LLC | PSE&G | Accepted | 2020-02-19 | 2020-02-21 | 2021-10-30 | Hanwha Solar | Q.PEAK BLK-G5 315 | Solar Panels |  | 0.315 | 7 | 9 | 29 |  | Fixed | Roof
NJSTRE1545386808 | NJSRRE1543473876 | Transition Incentive Program | PENNSAUKEN | 8110 | 14 | 5.67 | Residential | Yes | Behind the Meter | Net-metered residential rooftop and canopy |  | None | Vivint Solar Developer, LLC | PSE&G | Accepted | 2019-12-03 | 2019-12-05 | 2021-10-30 | Solar Edge | SE3800H-US | Inverters | 3800 |  | 1 |  |  | 0.992 |  | Outdoor | Near the utility meter
NJSTRE1545386808 | NJSRRE1543473876 | Transition Incentive Program | PENNSAUKEN | 8110 | 14 | 5.67 | Residential | Yes | Behind the Meter | Net-metered residential rooftop and canopy |  | None | Vivint Solar Developer, LLC | PSE&G | Accepted | 2019-12-03 | 2019-12-05 | 2021-10-30 | Hanwha | Q.PEAK BLK-G5 315 | Solar Panels |  | 0.315 | 4 | 128 | 10 |  | Fixed | Roof
NJSTRE1545386808 | NJSRRE1543473876 | Transition Incentive Program | PENNSAUKEN | 8110 | 14 | 5.67 | Residential | Yes | Behind the Meter | Net-metered residential rooftop and canopy |  | None | Vivint Solar Developer, LLC | PSE&G | Accepted | 2019-12-03 | 2019-12-05 | 2021-10-30 | Hanwha | Q.PEAK BLK-G5 315 | Solar Panels |  | 0.315 | 14 | 128 | 32 |  | Fixed | Roof
NJSTRE1545386810 | NJSRRE1544457630 | Transition Incentive Program | Piscataway | 8854 | 11 | 10.54 | Residential | No | Behind the Meter | Behind the Meter |  | None | Sunrun, Inc. | PSE&G | Eligible for TI Program | 2020-02-14 | 2020-02-19 | 2021-10-30 | Enphase Energy | IQ7-60-x-US (240V) | Inverters | 240 |  | 34 |  |  | 0.96 |  | Outdoor | Rooftop
NJSTRE1545386810 | NJSRRE1544457630 | Transition Incentive Program | Piscataway | 8854 | 11 | 10.54 | Residential | No | Behind the Meter | Behind the Meter |  | None | Sunrun, Inc. | PSE&G | Eligible for TI Program | 2020-02-14 | 2020-02-19 | 2021-10-30 | REC Solar | REC310TP2M | Solar Panels |  | 0.31 | 22 | 312 | 23 |  | Fixed | Roof
NJSTRE1545386810 | NJSRRE1544457630 | Transition Incentive Program | Piscataway | 8854 | 11 | 10.54 | Residential | No | Behind the Meter | Behind the Meter |  | None | Sunrun, Inc. | PSE&G | Eligible for TI Program | 2020-02-14 | 2020-02-19 | 2021-10-30 | REC Solar | REC310TP2M | Solar Panels |  | 0.31 | 12 | 132 | 23 |  | Fixed | Roof
NJSTRE1545386811 | NJSRRE1544150731 | Transition Incentive Program | Medford | 8055 | 13 | 13.95 | Residential | No | Behind the Meter | Behind the Meter |  | None | Sun Up Zero Down | PSE&G | Eligible for TI Program | 2020-01-09 | 2020-01-14 | 2021-10-30 | solaredge | SE11400H-US | Inverters | 11400 |  | 1 |  |  | 0.98 |  | Outside | outside wall
NJSTRE1545386811 | NJSRRE1544150731 | Transition Incentive Program | Medford | 8055 | 13 | 13.95 | Residential | No | Behind the Meter | Behind the Meter |  | None | Sun Up Zero Down | PSE&G | Eligible for TI Program | 2020-01-09 | 2020-01-14 | 2021-10-30 | trina | TSM-310 DD05A.05 (II) | Solar Panels |  | 0.31 | 18 | 121 | 26 |  | Fixed | Roof
NJSTRE1545386811 | NJSRRE1544150731 | Transition Incentive Program | Medford | 8055 | 13 | 13.95 | Residential | No | Behind the Meter | Behind the Meter |  | None | Sun Up Zero Down | PSE&G | Eligible for TI Program | 2020-01-09 | 2020-01-14 | 2021-10-30 | trina | TSM-310 DD05A.05 (II) | Solar Panels |  | 0.31 | 10 | 121 | 27 |  | Fixed | Roof
NJSTRE1545386811 | NJSRRE1544150731 | Transition Incentive Program | Medford | 8055 | 13 | 13.95 | Residential | No | Behind the Meter | Behind the Meter |  | None | Sun Up Zero Down | PSE&G | Eligible for TI Program | 2020-01-09 | 2020-01-14 | 2021-10-30 | trina | TSM-310 DD05A.05 (II) | Solar Panels |  | 0.31 | 11 | 211 | 27 |  | Fixed | Roof
NJSTRE1545386811 | NJSRRE1544150731 | Transition Incentive Program | Medford | 8055 | 13 | 13.95 | Residential | No | Behind the Meter | Behind the Meter |  | None | Sun Up Zero Down | PSE&G | Eligible for TI Program | 2020-01-09 | 2020-01-14 | 2021-10-30 | trina | TSM-310 DD05A.05 (II) | Solar Panels |  | 0.31 | 6 | 121 | 27 |  | Fixed | Roof
NJSTRE1545386817 | NJSRRE1543667092 | Transition Incentive Program | MOUNT ROYAL | 8061 | 15 | 8.51 | Residential | No | Behind the Meter | Net-metered residential rooftop and canopy |  | None | Vivint Solar Developer, LLC | AC Electric | Accepted | 2019-12-23 | 2020-01-08 | 2021-10-30 | Solar Edge | SE7600H-US | Inverters | 7600 |  | 1 |  |  | 0.992 |  | Outdoor | Near the Utility Meter
NJSTRE1545386817 | NJSRRE1543667092 | Transition Incentive Program | MOUNT ROYAL | 8061 | 15 | 8.51 | Residential | No | Behind the Meter | Net-metered residential rooftop and canopy |  | None | Vivint Solar Developer, LLC | AC Electric | Accepted | 2019-12-23 | 2020-01-08 | 2021-10-30 | Hanwha Solar | Q.PEAK BLK-G5 315 | Solar Panels |  | 0.315 | 9 | 10 | 24 |  | Fixed | Roof
NJSTRE1545386817 | NJSRRE1543667092 | Transition Incentive Program | MOUNT ROYAL | 8061 | 15 | 8.51 | Residential | No | Behind the Meter | Net-metered residential rooftop and canopy |  | None | Vivint Solar Developer, LLC | AC Electric | Accepted | 2019-12-23 | 2020-01-08 | 2021-10-30 | Hanwha Solar | Q.PEAK BLK-G5 315 | Solar Panels |  | 0.315 | 18 | 190 | 14 |  | Fixed | Roof
NJSTRE1545386818 | NJSRRE1543586458 | Transition Incentive Program | Elmer | 8318 | 16 | 7.56 | Residential | Yes | Behind the Meter | Net-metered residential rooftop and canopy |  | None | Vision Solar LLC | AC Electric | Accepted | 2020-01-03 | 2020-01-03 | 2021-10-30 | enphase | iq7-60-2-us | Inverters | 0.25 |  | 24 |  |  | 0.96 |  | Other | behind panels
NJSTRE1545386818 | NJSRRE1543586458 | Transition Incentive Program | Elmer | 8318 | 16 | 7.56 | Residential | Yes | Behind the Meter | Net-metered residential rooftop and canopy |  | None | Vision Solar LLC | AC Electric | Accepted | 2020-01-03 | 2020-01-03 | 2021-10-30 | hanwa qcells | q.peak duo-g5 315 | Solar Panels |  | 0.315 | 8 | 147 | 35 |  | Fixed | Roof
NJSTRE1545386818 | NJSRRE1543586458 | Transition Incentive Program | Elmer | 8318 | 16 | 7.56 | Residential | Yes | Behind the Meter | Net-metered residential rooftop and canopy |  | None | Vision Solar LLC | AC Electric | Accepted | 2020-01-03 | 2020-01-03 | 2021-10-30 | hanwa qcells | q.peak duo-g5 315 | Solar Panels |  | 0.315 | 4 | 328 | 35 |  | Fixed | Roof
NJSTRE1545386818 | NJSRRE1543586458 | Transition Incentive Program | Elmer | 8318 | 16 | 7.56 | Residential | Yes | Behind the Meter | Net-metered residential rooftop and canopy |  | None | Vision Solar LLC | AC Electric | Accepted | 2020-01-03 | 2020-01-03 | 2021-10-30 | hanwa qcells | q.peak duo-g5 315 | Solar Panels |  | 0.315 | 6 | 238 | 24 |  | Fixed | Roof
NJSTRE1545386818 | NJSRRE1543586458 | Transition Incentive Program | Elmer | 8318 | 16 | 7.56 | Residential | Yes | Behind the Meter | Net-metered residential rooftop and canopy |  | None | Vision Solar LLC | AC Electric | Accepted | 2020-01-03 | 2020-01-03 | 2021-10-30 | hanwa qcells | q.peak duo-g5 315 | Solar Panels |  | 0.315 | 6 | 58 | 24 |  | Fixed | Roof
NJSTRE1545386819 | NJSRRE1543421761 | Transition Incentive Program | Hillside | 7205 | 10 | 7.56 | Residential | Yes | Behind the Meter | Net-metered residential rooftop and canopy |  | None | Vivint Solar Developer, LLC | PSE&G | Accepted | 2019-11-25 | 2019-11-25 | 2021-10-30 | solar edge | SE7600H-US | Inverters | 7600 |  | 1 |  |  | 0.992 |  | Outdoor | near utility meter
NJSTRE1545386819 | NJSRRE1543421761 | Transition Incentive Program | Hillside | 7205 | 10 | 7.56 | Residential | Yes | Behind the Meter | Net-metered residential rooftop and canopy |  | None | Vivint Solar Developer, LLC | PSE&G | Accepted | 2019-11-25 | 2019-11-25 | 2021-10-30 | HANWHA SOLAR | Q.PEAK BLK-G5 315 | Solar Panels |  | 0.315 | 13 | 126 | 25 |  | Fixed | Roof
NJSTRE1545386819 | NJSRRE1543421761 | Transition Incentive Program | Hillside | 7205 | 10 | 7.56 | Residential | Yes | Behind the Meter | Net-metered residential rooftop and canopy |  | None | Vivint Solar Developer, LLC | PSE&G | Accepted | 2019-11-25 | 2019-11-25 | 2021-10-30 | HANWHA SOLAR | Q.PEAK BLK-G5 315 | Solar Panels |  | 0.315 | 4 | 306 | 27 |  | Fixed | Roof
NJSTRE1545386819 | NJSRRE1543421761 | Transition Incentive Program | Hillside | 7205 | 10 | 7.56 | Residential | Yes | Behind the Meter | Net-metered residential rooftop and canopy |  | None | Vivint Solar Developer, LLC | PSE&G | Accepted | 2019-11-25 | 2019-11-25 | 2021-10-30 | HANWHA SOLAR | Q.PEAK BLK-G5 315 | Solar Panels |  | 0.315 | 7 | 126 | 27 |  | Fixed | Roof
NJSTRE1545386820 | NJSRRE1544220047 | Transition Incentive Program | Edison | 8837 | 11 | 4.34 | Residential | Yes | Behind the Meter | Behind the Meter |  | None | Sunrun Installation Services, Inc. | PSE&G | Eligible for TI Program | 2020-01-24 | 2020-01-28 | 2021-10-30 | Delta Electronics | M4-TL-US | Inverters | 3840 |  | 1 |  |  | 0.96 |  | Outdoor | Next To Meter
NJSTRE1545386820 | NJSRRE1544220047 | Transition Incentive Program | Edison | 8837 | 11 | 4.34 | Residential | Yes | Behind the Meter | Behind the Meter |  | None | Sunrun Installation Services, Inc. | PSE&G | Eligible for TI Program | 2020-01-24 | 2020-01-28 | 2021-10-30 | REC Solar | REC310TP2M | Solar Panels |  | 0.31 | 9 | 103 | 23 |  | Fixed | Roof
NJSTRE1545386820 | NJSRRE1544220047 | Transition Incentive Program | Edison | 8837 | 11 | 4.34 | Residential | Yes | Behind the Meter | Behind the Meter |  | None | Sunrun Installation Services, Inc. | PSE&G | Eligible for TI Program | 2020-01-24 | 2020-01-28 | 2021-10-30 | REC Solar | REC310TP2M | Solar Panels |  | 0.31 | 5 | 192 | 23 |  | Fixed | Roof
NJSTRE1545386821 | NJSRRE1544414156 | Transition Incentive Program | BAYONNE | 7002 | 8 | 8.99 | Residential | No | Behind the Meter | Behind the Meter |  | None | Infinity Solar Systems | PSE&G | Eligible for TI Program | 2020-02-06 | 2020-02-10 | 2021-10-30 | ENPHASE | IQ7-60-X-US | Inverters | 240 |  | 29 |  |  | 0.97 |  | Outside | MICROINVERTERS
NJSTRE1545386821 | NJSRRE1544414156 | Transition Incentive Program | BAYONNE | 7002 | 8 | 8.99 | Residential | No | Behind the Meter | Behind the Meter |  | None | Infinity Solar Systems | PSE&G | Eligible for TI Program | 2020-02-06 | 2020-02-10 | 2021-10-30 | LONGI | LR6-60HPB-310M | Solar Panels |  | 0.31 | 23 | 267 | 18 |  | Fixed | Roof
NJSTRE1545386821 | NJSRRE1544414156 | Transition Incentive Program | BAYONNE | 7002 | 8 | 8.99 | Residential | No | Behind the Meter | Behind the Meter |  | None | Infinity Solar Systems | PSE&G | Eligible for TI Program | 2020-02-06 | 2020-02-10 | 2021-10-30 | LONGI | LR6-60HPB-310M | Solar Panels |  | 0.31 | 6 | 87 | 18 |  | Fixed | Roof
NJSTRE1545386822 | NJSRRE1544352872 | Transition Incentive Program | Matawan | 7747 | 17 | 5.58 | Residential | No | Behind the Meter | Behind the Meter |  | None | Sunrun Installation Services, Inc. | JCP&L | Eligible for TI Program | 2020-02-04 | 2020-02-07 | 2021-10-30 | Enphase Energy | IQ7-60-x-US (240V) | Inverters | 240 |  | 18 |  |  | 0.96 |  | Outdoor | Rooftop
NJSTRE1545386822 | NJSRRE1544352872 | Transition Incentive Program | Matawan | 7747 | 17 | 5.58 | Residential | No | Behind the Meter | Behind the Meter |  | None | Sunrun Installation Services, Inc. | JCP&L | Eligible for TI Program | 2020-02-04 | 2020-02-07 | 2021-10-30 | LONGi Green Energy Technology Co Ltd | LR6-60HPB-310M | Solar Panels |  | 0.31 | 18 | 239 | 27 |  | Fixed | Roof
NJSTRE1545386824 | NJSRRE1544140928 | Transition Incentive Program | Edison twp | 8837 | 11 | 9.16 | Residential | No | Behind the Meter | Net-metered residential rooftop and canopy |  | None | SunnyMac LLC | PSE&G | Accepted | 2020-01-08 | 2020-01-10 | 2021-10-30 | Enphase | Iq7XS-96-ACM-US | Inverters | 0.315 |  | 28 |  |  | 0.99 |  | Outdoor | roof
NJSTRE1545386824 | NJSRRE1544140928 | Transition Incentive Program | Edison twp | 8837 | 11 | 9.16 | Residential | No | Behind the Meter | Net-metered residential rooftop and canopy |  | None | SunnyMac LLC | PSE&G | Accepted | 2020-01-08 | 2020-01-10 | 2021-10-30 | SunPower | SPR-E20327 | Solar Panels |  | 0.327 | 11 | 274 | 40 |  | Fixed | Roof
NJSTRE1545386824 | NJSRRE1544140928 | Transition Incentive Program | Edison twp | 8837 | 11 | 9.16 | Residential | No | Behind the Meter | Net-metered residential rooftop and canopy |  | None | SunnyMac LLC | PSE&G | Accepted | 2020-01-08 | 2020-01-10 | 2021-10-30 | SunPower | SPR-E20327 | Solar Panels |  | 0.327 | 17 | 184 | 34 |  | Fixed | Roof
NJSTRE1545386825 | NJSRRE1543827435 | Transition Incentive Program | Englishtown | 7726 | 17 | 10.7 | Residential | No | Behind the Meter | Behind the Meter |  | None | Sunrun Installation Services, Inc. | JCP&L | Eligible for TI Program | 2019-12-30 | 2020-01-03 | 2021-10-30 | Delta Electronics | M10-TL-US | Inverters | 9600 |  | 1 |  |  | 0.96 |  | Outdoor | Next To Meter
NJSTRE1545386825 | NJSRRE1543827435 | Transition Incentive Program | Englishtown | 7726 | 17 | 10.7 | Residential | No | Behind the Meter | Behind the Meter |  | None | Sunrun Installation Services, Inc. | JCP&L | Eligible for TI Program | 2019-12-30 | 2020-01-03 | 2021-10-30 | LG Electronics | LG345N1C-V5 | Solar Panels |  | 0.345 | 13 | 13 | 19 |  | Fixed | Roof
NJSTRE1545386825 | NJSRRE1543827435 | Transition Incentive Program | Englishtown | 7726 | 17 | 10.7 | Residential | No | Behind the Meter | Behind the Meter |  | None | Sunrun Installation Services, Inc. | JCP&L | Eligible for TI Program | 2019-12-30 | 2020-01-03 | 2021-10-30 | LG Electronics | LG345N1C-V5 | Solar Panels |  | 0.345 | 5 | 194 | 19 |  | Fixed | Roof
NJSTRE1545386825 | NJSRRE1543827435 | Transition Incentive Program | Englishtown | 7726 | 17 | 10.7 | Residential | No | Behind the Meter | Behind the Meter |  | None | Sunrun Installation Services, Inc. | JCP&L | Eligible for TI Program | 2019-12-30 | 2020-01-03 | 2021-10-30 | LG Electronics | LG345N1C-V5 | Solar Panels |  | 0.345 | 13 | 103 | 19 |  | Fixed | Roof
NJSTRE1545386826 | NJSRRE1543478001 | Transition Incentive Program | Fair Lawn | 7410 | 7 | 6.3 | Residential | Yes | Behind the Meter | Net-metered residential rooftop and canopy |  | None | Vivint Solar Developer, LLC | PSE&G | Accepted | 2019-12-04 | 2019-12-06 | 2021-10-30 | Solar Edge | SE7600H-US | Inverters | 7600 |  | 1 |  |  | 0.992 |  | Outdoor | Near the utility meter
NJSTRE1545386826 | NJSRRE1543478001 | Transition Incentive Program | Fair Lawn | 7410 | 7 | 6.3 | Residential | Yes | Behind the Meter | Net-metered residential rooftop and canopy |  | None | Vivint Solar Developer, LLC | PSE&G | Accepted | 2019-12-04 | 2019-12-06 | 2021-10-30 | Hanwha | Q.PEAK BLK-G5 315 | Solar Panels |  | 0.315 | 4 | 156 | 22 |  | Fixed | Roof
NJSTRE1545386826 | NJSRRE1543478001 | Transition Incentive Program | Fair Lawn | 7410 | 7 | 6.3 | Residential | Yes | Behind the Meter | Net-metered residential rooftop and canopy |  | None | Vivint Solar Developer, LLC | PSE&G | Accepted | 2019-12-04 | 2019-12-06 | 2021-10-30 | Hanwha | Q.PEAK BLK-G5 315 | Solar Panels |  | 0.315 | 16 | 156 | 22 |  | Fixed | Roof
NJSTRE1545386827 | NJSRRE1543827286 | Transition Incentive Program | Keansburg | 7734 | 17 | 10.4 | Residential | Yes | Behind the Meter | Net-metered residential rooftop and canopy |  | None | Vivint Solar Developer, LLC | JCP&L | Accepted | 2020-01-02 | 2020-01-03 | 2021-10-30 | SOLAREDGE | SE7600H-US | Inverters | 7600 |  | 1 |  |  | 0.992 |  | Outdoor | Near the Utility Meter
NJSTRE1545386827 | NJSRRE1543827286 | Transition Incentive Program | Keansburg | 7734 | 17 | 10.4 | Residential | Yes | Behind the Meter | Net-metered residential rooftop and canopy |  | None | Vivint Solar Developer, LLC | JCP&L | Accepted | 2020-01-02 | 2020-01-03 | 2021-10-30 | HANWHA SOLAR | Q.PEAK BLK-G5 315 | Solar Panels |  | 0.315 | 15 | 76 | 34 |  | Fixed | Roof
NJSTRE1545386827 | NJSRRE1543827286 | Transition Incentive Program | Keansburg | 7734 | 17 | 10.4 | Residential | Yes | Behind the Meter | Net-metered residential rooftop and canopy |  | None | Vivint Solar Developer, LLC | JCP&L | Accepted | 2020-01-02 | 2020-01-03 | 2021-10-30 | HANWHA SOLAR | Q.PEAK BLK-G5 315 | Solar Panels |  | 0.315 | 2 | 256 | 19 |  | Fixed | Roof
NJSTRE1545386827 | NJSRRE1543827286 | Transition Incentive Program | Keansburg | 7734 | 17 | 10.4 | Residential | Yes | Behind the Meter | Net-metered residential rooftop and canopy |  | None | Vivint Solar Developer, LLC | JCP&L | Accepted | 2020-01-02 | 2020-01-03 | 2021-10-30 | HANWHA SOLAR | Q.PEAK BLK-G5 315 | Solar Panels |  | 0.315 | 3 | 76 | 35 |  | Fixed | Roof
NJSTRE1545386827 | NJSRRE1543827286 | Transition Incentive Program | Keansburg | 7734 | 17 | 10.4 | Residential | Yes | Behind the Meter | Net-metered residential rooftop and canopy |  | None | Vivint Solar Developer, LLC | JCP&L | Accepted | 2020-01-02 | 2020-01-03 | 2021-10-30 | HANWHA SOLAR | Q.PEAK BLK-G5 315 | Solar Panels |  | 0.315 | 6 | 256 | 17 |  | Fixed | Roof
NJSTRE1545386827 | NJSRRE1543827286 | Transition Incentive Program | Keansburg | 7734 | 17 | 10.4 | Residential | Yes | Behind the Meter | Net-metered residential rooftop and canopy |  | None | Vivint Solar Developer, LLC | JCP&L | Accepted | 2020-01-02 | 2020-01-03 | 2021-10-30 | HANWHA SOLAR | Q.PEAK BLK-G5 315 | Solar Panels |  | 0.315 | 4 | 256 | 36 |  | Fixed | Roof
NJSTRE1545386827 | NJSRRE1543827286 | Transition Incentive Program | Keansburg | 7734 | 17 | 10.4 | Residential | Yes | Behind the Meter | Net-metered residential rooftop and canopy |  | None | Vivint Solar Developer, LLC | JCP&L | Accepted | 2020-01-02 | 2020-01-03 | 2021-10-30 | HANWHA SOLAR | Q.PEAK BLK-G5 315 | Solar Panels |  | 0.315 | 3 | 256 | 35 |  | Fixed | Roof
NJSTRE1545386829 | NJSRRE1544535766 | Transition Incentive Program | Elmwood Park | 7407 | 7 | 4.96 | Residential | Yes | Behind the Meter | Behind the Meter |  | None | Sunrun Installation Services, Inc. | PSE&G | Eligible for TI Program | 2020-02-25 | 2020-02-27 | 2021-10-30 | Enphase Energy | IQ7-60-x-US (240V) | Inverters | 240 |  | 16 |  |  | 0.96 |  | Outdoor | Rooftop
NJSTRE1545386829 | NJSRRE1544535766 | Transition Incentive Program | Elmwood Park | 7407 | 7 | 4.96 | Residential | Yes | Behind the Meter | Behind the Meter |  | None | Sunrun Installation Services, Inc. | PSE&G | Eligible for TI Program | 2020-02-25 | 2020-02-27 | 2021-10-30 | REC Solar | REC310TP2M | Solar Panels |  | 0.31 | 4 | 69 | 27 |  | Fixed | Roof
NJSTRE1545386829 | NJSRRE1544535766 | Transition Incentive Program | Elmwood Park | 7407 | 7 | 4.96 | Residential | Yes | Behind the Meter | Behind the Meter |  | None | Sunrun Installation Services, Inc. | PSE&G | Eligible for TI Program | 2020-02-25 | 2020-02-27 | 2021-10-30 | REC Solar | REC310TP2M | Solar Panels |  | 0.31 | 7 | 249 | 9 |  | Fixed | Roof
NJSTRE1545386829 | NJSRRE1544535766 | Transition Incentive Program | Elmwood Park | 7407 | 7 | 4.96 | Residential | Yes | Behind the Meter | Behind the Meter |  | None | Sunrun Installation Services, Inc. | PSE&G | Eligible for TI Program | 2020-02-25 | 2020-02-27 | 2021-10-30 | REC Solar | REC310TP2M | Solar Panels |  | 0.31 | 5 | 69 | 18 |  | Fixed | Roof
NJSTRE1545386831 | NJSRRE1544468829 | Transition Incentive Program | Lyndhurst | 7071 | 7 | 4.73 | Residential | Yes | Behind the Meter | Behind the Meter |  | None | Trinity Solar | PSE&G | Eligible for TI Program | 2020-02-18 | 2020-02-20 | 2021-10-30 | Solar Edge | SE3800 | Inverters | 3800 |  | 1 |  |  | 0.97 |  | Outside | side of home
NJSTRE1545386831 | NJSRRE1544468829 | Transition Incentive Program | Lyndhurst | 7071 | 7 | 4.73 | Residential | Yes | Behind the Meter | Behind the Meter |  | None | Trinity Solar | PSE&G | Eligible for TI Program | 2020-02-18 | 2020-02-20 | 2021-10-30 | Hanwha | Q.PEAK DUO BLK-G5 315 | Solar Panels |  | 0.315 | 2 | 217 | 34 |  | Fixed | Roof
NJSTRE1545386831 | NJSRRE1544468829 | Transition Incentive Program | Lyndhurst | 7071 | 7 | 4.73 | Residential | Yes | Behind the Meter | Behind the Meter |  | None | Trinity Solar | PSE&G | Eligible for TI Program | 2020-02-18 | 2020-02-20 | 2021-10-30 | Hanwha | Q.PEAK DUO BLK-G5 315 | Solar Panels |  | 0.315 | 13 | 127 | 33 |  | Fixed | Roof
NJSTRE1545386832 | NJSRRE1544524501 | Transition Incentive Program | Belleville | 7109 | 9 | 4.96 | Residential | Yes | Behind the Meter | Behind the Meter |  | None | Sunrun Installation Services, Inc. | PSE&G | Eligible for TI Program | 2020-02-24 | 2020-02-26 | 2021-10-30 | Enphase Energy | IQ7-60-x-US (240V) | Inverters | 240 |  | 16 |  |  | 0.96 |  | Outdoor | Rooftop
NJSTRE1545386832 | NJSRRE1544524501 | Transition Incentive Program | Belleville | 7109 | 9 | 4.96 | Residential | Yes | Behind the Meter | Behind the Meter |  | None | Sunrun Installation Services, Inc. | PSE&G | Eligible for TI Program | 2020-02-24 | 2020-02-26 | 2021-10-30 | REC Solar | REC310TP2M | Solar Panels |  | 0.31 | 8 | 209 | 34 |  | Fixed | Roof
NJSTRE1545386832 | NJSRRE1544524501 | Transition Incentive Program | Belleville | 7109 | 9 | 4.96 | Residential | Yes | Behind the Meter | Behind the Meter |  | None | Sunrun Installation Services, Inc. | PSE&G | Eligible for TI Program | 2020-02-24 | 2020-02-26 | 2021-10-30 | REC Solar | REC310TP2M | Solar Panels |  | 0.31 | 8 | 29 | 34 |  | Fixed | Roof
NJSTRE1545386836 | NJSRRE1543828773 | Transition Incentive Program | Kearny | 7032 | 8 | 9.6 | Residential | Yes | Behind the Meter | Behind the Meter |  | None | Skyline Solar, LLC | PSE&G | Eligible for TI Program | 2019-12-31 | 2020-01-08 | 2021-10-30 | SolarEdge | SE7600H-US | Inverters | 7600 |  | 1 |  |  | 0.99 |  | Outside | within ten feet of meter
NJSTRE1545386836 | NJSRRE1543828773 | Transition Incentive Program | Kearny | 7032 | 8 | 9.6 | Residential | Yes | Behind the Meter | Behind the Meter |  | None | Skyline Solar, LLC | PSE&G | Eligible for TI Program | 2019-12-31 | 2020-01-08 | 2021-10-30 | Hanwha Q-Cells | Q.PEAK DUO-G5 320 | Solar Panels |  | 0.32 | 30 | 126,216,36,306 | 20 |  | Fixed | Roof
NJSTRE1545386837 | NJSRRE1544171611 | Transition Incentive Program | PINEHURST | 8201 | 19 | 8.19 | Residential | Yes | Behind the Meter | Net-metered residential rooftop and canopy |  | None | Vivint Solar Developer, LLC | AC Electric | Accepted | 2020-01-15 | 2020-01-20 | 2021-10-30 | SOLAREDGE | SE7600H-US | Inverters | 7600 |  | 1 |  |  | 0.992 |  | Outdoor | Near the Utility Meter
NJSTRE1545386837 | NJSRRE1544171611 | Transition Incentive Program | PINEHURST | 8201 | 19 | 8.19 | Residential | Yes | Behind the Meter | Net-metered residential rooftop and canopy |  | None | Vivint Solar Developer, LLC | AC Electric | Accepted | 2020-01-15 | 2020-01-20 | 2021-10-30 | HANWHA SOLAR | Q.PEAK BLK-G5 315 | Solar Panels |  | 0.315 | 7 | 102 | 21 |  | Fixed | Roof
NJSTRE1545386837 | NJSRRE1544171611 | Transition Incentive Program | PINEHURST | 8201 | 19 | 8.19 | Residential | Yes | Behind the Meter | Net-metered residential rooftop and canopy |  | None | Vivint Solar Developer, LLC | AC Electric | Accepted | 2020-01-15 | 2020-01-20 | 2021-10-30 | HANWHA SOLAR | Q.PEAK BLK-G5 315 | Solar Panels |  | 0.315 | 11 | 282 | 21 |  | Fixed | Roof
NJSTRE1545386837 | NJSRRE1544171611 | Transition Incentive Program | PINEHURST | 8201 | 19 | 8.19 | Residential | Yes | Behind the Meter | Net-metered residential rooftop and canopy |  | None | Vivint Solar Developer, LLC | AC Electric | Accepted | 2020-01-15 | 2020-01-20 | 2021-10-30 | HANWHA SOLAR | Q.PEAK BLK-G5 315 | Solar Panels |  | 0.315 | 8 | 192 | 21 |  | Fixed | Roof
NJSTRE1545386838 | NJSRRE1543426164 | Transition Incentive Program | Paterson | 7502 | 6 | 4.91 | Residential | No | Behind the Meter | Net-metered residential rooftop and canopy |  | None | Seabright Solar | PSE&G | Accepted | 2019-11-27 | 2019-11-27 | 2021-10-30 | Sunpower | SPR-E20-327 | Inverters | 0.32 |  | 15 |  |  | 0.99 |  | Outside | Roof
NJSTRE1545386838 | NJSRRE1543426164 | Transition Incentive Program | Paterson | 7502 | 6 | 4.91 | Residential | No | Behind the Meter | Net-metered residential rooftop and canopy |  | None | Seabright Solar | PSE&G | Accepted | 2019-11-27 | 2019-11-27 | 2021-10-30 | Sunpower | SPR-E20-327 | Solar Panels |  | 0.327 | 10 | 229 | 21 |  | Fixed | Roof
NJSTRE1545386838 | NJSRRE1543426164 | Transition Incentive Program | Paterson | 7502 | 6 | 4.91 | Residential | No | Behind the Meter | Net-metered residential rooftop and canopy |  | None | Seabright Solar | PSE&G | Accepted | 2019-11-27 | 2019-11-27 | 2021-10-30 | Sunpower | SPR-E20-327 | Solar Panels |  | 0.327 | 5 | 49 | 21 |  | Fixed | Roof
NJSTRE1545386839 | NJSRRE1544354773 | Transition Incentive Program | PENNSAUKEN | 8109 | 14 | 6.3 | Residential | Yes | Behind the Meter | Net-metered residential rooftop and canopy |  | None | Vivint Solar Developer, LLC | PSE&G | Accepted | 2020-02-06 | 2020-02-07 | 2021-10-30 | Solar Edge | SE7600H-US | Inverters | 7600 |  | 1 |  |  | 0.992 |  | Outdoor | Near the Utility Meter
NJSTRE1545386839 | NJSRRE1544354773 | Transition Incentive Program | PENNSAUKEN | 8109 | 14 | 6.3 | Residential | Yes | Behind the Meter | Net-metered residential rooftop and canopy |  | None | Vivint Solar Developer, LLC | PSE&G | Accepted | 2020-02-06 | 2020-02-07 | 2021-10-30 | Hanwha Solar | Q.PEAK BLK-G5 315 | Solar Panels |  | 0.315 | 10 | 300 | 31 |  | Fixed | Roof
NJSTRE1545386839 | NJSRRE1544354773 | Transition Incentive Program | PENNSAUKEN | 8109 | 14 | 6.3 | Residential | Yes | Behind the Meter | Net-metered residential rooftop and canopy |  | None | Vivint Solar Developer, LLC | PSE&G | Accepted | 2020-02-06 | 2020-02-07 | 2021-10-30 | Hanwha Solar | Q.PEAK BLK-G5 315 | Solar Panels |  | 0.315 | 10 | 120 | 31 |  | Fixed | Roof
NJSTRE1545386840 | NJSRRE1544514491 | Transition Incentive Program | TOMS RIVER | 8753 | 18 | 7.36 | Residential | Yes | Behind the Meter | Net-metered residential rooftop and canopy |  | None | Vivint Solar Developer, LLC | JCP&L | Accepted | 2020-02-24 | 2020-02-25 | 2021-10-30 | SOLAREDGE | SE7600H-US | Inverters | 7600 |  | 1 |  |  | 0.992 |  | Outdoor | Near the Utility Meter
NJSTRE1545386840 | NJSRRE1544514491 | Transition Incentive Program | TOMS RIVER | 8753 | 18 | 7.36 | Residential | Yes | Behind the Meter | Net-metered residential rooftop and canopy |  | None | Vivint Solar Developer, LLC | JCP&L | Accepted | 2020-02-24 | 2020-02-25 | 2021-10-30 | JINKO SOLAR | JKM320M-60HBL | Solar Panels |  | 0.32 | 15 | 87 | 45 |  | Fixed | Roof
NJSTRE1545386840 | NJSRRE1544514491 | Transition Incentive Program | TOMS RIVER | 8753 | 18 | 7.36 | Residential | Yes | Behind the Meter | Net-metered residential rooftop and canopy |  | None | Vivint Solar Developer, LLC | JCP&L | Accepted | 2020-02-24 | 2020-02-25 | 2021-10-30 | JINKO SOLAR | JKM320M-60HBL | Solar Panels |  | 0.32 | 8 | 267 | 45 |  | Fixed | Roof
NJSTRE1545386842 | NJSRRE1544524652 | Transition Incentive Program | Newark City | 7103 | 9 | 3.72 | Residential | Yes | Behind the Meter | Behind the Meter |  | None | Sunrun Installation Services, Inc. | PSE&G | Eligible for TI Program | 2020-02-24 | 2020-02-27 | 2021-10-30 | Enphase Energy | IQ7-60-x-US (240V) | Inverters | 240 |  | 12 |  |  | 0.96 |  | Outdoor | Rooftop
NJSTRE1545386842 | NJSRRE1544524652 | Transition Incentive Program | Newark City | 7103 | 9 | 3.72 | Residential | Yes | Behind the Meter | Behind the Meter |  | None | Sunrun Installation Services, Inc. | PSE&G | Eligible for TI Program | 2020-02-24 | 2020-02-27 | 2021-10-30 | REC Solar | REC310TP2M | Solar Panels |  | 0.31 | 12 | 196 | 34 |  | Fixed | Roof
NJSTRE1545386843 | NJSRRE1543828820 | Transition Incentive Program | CLEMENTON | 8021 | 14 | 6.93 | Residential | Yes | Behind the Meter | Net-metered residential rooftop and canopy |  | None | Vivint Solar Developer, LLC | AC Electric | Accepted | 2019-12-31 | 2020-01-03 | 2021-10-30 | Solar Edge | SE7600H-US | Inverters | 7600 |  | 1 |  |  | 0.992 |  | Outdoor | Near the utility meter
NJSTRE1545386843 | NJSRRE1543828820 | Transition Incentive Program | CLEMENTON | 8021 | 14 | 6.93 | Residential | Yes | Behind the Meter | Net-metered residential rooftop and canopy |  | None | Vivint Solar Developer, LLC | AC Electric | Accepted | 2019-12-31 | 2020-01-03 | 2021-10-30 | Hanwha Solar | Q.PEAK BLK-G5 315 | Solar Panels |  | 0.315 | 12 | 319 | 20 |  | Fixed | Roof
NJSTRE1545386843 | NJSRRE1543828820 | Transition Incentive Program | CLEMENTON | 8021 | 14 | 6.93 | Residential | Yes | Behind the Meter | Net-metered residential rooftop and canopy |  | None | Vivint Solar Developer, LLC | AC Electric | Accepted | 2019-12-31 | 2020-01-03 | 2021-10-30 | Hanwha Solar | Q.PEAK BLK-G5 315 | Solar Panels |  | 0.315 | 10 | 139 | 20 |  | Fixed | Roof
NJSTRE1545386845 | NJSRRE1544165067 | Transition Incentive Program | Vineland | 8360 | 20 | 4.91 | Residential | Yes | Behind the Meter | Net-metered residential rooftop and canopy |  | None | SunnyMac LLC | Vineland Muni Electric | Accepted | 2020-01-14 | 2020-01-20 | 2021-10-30 | enphase | iq7xs-96-acm-us | Inverters | 0.315 |  | 15 |  |  | 0.99 |  | Outdoor | roof
NJSTRE1545386845 | NJSRRE1544165067 | Transition Incentive Program | Vineland | 8360 | 20 | 4.91 | Residential | Yes | Behind the Meter | Net-metered residential rooftop and canopy |  | None | SunnyMac LLC | Vineland Muni Electric | Accepted | 2020-01-14 | 2020-01-20 | 2021-10-30 | Sunpower | spr-e20-327 | Solar Panels |  | 0.327 | 15 | 272 | 27 |  | Fixed | Roof
NJSTRE1545386846 | NJSRRE1543496233 | Transition Incentive Program | Mickleton | 8056 | 15 | 25.68 | Residential | No | Behind the Meter | Behind the Meter |  | None | Sunny Corp | AC Electric | Eligible for TI Program | 2019-12-06 | 2019-12-10 | 2021-10-30 | ENPHASE | IQ7X | Inverters | 1.37 |  | 79 |  |  | 0.1 |  | Outdoor | ON ROOF
NJSTRE1545386846 | NJSRRE1543496233 | Transition Incentive Program | Mickleton | 8056 | 15 | 25.68 | Residential | No | Behind the Meter | Behind the Meter |  | None | Sunny Corp | AC Electric | Eligible for TI Program | 2019-12-06 | 2019-12-10 | 2021-10-30 | PANASONIC | VBHN325KA03 | Solar Panels |  | 0.325 | 5 | 82 | 45 |  | Fixed | Roof
NJSTRE1545386846 | NJSRRE1543496233 | Transition Incentive Program | Mickleton | 8056 | 15 | 25.68 | Residential | No | Behind the Meter | Behind the Meter |  | None | Sunny Corp | AC Electric | Eligible for TI Program | 2019-12-06 | 2019-12-10 | 2021-10-30 | PANASONIC | VBHN325KA3 | Solar Panels |  | 0.325 | 6 | 262 | 43 |  | Fixed | Roof
NJSTRE1545386846 | NJSRRE1543496233 | Transition Incentive Program | Mickleton | 8056 | 15 | 25.68 | Residential | No | Behind the Meter | Behind the Meter |  | None | Sunny Corp | AC Electric | Eligible for TI Program | 2019-12-06 | 2019-12-10 | 2021-10-30 | PANASONIC | VBHN325KA03 | Solar Panels |  | 0.325 | 5 | 262 | 43 |  | Fixed | Roof
NJSTRE1545386846 | NJSRRE1543496233 | Transition Incentive Program | Mickleton | 8056 | 15 | 25.68 | Residential | No | Behind the Meter | Behind the Meter |  | None | Sunny Corp | AC Electric | Eligible for TI Program | 2019-12-06 | 2019-12-10 | 2021-10-30 | PANASONIC | VBHN325KA03 | Solar Panels |  | 0.325 | 12 | 262 | 44 |  | Fixed | Roof
NJSTRE1545386846 | NJSRRE1543496233 | Transition Incentive Program | Mickleton | 8056 | 15 | 25.68 | Residential | No | Behind the Meter | Behind the Meter |  | None | Sunny Corp | AC Electric | Eligible for TI Program | 2019-12-06 | 2019-12-10 | 2021-10-30 | PANASONIC | VBHN325KA03 | Solar Panels |  | 0.325 | 5 | 172 | 34 |  | Fixed | Roof
NJSTRE1545386846 | NJSRRE1543496233 | Transition Incentive Program | Mickleton | 8056 | 15 | 25.68 | Residential | No | Behind the Meter | Behind the Meter |  | None | Sunny Corp | AC Electric | Eligible for TI Program | 2019-12-06 | 2019-12-10 | 2021-10-30 | PANASONIC | VBHN325KA03 | Solar Panels |  | 0.325 | 17 | 172 | 33 |  | Fixed | Roof
NJSTRE1545386846 | NJSRRE1543496233 | Transition Incentive Program | Mickleton | 8056 | 15 | 25.68 | Residential | No | Behind the Meter | Behind the Meter |  | None | Sunny Corp | AC Electric | Eligible for TI Program | 2019-12-06 | 2019-12-10 | 2021-10-30 | PANASONIC | VBHN325KA03 | Solar Panels |  | 0.325 | 6 | 8 | 46 |  | Fixed | Roof
NJSTRE1545386846 | NJSRRE1543496233 | Transition Incentive Program | Mickleton | 8056 | 15 | 25.68 | Residential | No | Behind the Meter | Behind the Meter |  | None | Sunny Corp | AC Electric | Eligible for TI Program | 2019-12-06 | 2019-12-10 | 2021-10-30 | PANASONIC | VBHN325KA03 | Solar Panels |  | 0.325 | 20 | 172 | 33 |  | Fixed | Roof
NJSTRE1545386846 | NJSRRE1543496233 | Transition Incentive Program | Mickleton | 8056 | 15 | 25.68 | Residential | No | Behind the Meter | Behind the Meter |  | None | Sunny Corp | AC Electric | Eligible for TI Program | 2019-12-06 | 2019-12-10 | 2021-10-30 | PANASONIC | VBHN325KA03 | Solar Panels |  | 0.325 | 3 | 262 | 44 |  | Fixed | Roof
NJSTRE1545386847 | NJSRRE1544199109 | Transition Incentive Program | Orange | 7050 | 9 | 5.12 | Residential | Yes | Behind the Meter | Behind the Meter |  | None | Skyline Solar, LLC | PSE&G | Eligible for TI Program | 2020-01-20 | 2020-01-23 | 2021-10-30 | SolarEdge | SE3800H-US | Inverters | 3800 |  | 1 |  |  | 0.99 |  | Outside | within ten feet of meter
NJSTRE1545386847 | NJSRRE1544199109 | Transition Incentive Program | Orange | 7050 | 9 | 5.12 | Residential | Yes | Behind the Meter | Behind the Meter |  | None | Skyline Solar, LLC | PSE&G | Eligible for TI Program | 2020-01-20 | 2020-01-23 | 2021-10-30 | Hanwha Q-Cells | Q.PEAK DUO-G5 320 | Solar Panels |  | 0.32 | 16 | 122302 | 29 |  | Fixed | Roof
NJSTRE1545386848 | NJSRRE1544529906 | Transition Incentive Program | CLIFFWOOD | 7721 | 17 | 7.68 | Residential | Yes | Behind the Meter | Net-metered residential rooftop and canopy |  | None | Vivint Solar Developer, LLC | JCP&L | Accepted | 2020-02-25 | 2020-02-27 | 2021-10-30 | SOLAREDGE | SE7600H-US | Inverters | 7600 |  | 1 |  |  | 0.992 |  | Outdoor | Near the Utility Meter
NJSTRE1545386848 | NJSRRE1544529906 | Transition Incentive Program | CLIFFWOOD | 7721 | 17 | 7.68 | Residential | Yes | Behind the Meter | Net-metered residential rooftop and canopy |  | None | Vivint Solar Developer, LLC | JCP&L | Accepted | 2020-02-25 | 2020-02-27 | 2021-10-30 | JINKO SOLAR | JKM320M-60HBL | Solar Panels |  | 0.32 | 18 | 216 | 37 |  | Fixed | Roof
NJSTRE1545386848 | NJSRRE1544529906 | Transition Incentive Program | CLIFFWOOD | 7721 | 17 | 7.68 | Residential | Yes | Behind the Meter | Net-metered residential rooftop and canopy |  | None | Vivint Solar Developer, LLC | JCP&L | Accepted | 2020-02-25 | 2020-02-27 | 2021-10-30 | JINKO SOLAR | JKM320M-60HBL | Solar Panels |  | 0.32 | 6 | 216 | 22 |  | Fixed | Roof
NJSTRE1545386849 | NJSRRE1543450697 | Transition Incentive Program | North Bergen | 7047 | 8 | 3.78 | Residential | Yes | Behind the Meter | Net-metered residential rooftop and canopy |  | None | Suntuity Solar LLC | PSE&G | Accepted | 2019-11-27 | 2019-12-03 | 2021-10-30 | Enphase Energy | IQ7-60-2-US | Inverters | 240 |  | 12 |  |  | 0.97 |  | Outdoor | Behind the PV Modules
NJSTRE1545386849 | NJSRRE1543450697 | Transition Incentive Program | North Bergen | 7047 | 8 | 3.78 | Residential | Yes | Behind the Meter | Net-metered residential rooftop and canopy |  | None | Suntuity Solar LLC | PSE&G | Accepted | 2019-11-27 | 2019-12-03 | 2021-10-30 | Yingli Green Energy | YL315D-30b | Solar Panels |  | 0.315 | 9 | 28 | 35 |  | Fixed | Roof
NJSTRE1545386849 | NJSRRE1543450697 | Transition Incentive Program | North Bergen | 7047 | 8 | 3.78 | Residential | Yes | Behind the Meter | Net-metered residential rooftop and canopy |  | None | Suntuity Solar LLC | PSE&G | Accepted | 2019-11-27 | 2019-12-03 | 2021-10-30 | Yingli Green Energy | YL315D-30b | Solar Panels |  | 0.315 | 3 | 208 | 25 |  | Fixed | Roof
NJSTRE1545386850 | NJSRRE1543572412 | Transition Incentive Program | West Windsor Township | 8550 | 12 | 13.05 | Residential | Yes | Behind the Meter | Behind the Meter |  | None | Sunrun Installation Services, Inc. | PSE&G | Eligible for TI Program | 2019-12-19 | 2019-12-26 | 2021-10-30 | Delta Electronics | M6-TL-US | Inverters | 5760 |  | 1 |  |  | 0.96 |  | Outdoor | Next To Meter
NJSTRE1545386850 | NJSRRE1543572412 | Transition Incentive Program | West Windsor Township | 8550 | 12 | 13.05 | Residential | Yes | Behind the Meter | Behind the Meter |  | None | Sunrun Installation Services, Inc. | PSE&G | Eligible for TI Program | 2019-12-19 | 2019-12-26 | 2021-10-30 | Delta Electronics | M5-TL-US | Inverters | 4800 |  | 1 |  |  | 0.96 |  | Outdoor | Next To Meter
NJSTRE1545386850 | NJSRRE1543572412 | Transition Incentive Program | West Windsor Township | 8550 | 12 | 13.05 | Residential | Yes | Behind the Meter | Behind the Meter |  | None | Sunrun Installation Services, Inc. | PSE&G | Eligible for TI Program | 2019-12-19 | 2019-12-26 | 2021-10-30 | REC Solar | REC290TP2 BLK | Solar Panels |  | 0.29 | 23 | 112 | 34 |  | Fixed | Roof
NJSTRE1545386850 | NJSRRE1543572412 | Transition Incentive Program | West Windsor Township | 8550 | 12 | 13.05 | Residential | Yes | Behind the Meter | Behind the Meter |  | None | Sunrun Installation Services, Inc. | PSE&G | Eligible for TI Program | 2019-12-19 | 2019-12-26 | 2021-10-30 | REC Solar | REC290TP2 BLK | Solar Panels |  | 0.29 | 22 | 112 | 34 |  | Fixed | Roof
NJSTRE1545386852 | NJSRRE1544308970 | Transition Incentive Program | Bergenfield Boro | 7621 | 7 | 5.12 | Residential | Yes | Behind the Meter | Behind the Meter |  | None | Skyline Solar, LLC | PSE&G | Eligible for TI Program | 2020-01-27 | 2020-01-29 | 2021-10-30 | SolarEdge | SE3800H-US | Inverters | 3800 |  | 1 |  |  | 0.99 |  | Outside | within ten feet of meter
NJSTRE1545386852 | NJSRRE1544308970 | Transition Incentive Program | Bergenfield Boro | 7621 | 7 | 5.12 | Residential | Yes | Behind the Meter | Behind the Meter |  | None | Skyline Solar, LLC | PSE&G | Eligible for TI Program | 2020-01-27 | 2020-01-29 | 2021-10-30 | Hanwha Q-Cells | Q.PEAK DUO-G5 320 | Solar Panels |  | 0.32 | 16 | 265,85 | 31 |  | Fixed | Roof
NJSTRE1545386854 | NJSRRE1543463273 | Transition Incentive Program | Jackson | 8527 | 18 | 9.6 | Residential | Yes | Behind the Meter | Behind the Meter |  | None | Skyline Solar, LLC | JCP&L | Eligible for TI Program | 2019-12-02 | 2019-12-04 | 2021-10-30 | SolarEdge | SE7600H-US | Inverters | 7600 |  | 1 |  |  | 0.99 |  | Outside | within ten feet of meter
NJSTRE1545386854 | NJSRRE1543463273 | Transition Incentive Program | Jackson | 8527 | 18 | 9.6 | Residential | Yes | Behind the Meter | Behind the Meter |  | None | Skyline Solar, LLC | JCP&L | Eligible for TI Program | 2019-12-02 | 2019-12-04 | 2021-10-30 | Hanwha Q-Cells | Q.PEAK DUO-G5 320 | Solar Panels |  | 0.32 | 30 | 177,177,87 | 30 |  | Fixed | Roof
NJSTRE1545386855 | NJSRRE1544550206 | Transition Incentive Program | Haledon | 7508 | 6 | 12.4 | Residential | Yes | Behind the Meter | Behind the Meter |  | None | Sunrun Installation Services, Inc. | PSE&G | Eligible for TI Program | 2020-02-28 | 2020-03-04 | 2021-10-30 | Enphase Energy | IQ7-60-x-US (240V) | Inverters | 240 |  | 40 |  |  | 0.96 |  | Outdoor | Rooftop
NJSTRE1545386855 | NJSRRE1544550206 | Transition Incentive Program | Haledon | 7508 | 6 | 12.4 | Residential | Yes | Behind the Meter | Behind the Meter |  | None | Sunrun Installation Services, Inc. | PSE&G | Eligible for TI Program | 2020-02-28 | 2020-03-04 | 2021-10-30 | REC Solar | REC310TP2M | Solar Panels |  | 0.31 | 12 | 173 | 27 |  | Fixed | Roof
NJSTRE1545386855 | NJSRRE1544550206 | Transition Incentive Program | Haledon | 7508 | 6 | 12.4 | Residential | Yes | Behind the Meter | Behind the Meter |  | None | Sunrun Installation Services, Inc. | PSE&G | Eligible for TI Program | 2020-02-28 | 2020-03-04 | 2021-10-30 | REC Solar | REC310TP2M | Solar Panels |  | 0.31 | 15 | 263 | 30 |  | Fixed | Roof
NJSTRE1545386855 | NJSRRE1544550206 | Transition Incentive Program | Haledon | 7508 | 6 | 12.4 | Residential | Yes | Behind the Meter | Behind the Meter |  | None | Sunrun Installation Services, Inc. | PSE&G | Eligible for TI Program | 2020-02-28 | 2020-03-04 | 2021-10-30 | REC Solar | REC310TP2M | Solar Panels |  | 0.31 | 9 | 83 | 30 |  | Fixed | Roof
NJSTRE1545386855 | NJSRRE1544550206 | Transition Incentive Program | Haledon | 7508 | 6 | 12.4 | Residential | Yes | Behind the Meter | Behind the Meter |  | None | Sunrun Installation Services, Inc. | PSE&G | Eligible for TI Program | 2020-02-28 | 2020-03-04 | 2021-10-30 | REC Solar | REC310TP2M | Solar Panels |  | 0.31 | 4 | 353 | 27 |  | Fixed | Roof
NJSTRE1545386856 | NJSRRE1543509815 | Transition Incentive Program | Ogdensburg | 7439 | 1 | 6.67 | Residential | Yes | Behind the Meter | Behind the Meter |  | None | Sunrun Installation Services, Inc. | JCP&L | Eligible for TI Program | 2019-12-11 | 2019-12-16 | 2021-10-30 | Delta Electronics | M6-TL-US | Inverters | 5760 |  | 1 |  |  | 0.96 |  | Outdoor | Next To Meter
NJSTRE1545386856 | NJSRRE1543509815 | Transition Incentive Program | Ogdensburg | 7439 | 1 | 6.67 | Residential | Yes | Behind the Meter | Behind the Meter |  | None | Sunrun Installation Services, Inc. | JCP&L | Eligible for TI Program | 2019-12-11 | 2019-12-16 | 2021-10-30 | REC Solar | REC290TP2 BLK | Solar Panels |  | 0.29 | 5 | 115 | 27 |  | Fixed | Roof
NJSTRE1545386856 | NJSRRE1543509815 | Transition Incentive Program | Ogdensburg | 7439 | 1 | 6.67 | Residential | Yes | Behind the Meter | Behind the Meter |  | None | Sunrun Installation Services, Inc. | JCP&L | Eligible for TI Program | 2019-12-11 | 2019-12-16 | 2021-10-30 | REC Solar | REC290TP2 BLK | Solar Panels |  | 0.29 | 18 | 205 | 26 |  | Fixed | Roof
NJSTRE1545386858 | NJSRRE1543500295 | Transition Incentive Program | WAYNE | 7470 | 6 | 15.75 | Residential | Yes | Behind the Meter | Net-metered residential rooftop and canopy |  | None | Vivint Solar Developer, LLC | PSE&G | Accepted | 2019-12-09 | 2019-12-10 | 2021-10-30 | SOLAREDGE | SE7600H-US | Inverters | 7600 |  | 1 |  |  | 0.992 |  | Outdoor | Near the Utility Meter
NJSTRE1545386858 | NJSRRE1543500295 | Transition Incentive Program | WAYNE | 7470 | 6 | 15.75 | Residential | Yes | Behind the Meter | Net-metered residential rooftop and canopy |  | None | Vivint Solar Developer, LLC | PSE&G | Accepted | 2019-12-09 | 2019-12-10 | 2021-10-30 | SOLAREDGE | SE3800H-US | Inverters | 3800 |  | 1 |  |  | 0.992 |  | Outdoor | Near the Utility Meter
NJSTRE1545386858 | NJSRRE1543500295 | Transition Incentive Program | WAYNE | 7470 | 6 | 15.75 | Residential | Yes | Behind the Meter | Net-metered residential rooftop and canopy |  | None | Vivint Solar Developer, LLC | PSE&G | Accepted | 2019-12-09 | 2019-12-10 | 2021-10-30 | HANWHA SOLAR | Q.PEAK BLK-G5 315 | Solar Panels |  | 0.315 | 15 | 257 | 33 |  | Fixed | Roof
NJSTRE1545386858 | NJSRRE1543500295 | Transition Incentive Program | WAYNE | 7470 | 6 | 15.75 | Residential | Yes | Behind the Meter | Net-metered residential rooftop and canopy |  | None | Vivint Solar Developer, LLC | PSE&G | Accepted | 2019-12-09 | 2019-12-10 | 2021-10-30 | HANWHA SOLAR | Q.PEAK BLK-G5 315 | Solar Panels |  | 0.315 | 10 | 167 | 44 |  | Fixed | Roof
NJSTRE1545386858 | NJSRRE1543500295 | Transition Incentive Program | WAYNE | 7470 | 6 | 15.75 | Residential | Yes | Behind the Meter | Net-metered residential rooftop and canopy |  | None | Vivint Solar Developer, LLC | PSE&G | Accepted | 2019-12-09 | 2019-12-10 | 2021-10-30 | HANWHA SOLAR | Q.PEAK BLK-G5 315 | Solar Panels |  | 0.315 | 12 | 167 | 45 |  | Fixed | Roof
NJSTRE1545386858 | NJSRRE1543500295 | Transition Incentive Program | WAYNE | 7470 | 6 | 15.75 | Residential | Yes | Behind the Meter | Net-metered residential rooftop and canopy |  | None | Vivint Solar Developer, LLC | PSE&G | Accepted | 2019-12-09 | 2019-12-10 | 2021-10-30 | HANWHA SOLAR | Q.PEAK BLK-G5 315 | Solar Panels |  | 0.315 | 6 | 167 | 44 |  | Fixed | Roof
NJSTRE1545386858 | NJSRRE1543500295 | Transition Incentive Program | WAYNE | 7470 | 6 | 15.75 | Residential | Yes | Behind the Meter | Net-metered residential rooftop and canopy |  | None | Vivint Solar Developer, LLC | PSE&G | Accepted | 2019-12-09 | 2019-12-10 | 2021-10-30 | HANWHA SOLAR | Q.PEAK BLK-G5 315 | Solar Panels |  | 0.315 | 7 | 167 | 45 |  | Fixed | Roof
NJSTRE1545386862 | NJSRRE1543827189 | Transition Incentive Program | Mendham | 7945 | 3 | 17.6 | Residential | Yes | Behind the Meter | Behind the Meter |  | None | Sunrun Installation Services, Inc. | JCP&L | Eligible for TI Program | 2019-12-30 | 2020-01-03 | 2021-10-30 | Delta Electronics | M10-TL-US | Inverters | 9600 |  | 1 |  |  | 0.96 |  | Outdoor | Next To Meter
NJSTRE1545386862 | NJSRRE1543827189 | Transition Incentive Program | Mendham | 7945 | 3 | 17.6 | Residential | Yes | Behind the Meter | Behind the Meter |  | None | Sunrun Installation Services, Inc. | JCP&L | Eligible for TI Program | 2019-12-30 | 2020-01-03 | 2021-10-30 | Delta Electronics | M5-TL-US | Inverters | 4800 |  | 1 |  |  | 0.96 |  | Outdoor | Next To Meter
NJSTRE1545386862 | NJSRRE1543827189 | Transition Incentive Program | Mendham | 7945 | 3 | 17.6 | Residential | Yes | Behind the Meter | Behind the Meter |  | None | Sunrun Installation Services, Inc. | JCP&L | Eligible for TI Program | 2019-12-30 | 2020-01-03 | 2021-10-30 | Hanwha Q-Cells | Q.PEAK DUO-G7 320 | Solar Panels |  | 0.32 | 19 | 182 | 34 |  | Fixed | Roof
NJSTRE1545386862 | NJSRRE1543827189 | Transition Incentive Program | Mendham | 7945 | 3 | 17.6 | Residential | Yes | Behind the Meter | Behind the Meter |  | None | Sunrun Installation Services, Inc. | JCP&L | Eligible for TI Program | 2019-12-30 | 2020-01-03 | 2021-10-30 | Hanwha Q-Cells | Q.PEAK DUO-G7 320 | Solar Panels |  | 0.32 | 36 | 182 | 34 |  | Fixed | Roof
NJSTRE1545386864 | NJSRRE1544352933 | Transition Incentive Program | Newark | 7103 | 9 | 9.61 | Residential | Yes | Behind the Meter | Net-metered residential rooftop and canopy |  | None | Sunrun Installation Services, Inc. | PSE&G | Accepted | 2020-02-04 | 2020-02-07 | 2021-10-30 | Delta Electronics | M8-TL-US | Inverters | 7680 |  | 1 |  |  | 0.96 |  | Outdoor | Next To Meter
NJSTRE1545386864 | NJSRRE1544352933 | Transition Incentive Program | Newark | 7103 | 9 | 9.61 | Residential | Yes | Behind the Meter | Net-metered residential rooftop and canopy |  | None | Sunrun Installation Services, Inc. | PSE&G | Accepted | 2020-02-04 | 2020-02-07 | 2021-10-30 | REC Solar | REC310TP2M | Solar Panels |  | 0.31 | 11 | 215 | 30 |  | Fixed | Roof
NJSTRE1545386864 | NJSRRE1544352933 | Transition Incentive Program | Newark | 7103 | 9 | 9.61 | Residential | Yes | Behind the Meter | Net-metered residential rooftop and canopy |  | None | Sunrun Installation Services, Inc. | PSE&G | Accepted | 2020-02-04 | 2020-02-07 | 2021-10-30 | REC Solar | REC310TP2M | Solar Panels |  | 0.31 | 20 | 36 | 30 |  | Fixed | Roof
NJSTRE1545386865 | NJSRRE1544309142 | Transition Incentive Program | Sicklerville | 8081 | 14 | 10.71 | Residential | Yes | Behind the Meter | Behind the Meter |  | None | Orbit Energy & Power, LLC | AC Electric | Eligible for TI Program | 2020-01-27 | 2020-01-30 | 2021-10-30 | Enphase | IQ7-60-2-US | Inverters | 0.24 |  | 34 |  |  | 0.99 |  | Outside | Roof
NJSTRE1545386865 | NJSRRE1544309142 | Transition Incentive Program | Sicklerville | 8081 | 14 | 10.71 | Residential | Yes | Behind the Meter | Behind the Meter |  | None | Orbit Energy & Power, LLC | AC Electric | Eligible for TI Program | 2020-01-27 | 2020-01-30 | 2021-10-30 | Hanwha | Q.PEAK DUO-BLK-G5 315W | Solar Panels |  | 0.315 | 14 | 338 | 16 |  | Fixed | Roof
NJSTRE1545386865 | NJSRRE1544309142 | Transition Incentive Program | Sicklerville | 8081 | 14 | 10.71 | Residential | Yes | Behind the Meter | Behind the Meter |  | None | Orbit Energy & Power, LLC | AC Electric | Eligible for TI Program | 2020-01-27 | 2020-01-30 | 2021-10-30 | Hanwha | Q.PEAK DUO BLK-G5 315W | Solar Panels |  | 0.315 | 20 | 158 | 16 |  | Fixed | Roof
NJSTRE1545386868 | NJSRRE1544151515 | Transition Incentive Program | Lakewood Township | 8701 | 18 | 16.32 | Residential | Yes | Behind the Meter | Behind the Meter |  | None | Sunrun Installation Services, Inc. | JCP&L | Eligible for TI Program | 2020-01-09 | 2020-01-14 | 2021-10-30 | Delta Electronics | M4-TL-US | Inverters | 3840 |  | 1 |  |  | 0.96 |  | Outdoor | Next To Meter
NJSTRE1545386868 | NJSRRE1544151515 | Transition Incentive Program | Lakewood Township | 8701 | 18 | 16.32 | Residential | Yes | Behind the Meter | Behind the Meter |  | None | Sunrun Installation Services, Inc. | JCP&L | Eligible for TI Program | 2020-01-09 | 2020-01-14 | 2021-10-30 | Delta Electronics | M10-TL-US | Inverters | 9600 |  | 1 |  |  | 0.96 |  | Outdoor | Next To Meter
NJSTRE1545386868 | NJSRRE1544151515 | Transition Incentive Program | Lakewood Township | 8701 | 18 | 16.32 | Residential | Yes | Behind the Meter | Behind the Meter |  | None | Sunrun Installation Services, Inc. | JCP&L | Eligible for TI Program | 2020-01-09 | 2020-01-14 | 2021-10-30 | Hanwha Q-Cells | Q.PEAK DUO-G7 320 | Solar Panels |  | 0.32 | 7 | 93 | 30 |  | Fixed | Roof
NJSTRE1545386868 | NJSRRE1544151515 | Transition Incentive Program | Lakewood Township | 8701 | 18 | 16.32 | Residential | Yes | Behind the Meter | Behind the Meter |  | None | Sunrun Installation Services, Inc. | JCP&L | Eligible for TI Program | 2020-01-09 | 2020-01-14 | 2021-10-30 | Hanwha Q-Cells | Q.PEAK DUO-G7 320 | Solar Panels |  | 0.32 | 13 | 183 | 30 |  | Fixed | Roof
NJSTRE1545386868 | NJSRRE1544151515 | Transition Incentive Program | Lakewood Township | 8701 | 18 | 16.32 | Residential | Yes | Behind the Meter | Behind the Meter |  | None | Sunrun Installation Services, Inc. | JCP&L | Eligible for TI Program | 2020-01-09 | 2020-01-14 | 2021-10-30 | Hanwha Q-Cells | Q.PEAK DUO-G7 320 | Solar Panels |  | 0.32 | 24 | 183 | 30 |  | Fixed | Roof
NJSTRE1545386868 | NJSRRE1544151515 | Transition Incentive Program | Lakewood Township | 8701 | 18 | 16.32 | Residential | Yes | Behind the Meter | Behind the Meter |  | None | Sunrun Installation Services, Inc. | JCP&L | Eligible for TI Program | 2020-01-09 | 2020-01-14 | 2021-10-30 | Hanwha Q-Cells | Q.PEAK DUO-G7 320 | Solar Panels |  | 0.32 | 7 | 272 | 30 |  | Fixed | Roof
NJSTRE1545386870 | NJSRRE1544512276 | Transition Incentive Program | cape may | 8204 | 21 | 6.7 | Residential | Yes | Behind the Meter | Net-metered residential rooftop and canopy |  | None | Vision Solar LLC | AC Electric | Accepted | 2020-02-20 | 2020-02-24 | 2021-10-30 | enphase | iq7-60-2-us | Inverters | 0.25 |  | 20 |  |  | 0.96 |  | Other | behind panels
NJSTRE1545386870 | NJSRRE1544512276 | Transition Incentive Program | cape may | 8204 | 21 | 6.7 | Residential | Yes | Behind the Meter | Net-metered residential rooftop and canopy |  | None | Vision Solar LLC | AC Electric | Accepted | 2020-02-20 | 2020-02-24 | 2021-10-30 | lg solar | lg335n1k-v5 | Solar Panels |  | 0.335 | 20 | 197 | 30 |  | Fixed | Roof
NJSTRE1545386872 | NJSRRE1543486303 | Transition Incentive Program | Hampton | 8827 | 4 | 11.6 | Residential | Yes | Behind the Meter | Behind the Meter |  | None | Sunrun Installation Services, Inc. | JCP&L | Eligible for TI Program | 2019-12-05 | 2019-12-10 | 2021-10-30 | Enphase Energy | IQ7-60-x-US (240V) | Inverters | 240 |  | 40 |  |  | 0.96 |  | Outdoor | Rooftop
NJSTRE1545386872 | NJSRRE1543486303 | Transition Incentive Program | Hampton | 8827 | 4 | 11.6 | Residential | Yes | Behind the Meter | Behind the Meter |  | None | Sunrun Installation Services, Inc. | JCP&L | Eligible for TI Program | 2019-12-05 | 2019-12-10 | 2021-10-30 | REC Solar | REC290TP2 BLK | Solar Panels |  | 0.29 | 3 | 110 | 18 |  | Fixed | Roof
NJSTRE1545386872 | NJSRRE1543486303 | Transition Incentive Program | Hampton | 8827 | 4 | 11.6 | Residential | Yes | Behind the Meter | Behind the Meter |  | None | Sunrun Installation Services, Inc. | JCP&L | Eligible for TI Program | 2019-12-05 | 2019-12-10 | 2021-10-30 | REC Solar | REC290TP2 BLK | Solar Panels |  | 0.29 | 22 | 20 | 18 |  | Fixed | Roof
NJSTRE1545386872 | NJSRRE1543486303 | Transition Incentive Program | Hampton | 8827 | 4 | 11.6 | Residential | Yes | Behind the Meter | Behind the Meter |  | None | Sunrun Installation Services, Inc. | JCP&L | Eligible for TI Program | 2019-12-05 | 2019-12-10 | 2021-10-30 | REC Solar | REC290TP2 BLK | Solar Panels |  | 0.29 | 15 | 202 | 20 |  | Fixed | Roof
NJSTRE1545386873 | NJSRRE1544419548 | Transition Incentive Program | Monroe Township | 8831 | 11 | 5.99 | Residential | Yes | Behind the Meter | Net-metered residential rooftop and canopy |  | None | Vivint Solar Developer, LLC | JCP&L | Accepted | 2020-02-07 | 2020-02-11 | 2021-10-30 | SOLAREDGE | SE7600H-US | Inverters | 7600 |  | 1 |  |  | 0.992 |  | Outdoor | Near the Utility Meter
NJSTRE1545386873 | NJSRRE1544419548 | Transition Incentive Program | Monroe Township | 8831 | 11 | 5.99 | Residential | Yes | Behind the Meter | Net-metered residential rooftop and canopy |  | None | Vivint Solar Developer, LLC | JCP&L | Accepted | 2020-02-07 | 2020-02-11 | 2021-10-30 | HANWHA SOLAR | Q.PEAK BLK-G5 315 | Solar Panels |  | 0.315 | 7 | 171 | 19 |  | Fixed | Roof
NJSTRE1545386873 | NJSRRE1544419548 | Transition Incentive Program | Monroe Township | 8831 | 11 | 5.99 | Residential | Yes | Behind the Meter | Net-metered residential rooftop and canopy |  | None | Vivint Solar Developer, LLC | JCP&L | Accepted | 2020-02-07 | 2020-02-11 | 2021-10-30 | HANWHA SOLAR | Q.PEAK BLK-G5 315 | Solar Panels |  | 0.315 | 12 | 261 | 19 |  | Fixed | Roof
NJSTRE1545386875 | NJSRRE1543433656 | Transition Incentive Program | voorhees | 8043 | 14 | 8.7 | Residential | No | Behind the Meter | Behind the Meter |  | None | raynor electric | AC Electric | Eligible for TI Program | 2019-11-21 | 2019-11-25 | 2021-10-30 | Itron | CL200 | Meters |  |  | 1 |  |  |  | Yes
NJSTRE1545386875 | NJSRRE1543433656 | Transition Incentive Program | voorhees | 8043 | 14 | 8.7 | Residential | No | Behind the Meter | Behind the Meter |  | None | raynor electric | AC Electric | Eligible for TI Program | 2019-11-21 | 2019-11-25 | 2021-10-30 | SMA | sunnyboy5000US | Inverters | 5000 |  | 2 |  |  | 0.97 |  | Outdoor | next to utlity meter
NJSTRE1545386875 | NJSRRE1543433656 | Transition Incentive Program | voorhees | 8043 | 14 | 8.7 | Residential | No | Behind the Meter | Behind the Meter |  | None | raynor electric | AC Electric | Eligible for TI Program | 2019-11-21 | 2019-11-25 | 2021-10-30 | solvinti | PLM-235 | Solar Panels |  | 0.235 | 37 | 237 | 28 |  | Fixed | Roof | Garage
NJSTRE1545386876 | NJSRRE1544157754 | Transition Incentive Program | Jackson Township | 8527 | 18 | 8 | Residential | Yes | Behind the Meter | Behind the Meter |  | None | Sunrun Installation Services, Inc. | JCP&L | Eligible for TI Program | 2020-01-10 | 2020-01-15 | 2021-10-30 | Delta Electronics | M8-TL-US | Inverters | 7680 |  | 1 |  |  | 0.96 |  | Outdoor | Next To Meter
NJSTRE1545386876 | NJSRRE1544157754 | Transition Incentive Program | Jackson Township | 8527 | 18 | 8 | Residential | Yes | Behind the Meter | Behind the Meter |  | None | Sunrun Installation Services, Inc. | JCP&L | Eligible for TI Program | 2020-01-10 | 2020-01-15 | 2021-10-30 | Hanwha Q-Cells | Q.PEAK DUO-G7 320 | Solar Panels |  | 0.32 | 13 | 138 | 23 |  | Fixed | Roof
NJSTRE1545386876 | NJSRRE1544157754 | Transition Incentive Program | Jackson Township | 8527 | 18 | 8 | Residential | Yes | Behind the Meter | Behind the Meter |  | None | Sunrun Installation Services, Inc. | JCP&L | Eligible for TI Program | 2020-01-10 | 2020-01-15 | 2021-10-30 | Hanwha Q-Cells | Q.PEAK DUO-G7 320 | Solar Panels |  | 0.32 | 12 | 318 | 23 |  | Fixed | Roof
NJSTRE1545386877 | NJSRRE1544540539 | Transition Incentive Program | Westville | 8093 | 15 | 14.88 | Residential | No | Behind the Meter | Behind the Meter |  | None | Skyline Solar LLC | PSE&G | Eligible for TI Program | 2020-02-26 | 2020-02-28 | 2021-10-30 | Solaredge | SE-CTRGM-240A | Meters |  |  | 1 |  |  |  | Yes
NJSTRE1545386877 | NJSRRE1544540539 | Transition Incentive Program | Westville | 8093 | 15 | 14.88 | Residential | No | Behind the Meter | Behind the Meter |  | None | Skyline Solar LLC | PSE&G | Eligible for TI Program | 2020-02-26 | 2020-02-28 | 2021-10-30 | Solaredge | SE10000H-US RGM | Inverters | 10000 |  | 1 |  |  | 0.99 |  | Outdoor | N/A
NJSTRE1545386877 | NJSRRE1544540539 | Transition Incentive Program | Westville | 8093 | 15 | 14.88 | Residential | No | Behind the Meter | Behind the Meter |  | None | Skyline Solar LLC | PSE&G | Eligible for TI Program | 2020-02-26 | 2020-02-28 | 2021-10-30 | Certainteed | CT310M | Solar Panels |  | 0.31 | 48 | 225 | 10 |  | Fixed | Roof
NJSTRE1545386878 | NJSRRE1543481569 | Transition Incentive Program | Piscataway | 8854 | 11 | 9.14 | Residential | Yes | Behind the Meter | Net-metered residential rooftop and canopy |  | None | Vivint Solar Developer, LLC | PSE&G | Accepted | 2019-12-07 | 2019-12-09 | 2021-10-30 | SOLAREDGE | SE3800H-US | Inverters | 3800 |  | 2 |  |  | 0.992 |  | Outdoor | Near the Utility Meter
NJSTRE1545386878 | NJSRRE1543481569 | Transition Incentive Program | Piscataway | 8854 | 11 | 9.14 | Residential | Yes | Behind the Meter | Net-metered residential rooftop and canopy |  | None | Vivint Solar Developer, LLC | PSE&G | Accepted | 2019-12-07 | 2019-12-09 | 2021-10-30 | HANWHA SOLAR | Q.PEAK BLK-G5 315 | Solar Panels |  | 0.315 | 5 | 323 | 5 |  | Fixed | Roof
NJSTRE1545386878 | NJSRRE1543481569 | Transition Incentive Program | Piscataway | 8854 | 11 | 9.14 | Residential | Yes | Behind the Meter | Net-metered residential rooftop and canopy |  | None | Vivint Solar Developer, LLC | PSE&G | Accepted | 2019-12-07 | 2019-12-09 | 2021-10-30 | HANWHA SOLAR | Q.PEAK BLK-G5 315 | Solar Panels |  | 0.315 | 10 | 323 | 11 |  | Fixed | Roof
NJSTRE1545386878 | NJSRRE1543481569 | Transition Incentive Program | Piscataway | 8854 | 11 | 9.14 | Residential | Yes | Behind the Meter | Net-metered residential rooftop and canopy |  | None | Vivint Solar Developer, LLC | PSE&G | Accepted | 2019-12-07 | 2019-12-09 | 2021-10-30 | HANWHA SOLAR | Q.PEAK BLK-G5 315 | Solar Panels |  | 0.315 | 14 | 233 | 26 |  | Fixed | Roof
NJSTRE1545386879 | NJSRRE1543565086 | Transition Incentive Program | Prospect Park | 7508 | 6 | 6.21 | Residential | Yes | Behind the Meter | Net-metered residential rooftop and canopy |  | None | SunPower Corporation, Systems | PSE&G | Accepted | 2019-12-18 | 2019-12-20 | 2021-10-30 | SUNPOWER | SPR-E20-327-E-AC | Inverters | 320 |  | 19 |  |  | 0.96 |  | Other | under each panel
NJSTRE1545386879 | NJSRRE1543565086 | Transition Incentive Program | Prospect Park | 7508 | 6 | 6.21 | Residential | Yes | Behind the Meter | Net-metered residential rooftop and canopy |  | None | SunPower Corporation, Systems | PSE&G | Accepted | 2019-12-18 | 2019-12-20 | 2021-10-30 | SUNPOWER | SPR-E20-327-E-AC | Solar Panels |  | 0.327 | 11 | 134 | 32 |  | Fixed | Roof
NJSTRE1545386879 | NJSRRE1543565086 | Transition Incentive Program | Prospect Park | 7508 | 6 | 6.21 | Residential | Yes | Behind the Meter | Net-metered residential rooftop and canopy |  | None | SunPower Corporation, Systems | PSE&G | Accepted | 2019-12-18 | 2019-12-20 | 2021-10-30 | SUNPOWER | SPR-E20-327-E-AC | Solar Panels |  | 0.327 | 8 | 134 | 7 |  | Fixed | Roof
NJSTRE1545386880 | NJSRRE1543443439 | Transition Incentive Program | PENNSAUKEN | 8109 | 14 | 8.19 | Residential | Yes | Behind the Meter | Net-metered residential rooftop and canopy |  | None | Vivint Solar Developer, LLC | PSE&G | Accepted | 2019-11-29 | 2019-12-02 | 2021-10-30 | SolarEdge | SE7600H-US | Inverters | 7600 |  | 1 |  |  | 0.992 |  | Outdoor | Near the Utility Meter
NJSTRE1545386880 | NJSRRE1543443439 | Transition Incentive Program | PENNSAUKEN | 8109 | 14 | 8.19 | Residential | Yes | Behind the Meter | Net-metered residential rooftop and canopy |  | None | Vivint Solar Developer, LLC | PSE&G | Accepted | 2019-11-29 | 2019-12-02 | 2021-10-30 | Hanwha Solar | Q.PEAK BLK-G5 315 | Solar Panels |  | 0.315 | 18 | 72 | 40 |  | Fixed | Roof
NJSTRE1545386880 | NJSRRE1543443439 | Transition Incentive Program | PENNSAUKEN | 8109 | 14 | 8.19 | Residential | Yes | Behind the Meter | Net-metered residential rooftop and canopy |  | None | Vivint Solar Developer, LLC | PSE&G | Accepted | 2019-11-29 | 2019-12-02 | 2021-10-30 | Hanwha Solar | Q.PEAK BLK-G5 315 | Solar Panels |  | 0.315 | 8 | 252 | 40 |  | Fixed | Roof
NJSTRE1545386881 | NJSRRE1544321078 | Transition Incentive Program | Monroe Township | 8831 | 11 | 7.56 | Residential | Yes | Behind the Meter | Net-metered residential rooftop and canopy |  | None | Vivint Solar Developer, LLC | JCP&L | Accepted | 2020-01-29 | 2020-01-31 | 2021-10-30 | SOLAREDGE | SE7600H-US | Inverters | 7600 |  | 1 |  |  | 0.992 |  | Outdoor | Near the Utility Meter
NJSTRE1545386881 | NJSRRE1544321078 | Transition Incentive Program | Monroe Township | 8831 | 11 | 7.56 | Residential | Yes | Behind the Meter | Net-metered residential rooftop and canopy |  | None | Vivint Solar Developer, LLC | JCP&L | Accepted | 2020-01-29 | 2020-01-31 | 2021-10-30 | HANWHA SOLAR | Q.PEAK BLK-G5 315 | Solar Panels |  | 0.315 | 18 | 197 | 34 |  | Fixed | Roof
NJSTRE1545386881 | NJSRRE1544321078 | Transition Incentive Program | Monroe Township | 8831 | 11 | 7.56 | Residential | Yes | Behind the Meter | Net-metered residential rooftop and canopy |  | None | Vivint Solar Developer, LLC | JCP&L | Accepted | 2020-01-29 | 2020-01-31 | 2021-10-30 | HANWHA SOLAR | Q.PEAK BLK-G5 315 | Solar Panels |  | 0.315 | 6 | 17 | 34 |  | Fixed | Roof
NJSTRE1545386882 | NJSRRE1544310774 | Transition Incentive Program | Middlesex | 8846 | 11 | 8.51 | Residential | Yes | Behind the Meter | Net-metered residential rooftop and canopy |  | None | Suntuity Solar LLC | PSE&G | Accepted | 2020-01-28 | 2020-01-30 | 2021-10-30 | Enphase Energy | IQ7-60-2-US | Inverters | 240 |  | 27 |  |  | 0.97 |  | Outdoor | Behind the PV Modules
NJSTRE1545386882 | NJSRRE1544310774 | Transition Incentive Program | Middlesex | 8846 | 11 | 8.51 | Residential | Yes | Behind the Meter | Net-metered residential rooftop and canopy |  | None | Suntuity Solar LLC | PSE&G | Accepted | 2020-01-28 | 2020-01-30 | 2021-10-30 | Hanwha Solar | Q-Cells 315 Mono | Solar Panels |  | 0.315 | 4 | 174 | 27 |  | Fixed | Roof
NJSTRE1545386882 | NJSRRE1544310774 | Transition Incentive Program | Middlesex | 8846 | 11 | 8.51 | Residential | Yes | Behind the Meter | Net-metered residential rooftop and canopy |  | None | Suntuity Solar LLC | PSE&G | Accepted | 2020-01-28 | 2020-01-30 | 2021-10-30 | Hanwha Solar | Q-Cells 315 Mono | Solar Panels |  | 0.315 | 23 | 174 | 27 |  | Fixed | Roof
NJSTRE1545386884 | NJSRRE1543501909 | Transition Incentive Program | West Windsor Twp | 8540 | 12 | 5.22 | Residential | Yes | Behind the Meter | Behind the Meter |  | None | Sunrun Installation Services, Inc. | PSE&G | Eligible for TI Program | 2019-12-09 | 2019-12-11 | 2021-10-30 | Delta Electronics | M5-TL-US | Inverters | 4800 |  | 1 |  |  | 0.96 |  | Outdoor | Next To Meter
NJSTRE1545386884 | NJSRRE1543501909 | Transition Incentive Program | West Windsor Twp | 8540 | 12 | 5.22 | Residential | Yes | Behind the Meter | Behind the Meter |  | None | Sunrun Installation Services, Inc. | PSE&G | Eligible for TI Program | 2019-12-09 | 2019-12-11 | 2021-10-30 | REC Solar | REC290TP2 BLK | Solar Panels |  | 0.29 | 6 | 229 | 40 |  | Fixed | Roof
NJSTRE1545386884 | NJSRRE1543501909 | Transition Incentive Program | West Windsor Twp | 8540 | 12 | 5.22 | Residential | Yes | Behind the Meter | Behind the Meter |  | None | Sunrun Installation Services, Inc. | PSE&G | Eligible for TI Program | 2019-12-09 | 2019-12-11 | 2021-10-30 | REC Solar | REC290TP2 BLK | Solar Panels |  | 0.29 | 12 | 138 | 34 |  | Fixed | Roof
NJSTRE1545386885 | NJSRRE1544473164 | Transition Incentive Program | Scotch Plains Twp | 7076 | 10 | 15.12 | Residential | Yes | Behind the Meter | Net-metered residential rooftop and canopy |  | None | Tesla Energy Operations Inc. | PSE&G | Accepted | 2020-02-19 | 2020-02-24 | 2021-10-30 | Tesla | AC Powerwall 2.0 | Electric Storage Battery |  |  | 4 |  |  |  | Lithium Ion |  | Outside
NJSTRE1545386885 | NJSRRE1544473164 | Transition Incentive Program | Scotch Plains Twp | 7076 | 10 | 15.12 | Residential | Yes | Behind the Meter | Net-metered residential rooftop and canopy |  | None | Tesla Energy Operations Inc. | PSE&G | Accepted | 2020-02-19 | 2020-02-24 | 2021-10-30 | SolarEdge Technologies Ltd | SE7600H-US [240V] | Inverters | 7600 |  | 2 |  |  | 0.99 |  | Outside | outside
NJSTRE1545386885 | NJSRRE1544473164 | Transition Incentive Program | Scotch Plains Twp | 7076 | 10 | 15.12 | Residential | Yes | Behind the Meter | Net-metered residential rooftop and canopy |  | None | Tesla Energy Operations Inc. | PSE&G | Accepted | 2020-02-19 | 2020-02-24 | 2021-10-30 | Hanwha Q CELLS | Q.PEAK DUO BLK-G5/SC315 | Solar Panels |  | 0.315 | 2 | 229 | 27 |  | Fixed | Roof
NJSTRE1545386885 | NJSRRE1544473164 | Transition Incentive Program | Scotch Plains Twp | 7076 | 10 | 15.12 | Residential | Yes | Behind the Meter | Net-metered residential rooftop and canopy |  | None | Tesla Energy Operations Inc. | PSE&G | Accepted | 2020-02-19 | 2020-02-24 | 2021-10-30 | Hanwha Q CELLS | Q.PEAK DUO BLK-G5/SC315 | Solar Panels |  | 0.315 | 6 | 139 | 27 |  | Fixed | Roof
NJSTRE1545386885 | NJSRRE1544473164 | Transition Incentive Program | Scotch Plains Twp | 7076 | 10 | 15.12 | Residential | Yes | Behind the Meter | Net-metered residential rooftop and canopy |  | None | Tesla Energy Operations Inc. | PSE&G | Accepted | 2020-02-19 | 2020-02-24 | 2021-10-30 | Hanwha Q CELLS | Q.PEAK DUO BLK-G5/SC315 | Solar Panels |  | 0.315 | 22 | 139 | 24 |  | Fixed | Roof
NJSTRE1545386885 | NJSRRE1544473164 | Transition Incentive Program | Scotch Plains Twp | 7076 | 10 | 15.12 | Residential | Yes | Behind the Meter | Net-metered residential rooftop and canopy |  | None | Tesla Energy Operations Inc. | PSE&G | Accepted | 2020-02-19 | 2020-02-24 | 2021-10-30 | Hanwha Q CELLS | Q.PEAK DUO BLK-G5/SC315 | Solar Panels |  | 0.315 | 18 | 319 | 27 |  | Fixed | Roof
NJSTRE1545386886 | NJSRRE1543481553 | Transition Incentive Program | JAMESBURG | 8831 | 11 | 10.4 | Residential | Yes | Behind the Meter | Net-metered residential rooftop and canopy |  | None | Vivint Solar Developer, LLC | JCP&L | Accepted | 2019-12-07 | 2019-12-09 | 2021-10-30 | SOLAREDGE | SE7600H-US | Inverters | 7600 |  | 1 |  |  | 0.992 |  | Outdoor | Near the Utility Meter
NJSTRE1545386886 | NJSRRE1543481553 | Transition Incentive Program | JAMESBURG | 8831 | 11 | 10.4 | Residential | Yes | Behind the Meter | Net-metered residential rooftop and canopy |  | None | Vivint Solar Developer, LLC | JCP&L | Accepted | 2019-12-07 | 2019-12-09 | 2021-10-30 | HANWHA SOLAR | Q.PEAK BLK-G5 315 | Solar Panels |  | 0.315 | 4 | 158 | 27 |  | Fixed | Roof
NJSTRE1545386886 | NJSRRE1543481553 | Transition Incentive Program | JAMESBURG | 8831 | 11 | 10.4 | Residential | Yes | Behind the Meter | Net-metered residential rooftop and canopy |  | None | Vivint Solar Developer, LLC | JCP&L | Accepted | 2019-12-07 | 2019-12-09 | 2021-10-30 | HANWHA SOLAR | Q.PEAK BLK-G5 315 | Solar Panels |  | 0.315 | 5 | 338 | 23 |  | Fixed | Roof
NJSTRE1545386886 | NJSRRE1543481553 | Transition Incentive Program | JAMESBURG | 8831 | 11 | 10.4 | Residential | Yes | Behind the Meter | Net-metered residential rooftop and canopy |  | None | Vivint Solar Developer, LLC | JCP&L | Accepted | 2019-12-07 | 2019-12-09 | 2021-10-30 | HANWHA SOLAR | Q.PEAK BLK-G5 315 | Solar Panels |  | 0.315 | 10 | 158 | 23 |  | Fixed | Roof
NJSTRE1545386886 | NJSRRE1543481553 | Transition Incentive Program | JAMESBURG | 8831 | 11 | 10.4 | Residential | Yes | Behind the Meter | Net-metered residential rooftop and canopy |  | None | Vivint Solar Developer, LLC | JCP&L | Accepted | 2019-12-07 | 2019-12-09 | 2021-10-30 | HANWHA SOLAR | Q.PEAK BLK-G5 315 | Solar Panels |  | 0.315 | 14 | 338 | 27 |  | Fixed | Roof
NJSTRE1545386888 | NJSRRE1544333170 | Transition Incentive Program | Somerset | 8873 | 5 | 16.7 | Residential | Yes | Behind the Meter | Net-metered residential rooftop and canopy |  | None | Suntuity Solar LLC | PSE&G | Accepted | 2020-01-30 | 2020-02-03 | 2021-10-30 | Enphase Energy | IQ7-60-2-US | Inverters | 240 |  | 53 |  |  | 0.97 |  | Outdoor | Behind the PV Modules
NJSTRE1545386888 | NJSRRE1544333170 | Transition Incentive Program | Somerset | 8873 | 5 | 16.7 | Residential | Yes | Behind the Meter | Net-metered residential rooftop and canopy |  | None | Suntuity Solar LLC | PSE&G | Accepted | 2020-01-30 | 2020-02-03 | 2021-10-30 | Hanwha Solar | Q-Cells 315 Mono | Solar Panels |  | 0.315 | 26 | 218 | 18 |  | Fixed | Roof
NJSTRE1545386888 | NJSRRE1544333170 | Transition Incentive Program | Somerset | 8873 | 5 | 16.7 | Residential | Yes | Behind the Meter | Net-metered residential rooftop and canopy |  | None | Suntuity Solar LLC | PSE&G | Accepted | 2020-01-30 | 2020-02-03 | 2021-10-30 | Hanwha Solar | Q-Cells 315 Mono | Solar Panels |  | 0.315 | 27 | 38 | 18 |  | Fixed | Roof
NJSTRE1545386889 | NJSRRE1544326481 | Transition Incentive Program | Belleville | 7109 | 9 | 6.21 | Residential | Yes | Behind the Meter | Net-metered residential rooftop and canopy |  | None | Seabright Solar | PSE&G | Accepted |  | 2020-02-20 | 2021-10-30 | Sunpower | SPR-E20-327 | Inverters | 0.32 |  | 19 |  |  | 0.99 |  | Outside | Roof
NJSTRE1545386889 | NJSRRE1544326481 | Transition Incentive Program | Belleville | 7109 | 9 | 6.21 | Residential | Yes | Behind the Meter | Net-metered residential rooftop and canopy |  | None | Seabright Solar | PSE&G | Accepted |  | 2020-02-20 | 2021-10-30 | Sunpower | SPR-E20-327 | Solar Panels |  | 0.327 | 13 | 196 | 42 |  | Fixed | Roof
NJSTRE1545386889 | NJSRRE1544326481 | Transition Incentive Program | Belleville | 7109 | 9 | 6.21 | Residential | Yes | Behind the Meter | Net-metered residential rooftop and canopy |  | None | Seabright Solar | PSE&G | Accepted |  | 2020-02-20 | 2021-10-30 | Sunpower | SPR-E20-327 | Solar Panels |  | 0.327 | 6 | 16 | 42 |  | Fixed | Roof
NJSTRE1545386890 | NJSRRE1544120803 | Transition Incentive Program | Egg Harbor TWP | 8234 | 19 | 7.26 | Residential | No | Behind the Meter | Net-metered residential rooftop and canopy |  | None | Whitman Construction, LLC | AC Electric | Accepted | 2020-01-07 | 2020-01-10 | 2021-10-30 | Enphase Energy | IQ7X-96-2-US | Inverters | 0.315 |  | 22 |  |  | 0.975 |  | Outside | roof
NJSTRE1545386890 | NJSRRE1544120803 | Transition Incentive Program | Egg Harbor TWP | 8234 | 19 | 7.26 | Residential | No | Behind the Meter | Net-metered residential rooftop and canopy |  | None | Whitman Construction, LLC | AC Electric | Accepted | 2020-01-07 | 2020-01-10 | 2021-10-30 | Panasonic | VBHN330SA17 | Solar Panels |  | 0.33 | 12 | 218 | 30 |  | Fixed | Roof
NJSTRE1545386890 | NJSRRE1544120803 | Transition Incentive Program | Egg Harbor TWP | 8234 | 19 | 7.26 | Residential | No | Behind the Meter | Net-metered residential rooftop and canopy |  | None | Whitman Construction, LLC | AC Electric | Accepted | 2020-01-07 | 2020-01-10 | 2021-10-30 | Panasonic | VBHN330SA17 | Solar Panels |  | 0.33 | 10 | 218 | 45 |  | Fixed | Roof
NJSTRE1545386892 | NJSRRE1544549870 | Transition Incentive Program | BRIDGEWATER | 8807 | 5 | 3.85 | Residential | No | Behind the Meter | Behind the Meter |  | None | Infinity Solar Systems | PSE&G | Eligible for TI Program | 2020-02-28 | 2020-03-04 | 2021-10-30 | ENPHASE | IQ7-60-X-US | Inverters | 240 |  | 11 |  |  | 0.97 |  | Outside | MICROINVERTERS
NJSTRE1545386892 | NJSRRE1544549870 | Transition Incentive Program | BRIDGEWATER | 8807 | 5 | 3.85 | Residential | No | Behind the Meter | Behind the Meter |  | None | Infinity Solar Systems | PSE&G | Eligible for TI Program | 2020-02-28 | 2020-03-04 | 2021-10-30 | LG | LG350N1C-V5 | Solar Panels |  | 0.35 | 11 | 174 | 33 |  | Fixed | Roof
NJSTRE1545386896 | NJSRRE1544358298 | Transition Incentive Program | Orange City | 7050 | 9 | 10.54 | Residential | Yes | Behind the Meter | Behind the Meter |  | None | Sunrun Installation Services, Inc. | PSE&G | Eligible for TI Program | 2020-02-05 | 2020-02-07 | 2021-10-30 | Delta Electronics | M10-TL-US | Inverters | 9600 |  | 1 |  |  | 0.96 |  | Outdoor | Next To Meter
NJSTRE1545386896 | NJSRRE1544358298 | Transition Incentive Program | Orange City | 7050 | 9 | 10.54 | Residential | Yes | Behind the Meter | Behind the Meter |  | None | Sunrun Installation Services, Inc. | PSE&G | Eligible for TI Program | 2020-02-05 | 2020-02-07 | 2021-10-30 | REC Solar | REC310TP2M | Solar Panels |  | 0.31 | 16 | 37 | 34 |  | Fixed | Roof
NJSTRE1545386896 | NJSRRE1544358298 | Transition Incentive Program | Orange City | 7050 | 9 | 10.54 | Residential | Yes | Behind the Meter | Behind the Meter |  | None | Sunrun Installation Services, Inc. | PSE&G | Eligible for TI Program | 2020-02-05 | 2020-02-07 | 2021-10-30 | REC Solar | REC310TP2M | Solar Panels |  | 0.31 | 18 | 216 | 34 |  | Fixed | Roof
NJSTRE1545386897 | NJSRRE1544524559 | Transition Incentive Program | Woodbridge Township | 8863 | 11 | 3.6 | Residential | No | Behind the Meter | Net-metered residential rooftop and canopy |  | None | SunPower Corporation, Systems | PSE&G | Accepted | 2020-02-24 | 2020-02-27 | 2021-10-30 | SUNPOWER | SPR-E20-327-E-AC | Inverters | 320 |  | 11 |  |  | 0.96 |  | Other | under each panel
NJSTRE1545386897 | NJSRRE1544524559 | Transition Incentive Program | Woodbridge Township | 8863 | 11 | 3.6 | Residential | No | Behind the Meter | Net-metered residential rooftop and canopy |  | None | SunPower Corporation, Systems | PSE&G | Accepted | 2020-02-24 | 2020-02-27 | 2021-10-30 | SUNPOWER | SPR-E20-327-E-AC | Solar Panels |  | 0.327 | 11 | 342 | 14 |  | Fixed | Roof
NJSTRE1545386898 | NJSRRE1544546600 | Transition Incentive Program | MANAHAWKIN | 8050 | 18 | 14.72 | Residential | Yes | Behind the Meter | Net-metered residential rooftop and canopy |  | None | Vivint Solar Developer, LLC | AC Electric | Accepted | 2020-02-28 | 2020-03-03 | 2021-10-30 | SOLAREDGE | SE10000H-US | Inverters | 10000 |  | 1 |  |  | 0.992 |  | Outdoor | Near the Utility Meter
NJSTRE1545386898 | NJSRRE1544546600 | Transition Incentive Program | MANAHAWKIN | 8050 | 18 | 14.72 | Residential | Yes | Behind the Meter | Net-metered residential rooftop and canopy |  | None | Vivint Solar Developer, LLC | AC Electric | Accepted | 2020-02-28 | 2020-03-03 | 2021-10-30 | JINKO SOLAR | JKM320M-60HBL | Solar Panels |  | 0.32 | 15 | 65 | 27 |  | Fixed | Roof
NJSTRE1545386898 | NJSRRE1544546600 | Transition Incentive Program | MANAHAWKIN | 8050 | 18 | 14.72 | Residential | Yes | Behind the Meter | Net-metered residential rooftop and canopy |  | None | Vivint Solar Developer, LLC | AC Electric | Accepted | 2020-02-28 | 2020-03-03 | 2021-10-30 | JINKO SOLAR | JKM320M-60HBL | Solar Panels |  | 0.32 | 4 | 245 | 27 |  | Fixed | Roof
NJSTRE1545386898 | NJSRRE1544546600 | Transition Incentive Program | MANAHAWKIN | 8050 | 18 | 14.72 | Residential | Yes | Behind the Meter | Net-metered residential rooftop and canopy |  | None | Vivint Solar Developer, LLC | AC Electric | Accepted | 2020-02-28 | 2020-03-03 | 2021-10-30 | JINKO SOLAR | JKM320M-60HBL | Solar Panels |  | 0.32 | 2 | 155 | 27 |  | Fixed | Roof
NJSTRE1545386898 | NJSRRE1544546600 | Transition Incentive Program | MANAHAWKIN | 8050 | 18 | 14.72 | Residential | Yes | Behind the Meter | Net-metered residential rooftop and canopy |  | None | Vivint Solar Developer, LLC | AC Electric | Accepted | 2020-02-28 | 2020-03-03 | 2021-10-30 | JINKO SOLAR | JKM320M-60HBL | Solar Panels |  | 0.32 | 13 | 65 | 27 |  | Fixed | Roof
NJSTRE1545386898 | NJSRRE1544546600 | Transition Incentive Program | MANAHAWKIN | 8050 | 18 | 14.72 | Residential | Yes | Behind the Meter | Net-metered residential rooftop and canopy |  | None | Vivint Solar Developer, LLC | AC Electric | Accepted | 2020-02-28 | 2020-03-03 | 2021-10-30 | JINKO SOLAR | JKM320M-60HBL | Solar Panels |  | 0.32 | 10 | 245 | 27 |  | Fixed | Roof
NJSTRE1545386898 | NJSRRE1544546600 | Transition Incentive Program | MANAHAWKIN | 8050 | 18 | 14.72 | Residential | Yes | Behind the Meter | Net-metered residential rooftop and canopy |  | None | Vivint Solar Developer, LLC | AC Electric | Accepted | 2020-02-28 | 2020-03-03 | 2021-10-30 | JINKO SOLAR | JKM320M-60HBL | Solar Panels |  | 0.32 | 2 | 335 | 27 |  | Fixed | Roof
NJSTRE1545386902 | NJSRRE1544468804 | Transition Incentive Program | Linden City | 7036 | 10 | 8.06 | Residential | Yes | Behind the Meter | Behind the Meter |  | None | Sunrun Installation Services, Inc. | PSE&G | Eligible for TI Program | 2020-02-18 | 2020-02-20 | 2021-10-30 | Delta Electronics | M8-TL-US | Inverters | 7680 |  | 1 |  |  | 0.96 |  | Outdoor | Next To Meter
NJSTRE1545386902 | NJSRRE1544468804 | Transition Incentive Program | Linden City | 7036 | 10 | 8.06 | Residential | Yes | Behind the Meter | Behind the Meter |  | None | Sunrun Installation Services, Inc. | PSE&G | Eligible for TI Program | 2020-02-18 | 2020-02-20 | 2021-10-30 | REC Solar | REC310TP2M | Solar Panels |  | 0.31 | 14 | 305 | 30 |  | Fixed | Roof
NJSTRE1545386902 | NJSRRE1544468804 | Transition Incentive Program | Linden City | 7036 | 10 | 8.06 | Residential | Yes | Behind the Meter | Behind the Meter |  | None | Sunrun Installation Services, Inc. | PSE&G | Eligible for TI Program | 2020-02-18 | 2020-02-20 | 2021-10-30 | REC Solar | REC310TP2M | Solar Panels |  | 0.31 | 12 | 125 | 9 |  | Fixed | Roof
NJSTRE1545386903 | NJSRRE1544162019 | Transition Incentive Program | Roselle | 7203 | 10 | 11.97 | Residential | Yes | Behind the Meter | Net-metered residential rooftop and canopy |  | None | Vivint Solar Developer, LLC | PSE&G | Accepted | 2020-01-15 | 2020-01-16 | 2021-10-30 | SOLAREDGE | SE10000H-US | Inverters | 10000 |  | 1 |  |  | 0.992 |  | Outdoor | Near the Utility Meter
NJSTRE1545386903 | NJSRRE1544162019 | Transition Incentive Program | Roselle | 7203 | 10 | 11.97 | Residential | Yes | Behind the Meter | Net-metered residential rooftop and canopy |  | None | Vivint Solar Developer, LLC | PSE&G | Accepted | 2020-01-15 | 2020-01-16 | 2021-10-30 | HANWHA SOLAR | Q.PEAK BLK-G5 315 | Solar Panels |  | 0.315 | 14 | 124 | 21 |  | Fixed | Roof
NJSTRE1545386903 | NJSRRE1544162019 | Transition Incentive Program | Roselle | 7203 | 10 | 11.97 | Residential | Yes | Behind the Meter | Net-metered residential rooftop and canopy |  | None | Vivint Solar Developer, LLC | PSE&G | Accepted | 2020-01-15 | 2020-01-16 | 2021-10-30 | HANWHA SOLAR | Q.PEAK BLK-G5 315 | Solar Panels |  | 0.315 | 24 | 304 | 21 |  | Fixed | Roof
NJSTRE1545386904 | NJSRRE1544191766 | Transition Incentive Program | Little Egg Harbor | 8087 | 18 | 5.9 | Residential | No | Behind the Meter | Behind the Meter |  | None | Batelli Electric Co. Inc. | AC Electric | Eligible for TI Program | 2020-01-17 | 2020-01-24 | 2021-10-30 | SMA | SB6.0-1SP-US-40 | Inverters | 6300 |  | 1 |  |  | 0.976 |  | Outside | Side of house
NJSTRE1545386904 | NJSRRE1544191766 | Transition Incentive Program | Little Egg Harbor | 8087 | 18 | 5.9 | Residential | No | Behind the Meter | Behind the Meter |  | None | Batelli Electric Co. Inc. | AC Electric | Eligible for TI Program | 2020-01-17 | 2020-01-24 | 2021-10-30 | Solar World | SWA 295Mono Black | Solar Panels |  | 0.295 | 20 | South | 20 |  | Fixed | Roof
NJSTRE1545386905 | NJSRRE1543826383 | Transition Incentive Program | Sicklerville | 8081 | 14 | 9.14 | Residential | Yes | Behind the Meter | Net-metered residential rooftop and canopy |  | None | Suntuity Solar LLC | AC Electric | Accepted | 2019-12-30 | 2020-01-03 | 2021-10-30 | Enphase Energy | IQ7-60-2-US | Inverters | 240 |  | 29 |  |  | 0.97 |  | Outdoor | Behind the PV Modules
NJSTRE1545386905 | NJSRRE1543826383 | Transition Incentive Program | Sicklerville | 8081 | 14 | 9.14 | Residential | Yes | Behind the Meter | Net-metered residential rooftop and canopy |  | None | Suntuity Solar LLC | AC Electric | Accepted | 2019-12-30 | 2020-01-03 | 2021-10-30 | Hanwha Q cells | Hanwha Q.Peak Duo Blk- G5 315 | Solar Panels |  | 0.315 | 29 | 133 | 23 |  | Fixed | Roof
NJSTRE1545386906 | NJSRRE1544514472 | Transition Incentive Program | TOMS RIVER | 8757 | 18 | 16.96 | Residential | Yes | Behind the Meter | Net-metered residential rooftop and canopy |  | None | Vivint Solar Developer, LLC | JCP&L | Accepted | 2020-02-22 | 2020-02-25 | 2021-10-30 | SOLAREDGE | SE7600H-US | Inverters | 7600 |  | 1 |  |  | 0.992 |  | Outdoor | Near the Utility Meter
NJSTRE1545386906 | NJSRRE1544514472 | Transition Incentive Program | TOMS RIVER | 8757 | 18 | 16.96 | Residential | Yes | Behind the Meter | Net-metered residential rooftop and canopy |  | None | Vivint Solar Developer, LLC | JCP&L | Accepted | 2020-02-22 | 2020-02-25 | 2021-10-30 | SOLAREDGE | SE3800H-US | Inverters | 3800 |  | 1 |  |  | 0.992 |  | Outdoor | Near the Utility Meter
NJSTRE1545386906 | NJSRRE1544514472 | Transition Incentive Program | TOMS RIVER | 8757 | 18 | 16.96 | Residential | Yes | Behind the Meter | Net-metered residential rooftop and canopy |  | None | Vivint Solar Developer, LLC | JCP&L | Accepted | 2020-02-22 | 2020-02-25 | 2021-10-30 | JINKO SOLAR | JKM320M-60HBL | Solar Panels |  | 0.32 | 28 | 167 | 24 |  | Fixed | Roof
NJSTRE1545386906 | NJSRRE1544514472 | Transition Incentive Program | TOMS RIVER | 8757 | 18 | 16.96 | Residential | Yes | Behind the Meter | Net-metered residential rooftop and canopy |  | None | Vivint Solar Developer, LLC | JCP&L | Accepted | 2020-02-22 | 2020-02-25 | 2021-10-30 | JINKO SOLAR | JKM320M-60HBL | Solar Panels |  | 0.32 | 8 | 167 | 24 |  | Fixed | Roof
NJSTRE1545386906 | NJSRRE1544514472 | Transition Incentive Program | TOMS RIVER | 8757 | 18 | 16.96 | Residential | Yes | Behind the Meter | Net-metered residential rooftop and canopy |  | None | Vivint Solar Developer, LLC | JCP&L | Accepted | 2020-02-22 | 2020-02-25 | 2021-10-30 | JINKO SOLAR | JKM320M-60HBL | Solar Panels |  | 0.32 | 17 | 347 | 24 |  | Fixed | Roof
NJSTRE1545386907 | NJSRRE1544549845 | Transition Incentive Program | PARK RIDGE | 7656 | 7 | 8.82 | Residential | Yes | Behind the Meter | Net-metered residential rooftop and canopy |  | None | Suntuity Solar LLC | New Construction | Accepted | 2020-03-03 | 2020-03-03 | 2021-10-30 | Enphase Energy | IQ7-60-2-US | Inverters | 240 |  | 28 |  |  | 0.97 |  | Outdoor | Behind the PV Modules
NJSTRE1545386907 | NJSRRE1544549845 | Transition Incentive Program | PARK RIDGE | 7656 | 7 | 8.82 | Residential | Yes | Behind the Meter | Net-metered residential rooftop and canopy |  | None | Suntuity Solar LLC | New Construction | Accepted | 2020-03-03 | 2020-03-03 | 2021-10-30 | Hanwha Solar | Q-Cells 315 Mono | Solar Panels |  | 0.315 | 28 | 207 | 23 |  | Fixed | Roof
NJSTRE1545386908 | NJSRRE1544536697 | Transition Incentive Program | Camden | 8104 | 14 | 2.79 | Residential | Yes | Behind the Meter | Behind the Meter |  | None | Sunrun Installation Services, Inc. | PSE&G | Eligible for TI Program | 2020-02-25 | 2020-02-27 | 2021-10-30 | Enphase Energy | IQ7-60-x-US (240V) | Inverters | 240 |  | 9 |  |  | 0.96 |  | Outdoor | Rooftop
NJSTRE1545386908 | NJSRRE1544536697 | Transition Incentive Program | Camden | 8104 | 14 | 2.79 | Residential | Yes | Behind the Meter | Behind the Meter |  | None | Sunrun Installation Services, Inc. | PSE&G | Eligible for TI Program | 2020-02-25 | 2020-02-27 | 2021-10-30 | REC Solar | REC310TP2M | Solar Panels |  | 0.31 | 9 | 202 | 30 |  | Fixed | Roof
NJSTRE1545386909 | NJSRRE1544185773 | Transition Incentive Program | Forked River | 8731 | 18 | 6.2 | Residential | Yes | Behind the Meter | Behind the Meter |  | None | Sunrun Installation Services, Inc. | JCP&L | Eligible for TI Program | 2020-01-16 | 2020-01-22 | 2021-10-30 | Delta Electronics | M5-TL-US | Inverters | 4800 |  | 1 |  |  | 0.96 |  | Outdoor | Next To Meter
NJSTRE1545386909 | NJSRRE1544185773 | Transition Incentive Program | Forked River | 8731 | 18 | 6.2 | Residential | Yes | Behind the Meter | Behind the Meter |  | None | Sunrun Installation Services, Inc. | JCP&L | Eligible for TI Program | 2020-01-16 | 2020-01-22 | 2021-10-30 | REC Solar | REC310TP2M | Solar Panels |  | 0.31 | 20 | 132 | 23 |  | Fixed | Roof
NJSTRE1545386910 | NJSRRE1543586377 | Transition Incentive Program | Forked River | 8731 | 18 | 13.05 | Residential | Yes | Behind the Meter | Behind the Meter |  | None | Sunrun Installation Services, Inc. | JCP&L | Eligible for TI Program | 2019-12-20 | 2019-12-26 | 2021-10-30 | Enphase Energy | IQ7-60-x-US (240V) | Inverters | 240 |  | 45 |  |  | 0.96 |  | Outdoor | Rooftop
NJSTRE1545386910 | NJSRRE1543586377 | Transition Incentive Program | Forked River | 8731 | 18 | 13.05 | Residential | Yes | Behind the Meter | Behind the Meter |  | None | Sunrun Installation Services, Inc. | JCP&L | Eligible for TI Program | 2019-12-20 | 2019-12-26 | 2021-10-30 | REC Solar | REC290TP2 BLK | Solar Panels |  | 0.29 | 32 | 113 | 34 |  | Fixed | Roof
NJSTRE1545386910 | NJSRRE1543586377 | Transition Incentive Program | Forked River | 8731 | 18 | 13.05 | Residential | Yes | Behind the Meter | Behind the Meter |  | None | Sunrun Installation Services, Inc. | JCP&L | Eligible for TI Program | 2019-12-20 | 2019-12-26 | 2021-10-30 | REC Solar | REC290TP2 BLK | Solar Panels |  | 0.29 | 3 | 201 | 34 |  | Fixed | Roof
NJSTRE1545386910 | NJSRRE1543586377 | Transition Incentive Program | Forked River | 8731 | 18 | 13.05 | Residential | Yes | Behind the Meter | Behind the Meter |  | None | Sunrun Installation Services, Inc. | JCP&L | Eligible for TI Program | 2019-12-20 | 2019-12-26 | 2021-10-30 | REC Solar | REC290TP2 BLK | Solar Panels |  | 0.29 | 10 | 293 | 34 |  | Fixed | Roof
NJSTRE1545386911 | NJSRRE1543556037 | Transition Incentive Program | Woodbridge Township | 8863 | 11 | 12.42 | Residential | Yes | Behind the Meter | Behind the Meter |  | None | Sunrun Installation Services, Inc. | PSE&G | Eligible for TI Program | 2019-12-17 | 2019-12-20 | 2021-10-30 | Enphase Energy | IQ7PLUS-72-x-US (240V) | Inverters | 290 |  | 36 |  |  | 0.96 |  | Outdoor | Rooftop
NJSTRE1545386911 | NJSRRE1543556037 | Transition Incentive Program | Woodbridge Township | 8863 | 11 | 12.42 | Residential | Yes | Behind the Meter | Behind the Meter |  | None | Sunrun Installation Services, Inc. | PSE&G | Eligible for TI Program | 2019-12-17 | 2019-12-20 | 2021-10-30 | LG Electronics | LG345N1C-V5 | Solar Panels |  | 0.345 | 16 | 79 | 23 |  | Fixed | Roof
NJSTRE1545386911 | NJSRRE1543556037 | Transition Incentive Program | Woodbridge Township | 8863 | 11 | 12.42 | Residential | Yes | Behind the Meter | Behind the Meter |  | None | Sunrun Installation Services, Inc. | PSE&G | Eligible for TI Program | 2019-12-17 | 2019-12-20 | 2021-10-30 | LG Electronics | LG345N1C-V5 | Solar Panels |  | 0.345 | 20 | 259 | 23 |  | Fixed | Roof
NJSTRE1545386916 | NJSRRE1544219938 | Transition Incentive Program | Wall | 7719 | 17 | 14.26 | Residential | Yes | Behind the Meter | Behind the Meter |  | None | Sunrun Installation Services, Inc. | JCP&L | Eligible for TI Program | 2020-01-24 | 2020-01-28 | 2021-10-30 | Enphase Energy | IQ7-60-x-US (240V) | Inverters | 240 |  | 46 |  |  | 0.96 |  | Outdoor | Rooftop
NJSTRE1545386916 | NJSRRE1544219938 | Transition Incentive Program | Wall | 7719 | 17 | 14.26 | Residential | Yes | Behind the Meter | Behind the Meter |  | None | Sunrun Installation Services, Inc. | JCP&L | Eligible for TI Program | 2020-01-24 | 2020-01-28 | 2021-10-30 | REC Solar | REC310TP2M | Solar Panels |  | 0.31 | 17 | 296 | 37 |  | Fixed | Roof
NJSTRE1545386916 | NJSRRE1544219938 | Transition Incentive Program | Wall | 7719 | 17 | 14.26 | Residential | Yes | Behind the Meter | Behind the Meter |  | None | Sunrun Installation Services, Inc. | JCP&L | Eligible for TI Program | 2020-01-24 | 2020-01-28 | 2021-10-30 | REC Solar | REC310TP2M | Solar Panels |  | 0.31 | 4 | 116 | 37 |  | Fixed | Roof
NJSTRE1545386916 | NJSRRE1544219938 | Transition Incentive Program | Wall | 7719 | 17 | 14.26 | Residential | Yes | Behind the Meter | Behind the Meter |  | None | Sunrun Installation Services, Inc. | JCP&L | Eligible for TI Program | 2020-01-24 | 2020-01-28 | 2021-10-30 | REC Solar | REC310TP2M | Solar Panels |  | 0.31 | 13 | 206 | 27 |  | Fixed | Roof
NJSTRE1545386916 | NJSRRE1544219938 | Transition Incentive Program | Wall | 7719 | 17 | 14.26 | Residential | Yes | Behind the Meter | Behind the Meter |  | None | Sunrun Installation Services, Inc. | JCP&L | Eligible for TI Program | 2020-01-24 | 2020-01-28 | 2021-10-30 | REC Solar | REC310TP2M | Solar Panels |  | 0.31 | 5 | 117 | 27 |  | Fixed | Roof
NJSTRE1545386916 | NJSRRE1544219938 | Transition Incentive Program | Wall | 7719 | 17 | 14.26 | Residential | Yes | Behind the Meter | Behind the Meter |  | None | Sunrun Installation Services, Inc. | JCP&L | Eligible for TI Program | 2020-01-24 | 2020-01-28 | 2021-10-30 | REC Solar | REC310TP2M | Solar Panels |  | 0.31 | 7 | 296 | 27 |  | Fixed | Roof
NJSTRE1545386917 | NJSRRE1543546846 | Transition Incentive Program | Hopatcong | 7843 | 1 | 8.12 | Residential | Yes | Behind the Meter | Behind the Meter |  | None | Sunrun Installation Services, Inc. | JCP&L | Eligible for TI Program | 2019-12-13 | 2019-12-18 | 2021-10-30 | LG Chem | RESU 10H SEG | Electric Storage Battery |  |  | 1 |  |  |  | Lithium Ion |  | outside
NJSTRE1545386917 | NJSRRE1543546846 | Transition Incentive Program | Hopatcong | 7843 | 1 | 8.12 | Residential | Yes | Behind the Meter | Behind the Meter |  | None | Sunrun Installation Services, Inc. | JCP&L | Eligible for TI Program | 2019-12-13 | 2019-12-18 | 2021-10-30 | SolarEdge Technologies | SE7600A-USS2RGM | Inverters | 7600 |  | 1 |  |  | 0.96 |  | Outdoor | Next To Meter
NJSTRE1545386917 | NJSRRE1543546846 | Transition Incentive Program | Hopatcong | 7843 | 1 | 8.12 | Residential | Yes | Behind the Meter | Behind the Meter |  | None | Sunrun Installation Services, Inc. | JCP&L | Eligible for TI Program | 2019-12-13 | 2019-12-18 | 2021-10-30 | REC Solar | REC290TP2 BLK | Solar Panels |  | 0.29 | 10 | 61 | 27 |  | Fixed | Roof
NJSTRE1545386917 | NJSRRE1543546846 | Transition Incentive Program | Hopatcong | 7843 | 1 | 8.12 | Residential | Yes | Behind the Meter | Behind the Meter |  | None | Sunrun Installation Services, Inc. | JCP&L | Eligible for TI Program | 2019-12-13 | 2019-12-18 | 2021-10-30 | REC Solar | REC290TP2 BLK | Solar Panels |  | 0.29 | 18 | 241 | 27 |  | Fixed | Roof
NJSTRE1545386918 | NJSRRE1544130525 | Transition Incentive Program | SICKLERVILLE | 8081 | 14 | 5.04 | Residential | Yes | Behind the Meter | Net-metered residential rooftop and canopy |  | None | Vivint Solar Developer, LLC | AC Electric | Accepted | 2020-01-08 | 2020-01-10 | 2021-10-30 | SOLAREDGE | SE3800H-US | Inverters | 3800 |  | 1 |  |  | 0.992 |  | Outdoor | Near the Utility Meter
NJSTRE1545386918 | NJSRRE1544130525 | Transition Incentive Program | SICKLERVILLE | 8081 | 14 | 5.04 | Residential | Yes | Behind the Meter | Net-metered residential rooftop and canopy |  | None | Vivint Solar Developer, LLC | AC Electric | Accepted | 2020-01-08 | 2020-01-10 | 2021-10-30 | HANWHA SOLAR | Q.PEAK BLK-G5 315 | Solar Panels |  | 0.315 | 3 | 24 | 27 |  | Fixed | Roof
NJSTRE1545386918 | NJSRRE1544130525 | Transition Incentive Program | SICKLERVILLE | 8081 | 14 | 5.04 | Residential | Yes | Behind the Meter | Net-metered residential rooftop and canopy |  | None | Vivint Solar Developer, LLC | AC Electric | Accepted | 2020-01-08 | 2020-01-10 | 2021-10-30 | HANWHA SOLAR | Q.PEAK BLK-G5 315 | Solar Panels |  | 0.315 | 10 | 204 | 27 |  | Fixed | Roof
NJSTRE1545386918 | NJSRRE1544130525 | Transition Incentive Program | SICKLERVILLE | 8081 | 14 | 5.04 | Residential | Yes | Behind the Meter | Net-metered residential rooftop and canopy |  | None | Vivint Solar Developer, LLC | AC Electric | Accepted | 2020-01-08 | 2020-01-10 | 2021-10-30 | HANWHA SOLAR | Q.PEAK BLK-G5 315 | Solar Panels |  | 0.315 | 3 | 204 | 27 |  | Fixed | Roof
NJSTRE1545386925 | NJSRRE1543468063 | Transition Incentive Program | Elizabeth | 7201 | 10 | 4.93 | Residential | Yes | Behind the Meter | Behind the Meter |  | None | Sunrun Installation Services, Inc. | PSE&G | Eligible for TI Program | 2019-12-03 | 2019-12-05 | 2021-10-30 | Delta Electronics | M4-TL-US | Inverters | 3840 |  | 1 |  |  | 0.96 |  | Outdoor | Next To Meter
NJSTRE1545386925 | NJSRRE1543468063 | Transition Incentive Program | Elizabeth | 7201 | 10 | 4.93 | Residential | Yes | Behind the Meter | Behind the Meter |  | None | Sunrun Installation Services, Inc. | PSE&G | Eligible for TI Program | 2019-12-03 | 2019-12-05 | 2021-10-30 | REC Solar | REC290TP2 BLK | Solar Panels |  | 0.29 | 17 | 201 | 30 |  | Fixed | Roof
NJSTRE1545386926 | NJSRRE1544143492 | Transition Incentive Program | vineland | 8361 | 20 | 6.62 | Residential | Yes | Behind the Meter | Net-metered residential rooftop and canopy |  | None | Vision Solar LLC | Vineland Muni Electric | Accepted | 2020-01-08 | 2020-01-13 | 2021-10-30 | enphase | iq7-60-2-us | Inverters | 0.25 |  | 21 |  |  | 0.96 |  | Other | behind panels
NJSTRE1545386926 | NJSRRE1544143492 | Transition Incentive Program | vineland | 8361 | 20 | 6.62 | Residential | Yes | Behind the Meter | Net-metered residential rooftop and canopy |  | None | Vision Solar LLC | Vineland Muni Electric | Accepted | 2020-01-08 | 2020-01-13 | 2021-10-30 | hanwa qcells | qpeak duo-g5 315 | Solar Panels |  | 0.315 | 21 | 162 | 18 |  | Fixed | Roof
NJSTRE1545386927 | NJSRRE1543451911 | Transition Incentive Program | EGG HARBOR TWP | 8234 | 19 | 2.52 | Residential | Yes | Behind the Meter | Net-metered residential rooftop and canopy |  | None | Vivint Solar Developer, LLC | AC Electric | Accepted | 2019-11-29 | 2019-12-03 | 2021-10-30 | SOLAREDGE | SE3800H-US | Inverters | 3800 |  | 1 |  |  | 0.992 |  | Outdoor | Near the Utility Meter
NJSTRE1545386927 | NJSRRE1543451911 | Transition Incentive Program | EGG HARBOR TWP | 8234 | 19 | 2.52 | Residential | Yes | Behind the Meter | Net-metered residential rooftop and canopy |  | None | Vivint Solar Developer, LLC | AC Electric | Accepted | 2019-11-29 | 2019-12-03 | 2021-10-30 | HANWHA SOLAR | Q.PEAK BLK-G5 315 | Solar Panels |  | 0.315 | 2 | 350 | 33 |  | Fixed | Roof
NJSTRE1545386927 | NJSRRE1543451911 | Transition Incentive Program | EGG HARBOR TWP | 8234 | 19 | 2.52 | Residential | Yes | Behind the Meter | Net-metered residential rooftop and canopy |  | None | Vivint Solar Developer, LLC | AC Electric | Accepted | 2019-11-29 | 2019-12-03 | 2021-10-30 | Hanwha | Q.PEAK BLK-G5 315 | Solar Panels |  | 0.315 | 6 | 170 | 33 |  | Fixed | Roof
NJSTRE1545386930 | NJSRRE1543536130 | Transition Incentive Program | Little Egg Harbor Twp | 8087 | 18 | 9.6 | Residential | Yes | Behind the Meter | Behind the Meter |  | None | Skyline Solar, LLC | AC Electric | Eligible for TI Program | 2019-12-13 | 2019-12-17 | 2021-10-30 | SolarEdge | SE7600H-US | Inverters | 7600 |  | 1 |  |  | 0.99 |  | Outside | within ten feet of meter
NJSTRE1545386930 | NJSRRE1543536130 | Transition Incentive Program | Little Egg Harbor Twp | 8087 | 18 | 9.6 | Residential | Yes | Behind the Meter | Behind the Meter |  | None | Skyline Solar, LLC | AC Electric | Eligible for TI Program | 2019-12-13 | 2019-12-17 | 2021-10-30 | Hanwha Q-Cells | Q.PEAK DUO-5 320 | Solar Panels |  | 0.32 | 30 | 87 | 36 |  | Fixed | Roof
NJSTRE1545386931 | NJSRRE1543672356 | Transition Incentive Program | CHERRY HILL | 8003 | 14 | 12.6 | Residential | No | Behind the Meter | Net-metered residential rooftop and canopy |  | None | Vivint Solar Developer, LLC | PSE&G | Accepted | 2019-12-26 | 2019-12-30 | 2021-10-30 | SOLAREDGE | SE10000H-US | Inverters | 10000 |  | 1 |  |  | 0.992 |  | Outdoor | Near the Utility Meter
NJSTRE1545386931 | NJSRRE1543672356 | Transition Incentive Program | CHERRY HILL | 8003 | 14 | 12.6 | Residential | No | Behind the Meter | Net-metered residential rooftop and canopy |  | None | Vivint Solar Developer, LLC | PSE&G | Accepted | 2019-12-26 | 2019-12-30 | 2021-10-30 | HANWHA SOLAR | Q.PEAK BLK-G5 315 | Solar Panels |  | 0.315 | 40 | 194 | 15 |  | Fixed | Roof
NJSTRE1545386932 | NJSRRE1544423137 | Transition Incentive Program | Cape May Court House | 8210 | 21 | 9.28 | Residential | No | Behind the Meter | Behind the Meter |  | None | EMT Renewables | AC Electric | Eligible for TI Program | 2020-02-10 | 2020-02-12 | 2021-10-30 | SolarEdge | SE7600H-US | Inverters | 7600 |  | 1 |  |  | 0.95 |  | Outside | next to meter
NJSTRE1545386932 | NJSRRE1544423137 | Transition Incentive Program | Cape May Court House | 8210 | 21 | 9.28 | Residential | No | Behind the Meter | Behind the Meter |  | None | EMT Renewables | AC Electric | Eligible for TI Program | 2020-02-10 | 2020-02-12 | 2021-10-30 | Trina | 320-BLK | Solar Panels |  | 0.32 | 6 | 270 | 20 |  | Fixed | Roof
NJSTRE1545386932 | NJSRRE1544423137 | Transition Incentive Program | Cape May Court House | 8210 | 21 | 9.28 | Residential | No | Behind the Meter | Behind the Meter |  | None | EMT Renewables | AC Electric | Eligible for TI Program | 2020-02-10 | 2020-02-12 | 2021-10-30 | Trina | 320-BLK | Solar Panels |  | 0.32 | 17 | 180 | 20 |  | Fixed | Roof
NJSTRE1545386932 | NJSRRE1544423137 | Transition Incentive Program | Cape May Court House | 8210 | 21 | 9.28 | Residential | No | Behind the Meter | Behind the Meter |  | None | EMT Renewables | AC Electric | Eligible for TI Program | 2020-02-10 | 2020-02-12 | 2021-10-30 | Trina | 320-BLK | Solar Panels |  | 0.32 | 6 | 90 | 20 |  | Fixed | Roof
NJSTRE1545386933 | NJSRRE1543565039 | Transition Incentive Program | Egg Harbor Township | 8234 | 19 | 13.64 | Residential | Yes | Behind the Meter | Behind the Meter |  | None | Sun Up Zero Down | AC Electric | Eligible for TI Program | 2019-12-18 | 2020-02-06 | 2021-10-30 | enphase | IQ7-60-2-US | Inverters | 310 |  | 44 |  |  | 0.976 |  | Outside | outside wall
NJSTRE1545386933 | NJSRRE1543565039 | Transition Incentive Program | Egg Harbor Township | 8234 | 19 | 13.64 | Residential | Yes | Behind the Meter | Behind the Meter |  | None | Sun Up Zero Down | AC Electric | Eligible for TI Program | 2019-12-18 | 2020-02-06 | 2021-10-30 | trina | TSM-310 DD05A.05 (II) | Solar Panels |  | 0.31 | 44 | 142 | 37 |  | Fixed | Roof
NJSTRE1545386935 | NJSRRE1544344126 | Transition Incentive Program | Paterson City | 7513 | 6 | 5.27 | Residential | Yes | Behind the Meter | Behind the Meter |  | None | Sunrun Installation Services, Inc. | PSE&G | Eligible for TI Program | 2020-01-31 | 2020-02-05 | 2021-10-30 | Enphase Energy | IQ7-60-x-US (240V) | Inverters | 240 |  | 17 |  |  | 0.96 |  | Outdoor | Rooftop
NJSTRE1545386935 | NJSRRE1544344126 | Transition Incentive Program | Paterson City | 7513 | 6 | 5.27 | Residential | Yes | Behind the Meter | Behind the Meter |  | None | Sunrun Installation Services, Inc. | PSE&G | Eligible for TI Program | 2020-01-31 | 2020-02-05 | 2021-10-30 | REC Solar | REC310TP2M | Solar Panels |  | 0.31 | 9 | 189 | 19 |  | Fixed | Roof
NJSTRE1545386935 | NJSRRE1544344126 | Transition Incentive Program | Paterson City | 7513 | 6 | 5.27 | Residential | Yes | Behind the Meter | Behind the Meter |  | None | Sunrun Installation Services, Inc. | PSE&G | Eligible for TI Program | 2020-01-31 | 2020-02-05 | 2021-10-30 | REC Solar | REC310TP2M | Solar Panels |  | 0.31 | 6 | 279 | 18 |  | Fixed | Roof
NJSTRE1545386935 | NJSRRE1544344126 | Transition Incentive Program | Paterson City | 7513 | 6 | 5.27 | Residential | Yes | Behind the Meter | Behind the Meter |  | None | Sunrun Installation Services, Inc. | PSE&G | Eligible for TI Program | 2020-01-31 | 2020-02-05 | 2021-10-30 | REC Solar | REC310TP2M | Solar Panels |  | 0.31 | 2 | 8 | 18 |  | Fixed | Roof
NJSTRE1545386936 | NJSRRE1544348689 | Transition Incentive Program | Bedminster | 7921 | 5 | 5.27 | Residential | No | Behind the Meter | Behind the Meter |  | None | Sunrun Installation Services, Inc. | JCP&L | Eligible for TI Program | 2020-02-03 | 2020-02-06 | 2021-10-30 | Enphase Energy | IQ7-60-x-US (240V) | Inverters | 240 |  | 17 |  |  | 0.96 |  | Outdoor | Rooftop
NJSTRE1545386936 | NJSRRE1544348689 | Transition Incentive Program | Bedminster | 7921 | 5 | 5.27 | Residential | No | Behind the Meter | Behind the Meter |  | None | Sunrun Installation Services, Inc. | JCP&L | Eligible for TI Program | 2020-02-03 | 2020-02-06 | 2021-10-30 | REC Solar | REC310TP2M | Solar Panels |  | 0.31 | 4 | 263 | 30 |  | Fixed | Roof
NJSTRE1545386936 | NJSRRE1544348689 | Transition Incentive Program | Bedminster | 7921 | 5 | 5.27 | Residential | No | Behind the Meter | Behind the Meter |  | None | Sunrun Installation Services, Inc. | JCP&L | Eligible for TI Program | 2020-02-03 | 2020-02-06 | 2021-10-30 | REC Solar | REC310TP2M | Solar Panels |  | 0.31 | 13 | 173 | 30 |  | Fixed | Roof
NJSTRE1545386937 | NJSRRE1543924034 | Transition Incentive Program | Whitehouse Station | 8889 | 4 | 11.88 | Residential | No | Behind the Meter | Behind the Meter |  | None | ACDC Solar LLC | JCP&L | Eligible for TI Program | 2020-01-05 | 2020-01-08 | 2021-10-30 | Solaredge | SE10000-US | Inverters | 10000 |  | 1 |  |  | 0.97 |  | Outside | Side of house next to meter
NJSTRE1545386937 | NJSRRE1543924034 | Transition Incentive Program | Whitehouse Station | 8889 | 4 | 11.88 | Residential | No | Behind the Meter | Behind the Meter |  | None | ACDC Solar LLC | JCP&L | Eligible for TI Program | 2020-01-05 | 2020-01-08 | 2021-10-30 | Canadian Solar | CS1H-330MS | Solar Panels |  | 0.33 | 36 | 262 | 30 |  | Fixed | Roof
NJSTRE1545386938 | NJSRRE1544472551 | Transition Incentive Program | Port Monmouth | 7758 | 17 | 6.62 | Residential | Yes | Behind the Meter | Net-metered residential rooftop and canopy |  | None | Suntuity Solar LLC | JCP&L | Accepted | 2020-02-19 | 2020-02-21 | 2021-10-30 | Enphase Energy | IQ7-60-2-US | Inverters | 240 |  | 21 |  |  | 0.97 |  | Outdoor | Behind the PV Modules
NJSTRE1545386938 | NJSRRE1544472551 | Transition Incentive Program | Port Monmouth | 7758 | 17 | 6.62 | Residential | Yes | Behind the Meter | Net-metered residential rooftop and canopy |  | None | Suntuity Solar LLC | JCP&L | Accepted | 2020-02-19 | 2020-02-21 | 2021-10-30 | Hanwha Solar | Q-Cells 315 Mono | Solar Panels |  | 0.315 | 21 | 94 | 23 |  | Fixed | Roof
NJSTRE1545386939 | NJSRRE1543891882 | Transition Incentive Program | Roselle Park Boro | 7204 | 10 | 3.84 | Residential | Yes | Behind the Meter | Behind the Meter |  | None | Skyline Solar, LLC | PSE&G | Eligible for TI Program | 2020-01-03 | 2020-01-07 | 2021-10-30 | SolarEdge | SE3800H-US | Inverters | 3800 |  | 1 |  |  | 0.99 |  | Outside | within ten feet of meter
NJSTRE1545386939 | NJSRRE1543891882 | Transition Incentive Program | Roselle Park Boro | 7204 | 10 | 3.84 | Residential | Yes | Behind the Meter | Behind the Meter |  | None | Skyline Solar, LLC | PSE&G | Eligible for TI Program | 2020-01-03 | 2020-01-07 | 2021-10-30 | Hanwha Q-Cells | Q.PEAK DUO-G5 320 | Solar Panels |  | 0.32 | 12 | 156155 | 26 |  | Fixed | Roof
NJSTRE1545386942 | NJSRRE1543556235 | Transition Incentive Program | BRICK | 8723 | 18 | 3.47 | Residential | Yes | Behind the Meter | Net-metered residential rooftop and canopy |  | None | Vivint Solar Developer, LLC | JCP&L | Accepted | 2019-12-17 | 2019-12-20 | 2021-10-30 | Solar Edge | SE3800H-US | Inverters | 3800 |  | 1 |  |  | 0.992 |  | Outdoor | Near the utility meter
NJSTRE1545386942 | NJSRRE1543556235 | Transition Incentive Program | BRICK | 8723 | 18 | 3.47 | Residential | Yes | Behind the Meter | Net-metered residential rooftop and canopy |  | None | Vivint Solar Developer, LLC | JCP&L | Accepted | 2019-12-17 | 2019-12-20 | 2021-10-30 | Hanwha Solar | Q.PEAK BLK-G5 315 | Solar Panels |  | 0.315 | 11 | 250 | 18 |  | Fixed | Roof
NJSTRE1545386944 | NJSRRE1544549849 | Transition Incentive Program | BRICK | 8724 | 18 | 7.25 | Residential | Yes | Behind the Meter | Net-metered residential rooftop and canopy |  | None | Suntuity Solar LLC | JCP&L | Accepted | 2020-02-28 | 2020-03-03 | 2021-10-30 | Enphase Energy | IQ7-60-2-US | Inverters | 240 |  | 23 |  |  | 0.97 |  | Outdoor | Behind the PV Modules
NJSTRE1545386944 | NJSRRE1544549849 | Transition Incentive Program | BRICK | 8724 | 18 | 7.25 | Residential | Yes | Behind the Meter | Net-metered residential rooftop and canopy |  | None | Suntuity Solar LLC | JCP&L | Accepted | 2020-02-28 | 2020-03-03 | 2021-10-30 | Hanwha Solar | Q-Cells 315 Mono | Solar Panels |  | 0.315 | 14 | 168 | 26 |  | Fixed | Roof
NJSTRE1545386944 | NJSRRE1544549849 | Transition Incentive Program | BRICK | 8724 | 18 | 7.25 | Residential | Yes | Behind the Meter | Net-metered residential rooftop and canopy |  | None | Suntuity Solar LLC | JCP&L | Accepted | 2020-02-28 | 2020-03-03 | 2021-10-30 | Hanwha Solar | Q-Cells 315 Mono | Solar Panels |  | 0.315 | 9 | 258 | 17 |  | Fixed | Roof
NJSTRE1545386945 | NJSRRE1544309459 | Transition Incentive Program | Toms River | 8753 | 18 | 16.91 | Residential | Yes | Behind the Meter | Behind the Meter |  | None | Sunrun Installation Services, Inc. | JCP&L | Eligible for TI Program | 2020-01-27 | 2020-01-30 | 2021-10-30 | Delta Electronics | M10-TL-US | Inverters | 9600 |  | 1 |  |  | 0.96 |  | Outdoor | Next To Meter
NJSTRE1545386945 | NJSRRE1544309459 | Transition Incentive Program | Toms River | 8753 | 18 | 16.91 | Residential | Yes | Behind the Meter | Behind the Meter |  | None | Sunrun Installation Services, Inc. | JCP&L | Eligible for TI Program | 2020-01-27 | 2020-01-30 | 2021-10-30 | Delta Electronics | M4-TL-US | Inverters | 3840 |  | 1 |  |  | 0.96 |  | Outdoor | Next To Meter
NJSTRE1545386945 | NJSRRE1544309459 | Transition Incentive Program | Toms River | 8753 | 18 | 16.91 | Residential | Yes | Behind the Meter | Behind the Meter |  | None | Sunrun Installation Services, Inc. | JCP&L | Eligible for TI Program | 2020-01-27 | 2020-01-30 | 2021-10-30 | LG Electronics | LG345N1C-V5 | Solar Panels |  | 0.345 | 7 | 289 | 43 |  | Fixed | Roof
NJSTRE1545386945 | NJSRRE1544309459 | Transition Incentive Program | Toms River | 8753 | 18 | 16.91 | Residential | Yes | Behind the Meter | Behind the Meter |  | None | Sunrun Installation Services, Inc. | JCP&L | Eligible for TI Program | 2020-01-27 | 2020-01-30 | 2021-10-30 | LG Electronics | LG345N1C-V5 | Solar Panels |  | 0.345 | 42 | 199 | 14 |  | Fixed | Roof
NJSTRE1545386946 | NJSRRE1543505564 | Transition Incentive Program | North Arlington | 7031 | 7 | 4.1 | Residential | Yes | Behind the Meter | Net-metered residential rooftop and canopy |  | None | Suntuity Solar LLC | PSE&G | Accepted | 2019-12-10 | 2019-12-12 | 2021-10-30 | Enphase Energy | IQ7-60-2-US | Inverters | 240 |  | 13 |  |  | 0.97 |  | Outdoor | Behind the PV Modules
NJSTRE1545386946 | NJSRRE1543505564 | Transition Incentive Program | North Arlington | 7031 | 7 | 4.1 | Residential | Yes | Behind the Meter | Net-metered residential rooftop and canopy |  | None | Suntuity Solar LLC | PSE&G | Accepted | 2019-12-10 | 2019-12-12 | 2021-10-30 | Yingli Green Energy | YL315D-30b | Solar Panels |  | 0.315 | 13 | 123 | 23 |  | Fixed | Roof
NJSTRE1545386948 | NJSRRE1544344165 | Transition Incentive Program | Manville | 8835 | 5 | 6.93 | Residential | Yes | Behind the Meter | Net-metered residential rooftop and canopy |  | None | Vivint Solar Developer, LLC | PSE&G | Accepted | 2020-02-01 | 2020-02-05 | 2021-10-30 | SOLAREDGE | SE7600H-US | Inverters | 7600 |  | 1 |  |  | 0.992 |  | Outside | Near the utility meter
NJSTRE1545386948 | NJSRRE1544344165 | Transition Incentive Program | Manville | 8835 | 5 | 6.93 | Residential | Yes | Behind the Meter | Net-metered residential rooftop and canopy |  | None | Vivint Solar Developer, LLC | PSE&G | Accepted | 2020-02-01 | 2020-02-05 | 2021-10-30 | HANWHA SOLAR | Q.PEAK BLK-G5 315W | Solar Panels |  | 0.315 | 2 | 309 | 8 |  | Fixed | Roof
NJSTRE1545386948 | NJSRRE1544344165 | Transition Incentive Program | Manville | 8835 | 5 | 6.93 | Residential | Yes | Behind the Meter | Net-metered residential rooftop and canopy |  | None | Vivint Solar Developer, LLC | PSE&G | Accepted | 2020-02-01 | 2020-02-05 | 2021-10-30 | HANWHA SOLAR | Q.PEAK BLK-G5 315W | Solar Panels |  | 0.315 | 5 | 129 | 8 |  | Fixed | Roof
NJSTRE1545386948 | NJSRRE1544344165 | Transition Incentive Program | Manville | 8835 | 5 | 6.93 | Residential | Yes | Behind the Meter | Net-metered residential rooftop and canopy |  | None | Vivint Solar Developer, LLC | PSE&G | Accepted | 2020-02-01 | 2020-02-05 | 2021-10-30 | HANWHA SOLAR | Q.PEAK BLK-G5 315W | Solar Panels |  | 0.315 | 15 | 219 | 7 |  | Fixed | Roof
NJSTRE1545386949 | NJSRRE1543821312 | Transition Incentive Program | EDISON | 8837 | 11 | 5.04 | Residential | Yes | Behind the Meter | Net-metered residential rooftop and canopy |  | None | Vivint Solar Developer, LLC | PSE&G | Accepted | 2019-12-26 | 2019-12-31 | 2021-10-30 | Solar Edge | SE3800H-US | Inverters | 3800 |  | 1 |  |  | 0.992 |  | Outdoor | Near the utility meter
NJSTRE1545386949 | NJSRRE1543821312 | Transition Incentive Program | EDISON | 8837 | 11 | 5.04 | Residential | Yes | Behind the Meter | Net-metered residential rooftop and canopy |  | None | Vivint Solar Developer, LLC | PSE&G | Accepted | 2019-12-26 | 2019-12-31 | 2021-10-30 | Hanwha Solar | Q.PEAK BLK-G5 315 | Solar Panels |  | 0.315 | 16 | 203 | 23 |  | Fixed | Roof
NJSTRE1545386951 | NJSRRE1544543245 | Transition Incentive Program | Perth Amboy | 8861 | 11 | 10.7 | Residential | No | Behind the Meter | Behind the Meter |  | None | Sunrun Installation Services, Inc. | PSE&G | Eligible for TI Program | 2020-02-26 | 2020-03-02 | 2021-10-30 | Enphase Energy | IQ7PLUS-72-x-US (240V) | Inverters | 290 |  | 31 |  |  | 0.96 |  | Outdoor | Rooftop
NJSTRE1545386951 | NJSRRE1544543245 | Transition Incentive Program | Perth Amboy | 8861 | 11 | 10.7 | Residential | No | Behind the Meter | Behind the Meter |  | None | Sunrun Installation Services, Inc. | PSE&G | Eligible for TI Program | 2020-02-26 | 2020-03-02 | 2021-10-30 | LG Electronics | LG345N1C-V5 | Solar Panels |  | 0.345 | 2 | 22 | 23 |  | Fixed | Roof
NJSTRE1545386951 | NJSRRE1544543245 | Transition Incentive Program | Perth Amboy | 8861 | 11 | 10.7 | Residential | No | Behind the Meter | Behind the Meter |  | None | Sunrun Installation Services, Inc. | PSE&G | Eligible for TI Program | 2020-02-26 | 2020-03-02 | 2021-10-30 | LG Electronics | LG345N1C-V5 | Solar Panels |  | 0.345 | 6 | 202 | 27 |  | Fixed | Roof
NJSTRE1545386951 | NJSRRE1544543245 | Transition Incentive Program | Perth Amboy | 8861 | 11 | 10.7 | Residential | No | Behind the Meter | Behind the Meter |  | None | Sunrun Installation Services, Inc. | PSE&G | Eligible for TI Program | 2020-02-26 | 2020-03-02 | 2021-10-30 | LG Electronics | LG345N1C-V5 | Solar Panels |  | 0.345 | 20 | 202 | 45 |  | Fixed | Roof
NJSTRE1545386951 | NJSRRE1544543245 | Transition Incentive Program | Perth Amboy | 8861 | 11 | 10.7 | Residential | No | Behind the Meter | Behind the Meter |  | None | Sunrun Installation Services, Inc. | PSE&G | Eligible for TI Program | 2020-02-26 | 2020-03-02 | 2021-10-30 | LG Electronics | LG345N1C-V5 | Solar Panels |  | 0.345 | 3 | 292 | 27 |  | Fixed | Roof
NJSTRE1545386952 | NJSRRE1544316090 | Transition Incentive Program | Long Beach Township | 8008 | 18 | 4.58 | Residential | No | Behind the Meter | Net-metered residential rooftop and canopy |  | None | SunPower Corporation, Systems | AC Electric | Accepted | 2020-01-28 | 2020-01-30 | 2021-10-30 | SUNPOWER | SPR-E20-327-E-AC | Inverters | 320 |  | 14 |  |  | 0.96 |  | Other | under each panel
NJSTRE1545386952 | NJSRRE1544316090 | Transition Incentive Program | Long Beach Township | 8008 | 18 | 4.58 | Residential | No | Behind the Meter | Net-metered residential rooftop and canopy |  | None | SunPower Corporation, Systems | AC Electric | Accepted | 2020-01-28 | 2020-01-30 | 2021-10-30 | SUNPOWER | SPR-E20-327-E-AC | Solar Panels |  | 0.327 | 14 | 209 | 24 |  | Fixed | Roof
NJSTRE1545386955 | NJSRRE1544456178 | Transition Incentive Program | Marlton | 8053 | 13 | 9.6 | Residential | Yes | Behind the Meter | Behind the Meter |  | None | Skyline Solar, LLC | PSE&G | Eligible for TI Program | 2020-02-14 | 2020-02-18 | 2021-10-30 | SolarEdge | SE7600H-US | Inverters | 7600 |  | 1 |  |  | 0.99 |  | Outside | within ten feet of meter
NJSTRE1545386955 | NJSRRE1544456178 | Transition Incentive Program | Marlton | 8053 | 13 | 9.6 | Residential | Yes | Behind the Meter | Behind the Meter |  | None | Skyline Solar, LLC | PSE&G | Eligible for TI Program | 2020-02-14 | 2020-02-18 | 2021-10-30 | Hanwha Q-Cells | Q.PEAK DUO-G5 320 | Solar Panels |  | 0.32 | 30 | 263 | 32 |  | Fixed | Roof
NJSTRE1545386956 | NJSRRE1544201285 | Transition Incentive Program | Franklin Township | 8873 | 5 | 11.12 | Residential | No | Behind the Meter | Net-metered residential rooftop and canopy |  | None | SunPower Corporation, Systems | PSE&G | Accepted | 2020-01-21 | 2020-01-27 | 2021-10-30 | SUNPOWER | SPR-E20-327-E-AC | Inverters | 320 |  | 34 |  |  | 0.96 |  | Other | under each panel
NJSTRE1545386956 | NJSRRE1544201285 | Transition Incentive Program | Franklin Township | 8873 | 5 | 11.12 | Residential | No | Behind the Meter | Net-metered residential rooftop and canopy |  | None | SunPower Corporation, Systems | PSE&G | Accepted | 2020-01-21 | 2020-01-27 | 2021-10-30 | SUNPOWER | SPR-E20-327-E-AC | Solar Panels |  | 0.327 | 12 | 189 | 20 |  | Fixed | Roof
NJSTRE1545386956 | NJSRRE1544201285 | Transition Incentive Program | Franklin Township | 8873 | 5 | 11.12 | Residential | No | Behind the Meter | Net-metered residential rooftop and canopy |  | None | SunPower Corporation, Systems | PSE&G | Accepted | 2020-01-21 | 2020-01-27 | 2021-10-30 | SUNPOWER | SPR-E20-327-E-AC | Solar Panels |  | 0.327 | 22 | 279 | 20 |  | Fixed | Roof
NJSTRE1545386958 | NJSRRE1544420073 | Transition Incentive Program | Sicklerville | 8081 | 14 | 16.1 | Residential | No | Behind the Meter | Behind the Meter |  | None | Public Service Solar | AC Electric | Eligible for TI Program | 2020-02-07 | 2020-02-12 | 2021-10-30 | Enphase | IQ7+ | Inverters | 0.29 |  | 46 |  |  | 0.96 |  | Outside | Under panels
NJSTRE1545386958 | NJSRRE1544420073 | Transition Incentive Program | Sicklerville | 8081 | 14 | 16.1 | Residential | No | Behind the Meter | Behind the Meter |  | None | Public Service Solar | AC Electric | Eligible for TI Program | 2020-02-07 | 2020-02-12 | 2021-10-30 | LG | 350N1K-V5 | Solar Panels |  | 0.35 | 46 | 178 | 39 |  | Fixed | Roof
NJSTRE1545386959 | NJSRRE1544501774 | Transition Incentive Program | South Brunswick Township | 8852 | 11 | 9.32 | Residential | No | Behind the Meter | Behind the Meter |  | None | Sunrun Installation Services, Inc. | PSE&G | Eligible for TI Program | 2020-02-19 | 2020-02-24 | 2021-10-30 | Enphase Energy | IQ7PLUS-72-x-US (240V) | Inverters | 290 |  | 27 |  |  | 0.96 |  | Outdoor | Rooftop
NJSTRE1545386959 | NJSRRE1544501774 | Transition Incentive Program | South Brunswick Township | 8852 | 11 | 9.32 | Residential | No | Behind the Meter | Behind the Meter |  | None | Sunrun Installation Services, Inc. | PSE&G | Eligible for TI Program | 2020-02-19 | 2020-02-24 | 2021-10-30 | LG Electronics | LG345N1C-V5 | Solar Panels |  | 0.345 | 13 | 313 | 45 |  | Fixed | Roof
NJSTRE1545386959 | NJSRRE1544501774 | Transition Incentive Program | South Brunswick Township | 8852 | 11 | 9.32 | Residential | No | Behind the Meter | Behind the Meter |  | None | Sunrun Installation Services, Inc. | PSE&G | Eligible for TI Program | 2020-02-19 | 2020-02-24 | 2021-10-30 | LG Electronics | LG345N1C-V5 | Solar Panels |  | 0.345 | 2 | 223 | 45 |  | Fixed | Roof
NJSTRE1545386959 | NJSRRE1544501774 | Transition Incentive Program | South Brunswick Township | 8852 | 11 | 9.32 | Residential | No | Behind the Meter | Behind the Meter |  | None | Sunrun Installation Services, Inc. | PSE&G | Eligible for TI Program | 2020-02-19 | 2020-02-24 | 2021-10-30 | LG Electronics | LG345N1C-V5 | Solar Panels |  | 0.345 | 12 | 133 | 45 |  | Fixed | Roof
NJSTRE1545386962 | NJSRRE1543464332 | Transition Incentive Program | Dover | 7801 | 3 | 6.93 | Residential | Yes | Behind the Meter | Net-metered residential rooftop and canopy |  | None | Vivint Solar Developer, LLC | JCP&L | Accepted | 2019-12-03 | 2019-12-04 | 2021-10-30 | solar edge | SE7600H-US | Inverters | 7600 |  | 1 |  |  | 0.992 |  | Outdoor | near utility meter
NJSTRE1545386962 | NJSRRE1543464332 | Transition Incentive Program | Dover | 7801 | 3 | 6.93 | Residential | Yes | Behind the Meter | Net-metered residential rooftop and canopy |  | None | Vivint Solar Developer, LLC | JCP&L | Accepted | 2019-12-03 | 2019-12-04 | 2021-10-30 | HANWHA SOLAR | Q.PEAK BLK-G5 315 | Solar Panels |  | 0.315 | 22 | 131 | 25 |  | Fixed | Roof
NJSTRE1545386963 | NJSRRE1543848850 | Transition Incentive Program | Rochelle Park | 7662 | 7 | 7.59 | Residential | Yes | Behind the Meter | Behind the Meter |  | None | Sunrun, Inc. | PSE&G | Eligible for TI Program | 2019-12-31 | 2020-01-16 | 2021-10-30 | Delta Electronics | M6-TL-US | Inverters | 5760 |  | 1 |  |  | 0.96 |  | Outdoor | Next To Meter
NJSTRE1545386963 | NJSRRE1543848850 | Transition Incentive Program | Rochelle Park | 7662 | 7 | 7.59 | Residential | Yes | Behind the Meter | Behind the Meter |  | None | Sunrun, Inc. | PSE&G | Eligible for TI Program | 2019-12-31 | 2020-01-16 | 2021-10-30 | LG Electronics | LG345N1C-V5 | Solar Panels |  | 0.345 | 8 | 217 | 37 |  | Fixed | Roof
NJSTRE1545386963 | NJSRRE1543848850 | Transition Incentive Program | Rochelle Park | 7662 | 7 | 7.59 | Residential | Yes | Behind the Meter | Behind the Meter |  | None | Sunrun, Inc. | PSE&G | Eligible for TI Program | 2019-12-31 | 2020-01-16 | 2021-10-30 | LG Electronics | LG345N1C-V5 | Solar Panels |  | 0.345 | 14 | 37 | 37 |  | Fixed | Roof
NJSTRE1545386966 | NJSRRE1544467148 | Transition Incentive Program | Atlantic Highlands | 7716 | 17 | 15.19 | Residential | Yes | Behind the Meter | Behind the Meter |  | None | Sunrun Installation Services, Inc. | JCP&L | Eligible for TI Program | 2020-02-17 | 2020-02-20 | 2021-10-30 | Enphase Energy | IQ7-60-x-US (240V) | Inverters | 240 |  | 49 |  |  | 0.96 |  | Outdoor | Rooftop
NJSTRE1545386966 | NJSRRE1544467148 | Transition Incentive Program | Atlantic Highlands | 7716 | 17 | 15.19 | Residential | Yes | Behind the Meter | Behind the Meter |  | None | Sunrun Installation Services, Inc. | JCP&L | Eligible for TI Program | 2020-02-17 | 2020-02-20 | 2021-10-30 | REC Solar | REC310TP2M | Solar Panels |  | 0.31 | 25 | 155 | 27 |  | Fixed | Roof
NJSTRE1545386966 | NJSRRE1544467148 | Transition Incentive Program | Atlantic Highlands | 7716 | 17 | 15.19 | Residential | Yes | Behind the Meter | Behind the Meter |  | None | Sunrun Installation Services, Inc. | JCP&L | Eligible for TI Program | 2020-02-17 | 2020-02-20 | 2021-10-30 | REC Solar | REC310TP2M | Solar Panels |  | 0.31 | 11 | 335 | 27 |  | Fixed | Roof
NJSTRE1545386966 | NJSRRE1544467148 | Transition Incentive Program | Atlantic Highlands | 7716 | 17 | 15.19 | Residential | Yes | Behind the Meter | Behind the Meter |  | None | Sunrun Installation Services, Inc. | JCP&L | Eligible for TI Program | 2020-02-17 | 2020-02-20 | 2021-10-30 | REC Solar | REC310TP2M | Solar Panels |  | 0.31 | 11 | 66 | 27 |  | Fixed | Roof
NJSTRE1545386966 | NJSRRE1544467148 | Transition Incentive Program | Atlantic Highlands | 7716 | 17 | 15.19 | Residential | Yes | Behind the Meter | Behind the Meter |  | None | Sunrun Installation Services, Inc. | JCP&L | Eligible for TI Program | 2020-02-17 | 2020-02-20 | 2021-10-30 | REC Solar | REC310TP2M | Solar Panels |  | 0.31 | 2 | 246 | 27 |  | Fixed | Roof
NJSTRE1545386967 | NJSRRE1544219710 | Transition Incentive Program | Union Beach | 7735 | 17 | 6.93 | Residential | Yes | Behind the Meter | Net-metered residential rooftop and canopy |  | None | Suntuity Solar LLC | JCP&L | Accepted | 2020-01-24 | 2020-01-28 | 2021-10-30 | Enphase Energy | IQ7-60-2-US | Inverters | 240 |  | 22 |  |  | 0.97 |  | Outdoor | Behind the PV Modules
NJSTRE1545386967 | NJSRRE1544219710 | Transition Incentive Program | Union Beach | 7735 | 17 | 6.93 | Residential | Yes | Behind the Meter | Net-metered residential rooftop and canopy |  | None | Suntuity Solar LLC | JCP&L | Accepted | 2020-01-24 | 2020-01-28 | 2021-10-30 | Hanwha Solar | Q-Cells 315 Mono | Solar Panels |  | 0.315 | 19 | 133 | 24 |  | Fixed | Roof
NJSTRE1545386967 | NJSRRE1544219710 | Transition Incentive Program | Union Beach | 7735 | 17 | 6.93 | Residential | Yes | Behind the Meter | Net-metered residential rooftop and canopy |  | None | Suntuity Solar LLC | JCP&L | Accepted | 2020-01-24 | 2020-01-28 | 2021-10-30 | Hanwha Solar | Q-Cells 315 Mono | Solar Panels |  | 0.315 | 3 | 313 | 24 |  | Fixed | Roof
NJSTRE1545386969 | NJSRRE1543421972 | Transition Incentive Program | Piscataway | 8854 | 11 | 8.5 | Residential | No | Behind the Meter | Net-metered residential rooftop and canopy |  | None | Sunpower Capital LLC | PSE&G | Accepted | 2019-11-19 | 2019-11-22 | 2021-10-30 | SunPower | Type E | Inverters | 320 |  | 26 |  |  | 0.92 |  | Outdoor | NA
NJSTRE1545386969 | NJSRRE1543421972 | Transition Incentive Program | Piscataway | 8854 | 11 | 8.5 | Residential | No | Behind the Meter | Net-metered residential rooftop and canopy |  | None | Sunpower Capital LLC | PSE&G | Accepted | 2019-11-19 | 2019-11-22 | 2021-10-30 | SunPower | 327W | Solar Panels |  | 0.327 | 26 | 236 | 17 |  | Fixed | Roof
NJSTRE1545386978 | NJSRRE1544310773 | Transition Incentive Program | Trenton | 8690 | 12 | 10.4 | Residential | Yes | Behind the Meter | Net-metered residential rooftop and canopy |  | None | Suntuity Solar LLC | PSE&G | Accepted | 2020-01-28 | 2020-01-30 | 2021-10-30 | Enphase Energy | IQ7-60-2-US | Inverters | 240 |  | 33 |  |  | 0.97 |  | Outdoor | Behind the PV Modules
NJSTRE1545386978 | NJSRRE1544310773 | Transition Incentive Program | Trenton | 8690 | 12 | 10.4 | Residential | Yes | Behind the Meter | Net-metered residential rooftop and canopy |  | None | Suntuity Solar LLC | PSE&G | Accepted | 2020-01-28 | 2020-01-30 | 2021-10-30 | Hanwha Solar | Q-Cells 315 Mono | Solar Panels |  | 0.315 | 6 | 149 | 33 |  | Fixed | Roof
NJSTRE1545386978 | NJSRRE1544310773 | Transition Incentive Program | Trenton | 8690 | 12 | 10.4 | Residential | Yes | Behind the Meter | Net-metered residential rooftop and canopy |  | None | Suntuity Solar LLC | PSE&G | Accepted | 2020-01-28 | 2020-01-30 | 2021-10-30 | Hanwha Solar | Q-Cells 315 Mono | Solar Panels |  | 0.315 | 27 | 149 | 33 |  | Fixed | Roof
NJSTRE1545386981 | NJSRRE1544430906 | Transition Incentive Program | Palmyra Boro | 8065 | 13 | 6.87 | Residential | Yes | Behind the Meter | Net-metered residential rooftop and canopy |  | None | SunnyMac LLC | PSE&G | Accepted | 2020-02-11 | 2020-02-13 | 2021-10-30 | Enphase | IQ7XS-96-ACM-US | Inverters | 0.315 |  | 21 |  |  | 0.99 |  | Outdoor | roof
NJSTRE1545386981 | NJSRRE1544430906 | Transition Incentive Program | Palmyra Boro | 8065 | 13 | 6.87 | Residential | Yes | Behind the Meter | Net-metered residential rooftop and canopy |  | None | SunnyMac LLC | PSE&G | Accepted | 2020-02-11 | 2020-02-13 | 2021-10-30 | SunPower, | SPR-E20327 | Solar Panels |  | 0.327 | 21 | 233 | 27 |  | Fixed | Roof
NJSTRE1545386982 | NJSRRE1543436695 | Transition Incentive Program | LINCROFT | 7738 | 17 | 13.23 | Residential | No | Behind the Meter | Behind the Meter |  | None | Tesla Energy Operations Inc | JCP&L | Eligible for TI Program | 2019-11-22 | 2019-11-26 | 2021-10-30 | SOLAREDGE | SE11400H-US000SNC2 | Inverters | 11400 |  | 1 |  |  | 0.99 |  | Outdoor | Outdoor
NJSTRE1545386982 | NJSRRE1543436695 | Transition Incentive Program | LINCROFT | 7738 | 17 | 13.23 | Residential | No | Behind the Meter | Behind the Meter |  | None | Tesla Energy Operations Inc | JCP&L | Eligible for TI Program | 2019-11-22 | 2019-11-26 | 2021-10-30 | Hanwha Q-Cells | Q.Peak DUO BLK-G5/SC315 | Solar Panels |  | 0.315 | 9 | 187 | 45 |  | Fixed | Roof
NJSTRE1545386982 | NJSRRE1543436695 | Transition Incentive Program | LINCROFT | 7738 | 17 | 13.23 | Residential | No | Behind the Meter | Behind the Meter |  | None | Tesla Energy Operations Inc | JCP&L | Eligible for TI Program | 2019-11-22 | 2019-11-26 | 2021-10-30 | Hanwha Q-Cells | Q.Peak DUO BLK-G5/SC315 | Solar Panels |  | 0.315 | 29 | 97 | 20 |  | Fixed | Roof
NJSTRE1545386982 | NJSRRE1543436695 | Transition Incentive Program | LINCROFT | 7738 | 17 | 13.23 | Residential | No | Behind the Meter | Behind the Meter |  | None | Tesla Energy Operations Inc | JCP&L | Eligible for TI Program | 2019-11-22 | 2019-11-26 | 2021-10-30 | Hanwha Q-Cells | Q.Peak DUO BLK-G5/SC315 | Solar Panels |  | 0.315 | 4 | 187 | 34 |  | Fixed | Roof
NJSTRE1545386983 | NJSRRE1544347595 | Transition Incentive Program | Woodbine | 8270 | 21 | 11.77 | Residential | Yes | Behind the Meter | Net-metered residential rooftop and canopy |  | None | Castle Energy, LLC | AC Electric | Accepted | 2020-02-03 | 2020-02-05 | 2021-10-30 | SunPower | SPR-E20-327-C-AC | Inverters | 320 |  | 36 |  |  | 0.975 |  | Outdoor | on the rooftop under each solar panel
NJSTRE1545386983 | NJSRRE1544347595 | Transition Incentive Program | Woodbine | 8270 | 21 | 11.77 | Residential | Yes | Behind the Meter | Net-metered residential rooftop and canopy |  | None | Castle Energy, LLC | AC Electric | Accepted | 2020-02-03 | 2020-02-05 | 2021-10-30 | SunPower | SPR-E20-327-C-AC | Solar Panels |  | 0.327 | 15 | 165 | 30 |  | Fixed | Roof
NJSTRE1545386983 | NJSRRE1544347595 | Transition Incentive Program | Woodbine | 8270 | 21 | 11.77 | Residential | Yes | Behind the Meter | Net-metered residential rooftop and canopy |  | None | Castle Energy, LLC | AC Electric | Accepted | 2020-02-03 | 2020-02-05 | 2021-10-30 | SunPower | SPR-E20-327-C-AC | Solar Panels |  | 0.327 | 4 | 255 | 30 |  | Fixed | Roof
NJSTRE1545386983 | NJSRRE1544347595 | Transition Incentive Program | Woodbine | 8270 | 21 | 11.77 | Residential | Yes | Behind the Meter | Net-metered residential rooftop and canopy |  | None | Castle Energy, LLC | AC Electric | Accepted | 2020-02-03 | 2020-02-05 | 2021-10-30 | SunPower | SPR-E20-327-C-AC | Solar Panels |  | 0.327 | 9 | 75 | 30 |  | Fixed | Roof
NJSTRE1545386983 | NJSRRE1544347595 | Transition Incentive Program | Woodbine | 8270 | 21 | 11.77 | Residential | Yes | Behind the Meter | Net-metered residential rooftop and canopy |  | None | Castle Energy, LLC | AC Electric | Accepted | 2020-02-03 | 2020-02-05 | 2021-10-30 | SunPower | SPR-E20-327-C-AC | Solar Panels |  | 0.327 | 8 | 345 | 7 |  | Fixed | Roof
NJSTRE1545386984 | NJSRRE1543657050 | Transition Incentive Program | Howell | 7731 | 17 | 15.68 | Commercial | No | Behind the Meter | Net-metered non-residential rooftop and canopy |  | None | Powerlutions | JCP&L | Accepted | 2019-12-23 | 2019-12-30 | 2021-10-30 | Solar Edge | SE14.4KUS | Inverters | 14.4 |  | 1 |  |  | 0.99 |  | Outdoor | near meter
NJSTRE1545386984 | NJSRRE1543657050 | Transition Incentive Program | Howell | 7731 | 17 | 15.68 | Commercial | No | Behind the Meter | Net-metered non-residential rooftop and canopy |  | None | Powerlutions | JCP&L | Accepted | 2019-12-23 | 2019-12-30 | 2021-10-30 | Axitec | AC-320MH/120S | Solar Panels |  | 0.32 | 49 | 95 | 19 |  | Fixed | Roof
NJSTRE1545386986 | NJSRRE1544236199 | Transition Incentive Program | South Plainfield | 7080 | 11 | 6.2 | Residential | Yes | Behind the Meter | Behind the Meter |  | None | Sunrun Installation Services, Inc. | PSE&G | Eligible for TI Program | 2020-01-24 | 2020-01-29 | 2021-10-30 | Enphase Energy | IQ7-60-x-US (240V) | Inverters | 240 |  | 20 |  |  | 0.96 |  | Outdoor | Rooftop
NJSTRE1545386986 | NJSRRE1544236199 | Transition Incentive Program | South Plainfield | 7080 | 11 | 6.2 | Residential | Yes | Behind the Meter | Behind the Meter |  | None | Sunrun Installation Services, Inc. | PSE&G | Eligible for TI Program | 2020-01-24 | 2020-01-29 | 2021-10-30 | REC Solar | REC310TP2M | Solar Panels |  | 0.31 | 10 | 210 | 45 |  | Fixed | Roof
NJSTRE1545386986 | NJSRRE1544236199 | Transition Incentive Program | South Plainfield | 7080 | 11 | 6.2 | Residential | Yes | Behind the Meter | Behind the Meter |  | None | Sunrun Installation Services, Inc. | PSE&G | Eligible for TI Program | 2020-01-24 | 2020-01-29 | 2021-10-30 | REC Solar | REC310TP2M | Solar Panels |  | 0.31 | 4 | 120 | 45 |  | Fixed | Roof
NJSTRE1545386986 | NJSRRE1544236199 | Transition Incentive Program | South Plainfield | 7080 | 11 | 6.2 | Residential | Yes | Behind the Meter | Behind the Meter |  | None | Sunrun Installation Services, Inc. | PSE&G | Eligible for TI Program | 2020-01-24 | 2020-01-29 | 2021-10-30 | REC Solar | REC310TP2M | Solar Panels |  | 0.31 | 6 | 300 | 45 |  | Fixed | Roof
NJSTRE1545386988 | NJSRRE1544334035 | Transition Incentive Program | Roselle | 7203 | 10 | 4.65 | Residential | Yes | Behind the Meter | Behind the Meter |  | None | Sunrun Installation Services, Inc. | PSE&G | Eligible for TI Program | 2020-01-30 | 2020-02-03 | 2021-10-30 | Enphase Energy | IQ7-60-x-US (240V) | Inverters | 240 |  | 15 |  |  | 0.96 |  | Outdoor | Rooftop
NJSTRE1545386988 | NJSRRE1544334035 | Transition Incentive Program | Roselle | 7203 | 10 | 4.65 | Residential | Yes | Behind the Meter | Behind the Meter |  | None | Sunrun Installation Services, Inc. | PSE&G | Eligible for TI Program | 2020-01-30 | 2020-02-03 | 2021-10-30 | REC Solar | REC310TP2M | Solar Panels |  | 0.31 | 4 | 140 | 43 |  | Fixed | Roof
NJSTRE1545386988 | NJSRRE1544334035 | Transition Incentive Program | Roselle | 7203 | 10 | 4.65 | Residential | Yes | Behind the Meter | Behind the Meter |  | None | Sunrun Installation Services, Inc. | PSE&G | Eligible for TI Program | 2020-01-30 | 2020-02-03 | 2021-10-30 | REC Solar | REC310TP2M | Solar Panels |  | 0.31 | 11 | 140 | 34 |  | Fixed | Roof
NJSTRE1545386991 | NJSRRE1544522692 | Transition Incentive Program | Newark | 7112 | 9 | 2.84 | Residential | Yes | Behind the Meter | Net-metered residential rooftop and canopy |  | None | Vision Solar LLC | PSE&G | Accepted | 2020-02-22 | 2020-02-25 | 2021-10-30 | enphase | iq7-60-2-us | Inverters | 0.25 |  | 9 |  |  | 0.96 |  | Other | behind panels
NJSTRE1545386991 | NJSRRE1544522692 | Transition Incentive Program | Newark | 7112 | 9 | 2.84 | Residential | Yes | Behind the Meter | Net-metered residential rooftop and canopy |  | None | Vision Solar LLC | PSE&G | Accepted | 2020-02-22 | 2020-02-25 | 2021-10-30 | hanwa qcells | qpeak duo g5 315 | Solar Panels |  | 0.315 | 9 | 221 | 32 |  | Fixed | Roof
NJSTRE1545386992 | NJSRRE1544537958 | Transition Incentive Program | Garfield | 7026 | 7 | 13.11 | Residential | No | Behind the Meter | Behind the Meter |  | None | Sunrun Installation Services, Inc. | PSE&G | Eligible for TI Program | 2020-02-25 | 2020-02-28 | 2021-10-30 | LG Chem | RESU 10H SEG | Electric Storage Battery |  |  | 1 |  |  |  | Lithium Ion |  | outside
NJSTRE1545386992 | NJSRRE1544537958 | Transition Incentive Program | Garfield | 7026 | 7 | 13.11 | Residential | No | Behind the Meter | Behind the Meter |  | None | Sunrun Installation Services, Inc. | PSE&G | Eligible for TI Program | 2020-02-25 | 2020-02-28 | 2021-10-30 | SolarEdge Technologies | SE7600H-USRGM | Inverters | 7600 |  | 1 |  |  | 0.96 |  | Outdoor | Next To Meter
NJSTRE1545386992 | NJSRRE1544537958 | Transition Incentive Program | Garfield | 7026 | 7 | 13.11 | Residential | No | Behind the Meter | Behind the Meter |  | None | Sunrun Installation Services, Inc. | PSE&G | Eligible for TI Program | 2020-02-25 | 2020-02-28 | 2021-10-30 | SolarEdge Technologies | SE3800A-USS2RGM | Inverters | 3800 |  | 1 |  |  | 0.96 |  | Outdoor | Next To Meter
NJSTRE1545386992 | NJSRRE1544537958 | Transition Incentive Program | Garfield | 7026 | 7 | 13.11 | Residential | No | Behind the Meter | Behind the Meter |  | None | Sunrun Installation Services, Inc. | PSE&G | Eligible for TI Program | 2020-02-25 | 2020-02-28 | 2021-10-30 | LG Electronics | LG345N1C-V5 | Solar Panels |  | 0.345 | 3 | 251 | 43 |  | Fixed | Roof
NJSTRE1545386992 | NJSRRE1544537958 | Transition Incentive Program | Garfield | 7026 | 7 | 13.11 | Residential | No | Behind the Meter | Behind the Meter |  | None | Sunrun Installation Services, Inc. | PSE&G | Eligible for TI Program | 2020-02-25 | 2020-02-28 | 2021-10-30 | LG Electronics | LG345N1C-V5 | Solar Panels |  | 0.345 | 21 | 71 | 43 |  | Fixed | Roof
NJSTRE1545386992 | NJSRRE1544537958 | Transition Incentive Program | Garfield | 7026 | 7 | 13.11 | Residential | No | Behind the Meter | Behind the Meter |  | None | Sunrun Installation Services, Inc. | PSE&G | Eligible for TI Program | 2020-02-25 | 2020-02-28 | 2021-10-30 | LG Electronics | LG345N1C-V5 | Solar Panels |  | 0.345 | 14 | 251 | 43 |  | Fixed | Roof
NJSTRE1545386995 | NJSRRE1544546677 | Transition Incentive Program | Haddon Township | 8107 | 14 | 6.2 | Residential | Yes | Behind the Meter | Behind the Meter |  | None | Sunrun Installation Services, Inc. | PSE&G | Eligible for TI Program | 2020-02-27 | 2020-03-03 | 2021-10-30 | Enphase Energy | IQ7-60-x-US (240V) | Inverters | 240 |  | 20 |  |  | 0.96 |  | Outdoor | Rooftop
NJSTRE1545386995 | NJSRRE1544546677 | Transition Incentive Program | Haddon Township | 8107 | 14 | 6.2 | Residential | Yes | Behind the Meter | Behind the Meter |  | None | Sunrun Installation Services, Inc. | PSE&G | Eligible for TI Program | 2020-02-27 | 2020-03-03 | 2021-10-30 | REC Solar | REC310TP2M | Solar Panels |  | 0.31 | 2 | 246 | 14 |  | Fixed | Roof
NJSTRE1545386995 | NJSRRE1544546677 | Transition Incentive Program | Haddon Township | 8107 | 14 | 6.2 | Residential | Yes | Behind the Meter | Behind the Meter |  | None | Sunrun Installation Services, Inc. | PSE&G | Eligible for TI Program | 2020-02-27 | 2020-03-03 | 2021-10-30 | REC Solar | REC310TP2M | Solar Panels |  | 0.31 | 2 | 65 | 14 |  | Fixed | Roof
NJSTRE1545386995 | NJSRRE1544546677 | Transition Incentive Program | Haddon Township | 8107 | 14 | 6.2 | Residential | Yes | Behind the Meter | Behind the Meter |  | None | Sunrun Installation Services, Inc. | PSE&G | Eligible for TI Program | 2020-02-27 | 2020-03-03 | 2021-10-30 | REC Solar | REC310TP2M | Solar Panels |  | 0.31 | 16 | 246 | 30 |  | Fixed | Roof
NJSTRE1545386997 | NJSRRE1544441465 | Transition Incentive Program | NEW BRUNSWICK | 8901 | 11 | 5.36 | Residential | Yes | Behind the Meter | Net-metered residential rooftop and canopy |  | None | Vivint Solar Developer, LLC | PSE&G | Accepted | 2020-02-20 | 2020-02-20 | 2021-10-30 | SolarEdge | SE3800H-US | Inverters | 3800 |  | 1 |  |  | 0.992 |  | Outdoor | Near the utility meter
NJSTRE1545386997 | NJSRRE1544441465 | Transition Incentive Program | NEW BRUNSWICK | 8901 | 11 | 5.36 | Residential | Yes | Behind the Meter | Net-metered residential rooftop and canopy |  | None | Vivint Solar Developer, LLC | PSE&G | Accepted | 2020-02-20 | 2020-02-20 | 2021-10-30 | Hanwha Solar | Q.PEAK BLK-G5 315 | Solar Panels |  | 0.315 | 6 | 219 | 25 |  | Fixed | Roof
NJSTRE1545386997 | NJSRRE1544441465 | Transition Incentive Program | NEW BRUNSWICK | 8901 | 11 | 5.36 | Residential | Yes | Behind the Meter | Net-metered residential rooftop and canopy |  | None | Vivint Solar Developer, LLC | PSE&G | Accepted | 2020-02-20 | 2020-02-20 | 2021-10-30 | Hanwha Solar | Q.PEAK BLK-G5 315 | Solar Panels |  | 0.315 | 4 | 39 | 25 |  | Fixed | Roof
NJSTRE1545386997 | NJSRRE1544441465 | Transition Incentive Program | NEW BRUNSWICK | 8901 | 11 | 5.36 | Residential | Yes | Behind the Meter | Net-metered residential rooftop and canopy |  | None | Vivint Solar Developer, LLC | PSE&G | Accepted | 2020-02-20 | 2020-02-20 | 2021-10-30 | Hanwha Solar | Q.PEAK BLK-G5 315 | Solar Panels |  | 0.315 | 7 | 219 | 23 |  | Fixed | Roof
NJSTRE1545386998 | NJSRRE1543421592 | Transition Incentive Program | Union | 7083 | 10 | 3.77 | Residential | Yes | Behind the Meter | Behind the Meter |  | None | Sunrun Installation Services, Inc. | PSE&G | Eligible for TI Program | 2019-11-19 | 2019-11-21 | 2021-10-30 | Delta Electronics | M4-TL-US | Inverters | 3840 |  | 1 |  |  | 0.96 |  | Outdoor | Next To Meter
NJSTRE1545386998 | NJSRRE1543421592 | Transition Incentive Program | Union | 7083 | 10 | 3.77 | Residential | Yes | Behind the Meter | Behind the Meter |  | None | Sunrun Installation Services, Inc. | PSE&G | Eligible for TI Program | 2019-11-19 | 2019-11-21 | 2021-10-30 | REC Solar | REC290TP2 BLK | Solar Panels |  | 0.29 | 13 | 308 | 9 |  | Fixed | Roof
NJSTRE1545386999 | NJSRRE1544139970 | Transition Incentive Program | Toms River | 8753 | 18 | 7.25 | Residential | No | Behind the Meter | Net-metered residential rooftop and canopy |  | None | Suntuity Solar LLC | JCP&L | Accepted | 2020-01-08 | 2020-01-10 | 2021-10-30 | Tesla Powerwall | Tesla Powerwall 2 | Electric Storage Battery |  |  | 1 |  |  |  | Lithium Ion |  | OUTSIDE
NJSTRE1545386999 | NJSRRE1544139970 | Transition Incentive Program | Toms River | 8753 | 18 | 7.25 | Residential | No | Behind the Meter | Net-metered residential rooftop and canopy |  | None | Suntuity Solar LLC | JCP&L | Accepted | 2020-01-08 | 2020-01-10 | 2021-10-30 | Enphase Energy | IQ7-60-2-US | Inverters | 240 |  | 23 |  |  | 0.97 |  | Outdoor | Behind the PV Modules
NJSTRE1545386999 | NJSRRE1544139970 | Transition Incentive Program | Toms River | 8753 | 18 | 7.25 | Residential | No | Behind the Meter | Net-metered residential rooftop and canopy |  | None | Suntuity Solar LLC | JCP&L | Accepted | 2020-01-08 | 2020-01-10 | 2021-10-30 | Hanwha Solar | Q-Cells 315 Mono | Solar Panels |  | 0.315 | 23 | 184 | 20 |  | Fixed | Roof
NJSTRE1545387001 | NJSRRE1543425557 | Transition Incentive Program | Oradell | 7649 | 7 | 8.58 | Residential | No | Behind the Meter | Behind the Meter |  | None | Green Power Energy | PSE&G | Eligible for TI Program | 2019-11-20 | 2019-11-25 | 2021-10-30 | SolarEdge | SE7600H-US | Inverters | 7600 |  | 1 |  |  | 0.97 |  | Outside | Next to meter
NJSTRE1545387001 | NJSRRE1543425557 | Transition Incentive Program | Oradell | 7649 | 7 | 8.58 | Residential | No | Behind the Meter | Behind the Meter |  | None | Green Power Energy | PSE&G | Eligible for TI Program | 2019-11-20 | 2019-11-25 | 2021-10-30 | Panasonic | VBHN330SA17 | Solar Panels |  | 0.33 | 5 | 200 | 5 |  | Fixed | Roof
NJSTRE1545387001 | NJSRRE1543425557 | Transition Incentive Program | Oradell | 7649 | 7 | 8.58 | Residential | No | Behind the Meter | Behind the Meter |  | None | Green Power Energy | PSE&G | Eligible for TI Program | 2019-11-20 | 2019-11-25 | 2021-10-30 | Panasonic | VBHN330SA17 | Solar Panels |  | 0.33 | 21 | 200 | 30 |  | Fixed | Roof
NJSTRE1545387002 | NJSRRE1544540682 | Transition Incentive Program | Marmora | 8223 | 21 | 2.68 | Residential | Yes | Behind the Meter | Net-metered residential rooftop and canopy |  | None | Vision Solar LLC | AC Electric | Accepted | 2020-02-26 | 2020-03-02 | 2021-10-30 | enphase | iq7-60-2-us | Inverters | 0.25 |  | 8 |  |  | 0.96 |  | Other | behind panels
NJSTRE1545387002 | NJSRRE1544540682 | Transition Incentive Program | Marmora | 8223 | 21 | 2.68 | Residential | Yes | Behind the Meter | Net-metered residential rooftop and canopy |  | None | Vision Solar LLC | AC Electric | Accepted | 2020-02-26 | 2020-03-02 | 2021-10-30 | lg solar | lg335n1k-v5 | Solar Panels |  | 0.335 | 8 | 134 | 19 |  | Fixed | Roof
NJSTRE1545387005 | NJSRRE1543443408 | Transition Incentive Program | Morristown | 7960 | 3 | 4.06 | Residential | Yes | Behind the Meter | Behind the Meter |  | None | Sunrun Installation Services, Inc. | JCP&L | Eligible for TI Program | 2019-11-25 | 2019-11-27 | 2021-10-30 | Enphase Energy | IQ7-60-x-US (240V) | Inverters | 240 |  | 14 |  |  | 0.96 |  | Outdoor | Rooftop
NJSTRE1545387005 | NJSRRE1543443408 | Transition Incentive Program | Morristown | 7960 | 3 | 4.06 | Residential | Yes | Behind the Meter | Behind the Meter |  | None | Sunrun Installation Services, Inc. | JCP&L | Eligible for TI Program | 2019-11-25 | 2019-11-27 | 2021-10-30 | REC Solar | REC290TP2 BLK | Solar Panels |  | 0.29 | 14 | 142 | 34 |  | Fixed | Roof
NJSTRE1545387009 | NJSRRE1544540648 | Transition Incentive Program | Trenton | 8609 | 12 | 2.56 | Residential | Yes | Behind the Meter | Net-metered residential rooftop and canopy |  | None | Vivint Solar Developer, LLC | PSE&G | Accepted | 2020-02-26 | 2020-02-28 | 2021-10-30 | SOLAREDGE | SE3800H-US | Inverters | 3800 |  | 1 |  |  | 0.992 |  | Outdoor | Near the Utility Meter
NJSTRE1545387009 | NJSRRE1544540648 | Transition Incentive Program | Trenton | 8609 | 12 | 2.56 | Residential | Yes | Behind the Meter | Net-metered residential rooftop and canopy |  | None | Vivint Solar Developer, LLC | PSE&G | Accepted | 2020-02-26 | 2020-02-28 | 2021-10-30 | JINKO SOLAR | JKM320M-60HBL | Solar Panels |  | 0.32 | 4 | 138 | 34 |  | Fixed | Roof
NJSTRE1545387009 | NJSRRE1544540648 | Transition Incentive Program | Trenton | 8609 | 12 | 2.56 | Residential | Yes | Behind the Meter | Net-metered residential rooftop and canopy |  | None | Vivint Solar Developer, LLC | PSE&G | Accepted | 2020-02-26 | 2020-02-28 | 2021-10-30 | JINKO SOLAR | JKM320M-60HBL | Solar Panels |  | 0.32 | 4 | 228 | 34 |  | Fixed | Roof
NJSTRE1545387011 | NJSRRE1544545605 | Transition Incentive Program | Somerset | 8873 | 5 | 9.16 | Residential | Yes | Behind the Meter | Net-metered residential ground mount |  | None | Vision Solar LLC | PSE&G | Accepted | 2020-02-27 | 2020-03-03 | 2021-10-30 | sunpower | e20-327-e-ac | Inverters | 0.32 |  | 28 |  |  | 0.96 |  | Other | behind panels
NJSTRE1545387011 | NJSRRE1544545605 | Transition Incentive Program | Somerset | 8873 | 5 | 9.16 | Residential | Yes | Behind the Meter | Net-metered residential ground mount |  | None | Vision Solar LLC | PSE&G | Accepted | 2020-02-27 | 2020-03-03 | 2021-10-30 | sunpower | e20-327-e-ac | Solar Panels |  | 0.327 | 28 | 217 | 30 |  | Fixed | Roof
NJSTRE1545387013 | NJSRRE1544150708 | Transition Incentive Program | Plainfield | 7063 | 10 | 5.12 | Residential | Yes | Behind the Meter | Behind the Meter |  | None | Skyline Solar, LLC | PSE&G | Eligible for TI Program | 2020-01-09 | 2020-01-14 | 2021-10-30 | SolarEdge | SE3800H-US | Inverters | 3800 |  | 1 |  |  | 0.99 |  | Outside | within ten feet of meter
NJSTRE1545387013 | NJSRRE1544150708 | Transition Incentive Program | Plainfield | 7063 | 10 | 5.12 | Residential | Yes | Behind the Meter | Behind the Meter |  | None | Skyline Solar, LLC | PSE&G | Eligible for TI Program | 2020-01-09 | 2020-01-14 | 2021-10-30 | Hanwha Q-Cells | Q.PEAK DUO-G5 320 | Solar Panels |  | 0.32 | 16 | 129309219 | 27 |  | Fixed | Roof
NJSTRE1545387014 | NJSRRE1543574929 | Transition Incentive Program | Villas | 8251 | 21 | 3.84 | Residential | Yes | Behind the Meter | Behind the Meter |  | None | Skyline Solar, LLC | AC Electric | Eligible for TI Program | 2019-12-20 | 2019-12-30 | 2021-10-30 | SolarEdge | SE3800H-US | Inverters | 3800 |  | 1 |  |  | 0.99 |  | Outside | within ten feet of meter
NJSTRE1545387014 | NJSRRE1543574929 | Transition Incentive Program | Villas | 8251 | 21 | 3.84 | Residential | Yes | Behind the Meter | Behind the Meter |  | None | Skyline Solar, LLC | AC Electric | Eligible for TI Program | 2019-12-20 | 2019-12-30 | 2021-10-30 | Silfab | SLA320M | Solar Panels |  | 0.32 | 12 | 208,28 | 30 |  | Fixed | Roof
NJSTRE1545387015 | NJSRRE1543853067 | Transition Incentive Program | Deptford Twp | 8090 | 15 | 3.84 | Residential | Yes | Behind the Meter | Behind the Meter |  | None | Skyline Solar, LLC | PSE&G | Eligible for TI Program | 2020-01-02 | 2020-01-07 | 2021-10-30 | SolarEdge | SE3800H-US | Inverters | 3800 |  | 1 |  |  | 0.99 |  | Outside | within ten feet of meter
NJSTRE1545387015 | NJSRRE1543853067 | Transition Incentive Program | Deptford Twp | 8090 | 15 | 3.84 | Residential | Yes | Behind the Meter | Behind the Meter |  | None | Skyline Solar, LLC | PSE&G | Eligible for TI Program | 2020-01-02 | 2020-01-07 | 2021-10-30 | Hanwha Q-Cells | Q.PEAK DUO-G5 320 | Solar Panels |  | 0.32 | 12 | 130 | 26 |  | Fixed | Roof
NJSTRE1545387016 | NJSRRE1543570871 | Transition Incentive Program | Wall Twp | 7753 | 17 | 15.75 | Residential | No | Behind the Meter | Net-metered residential rooftop and canopy |  | None | Ecological Systems by Water Wizard, LLC | JCP&L | Accepted | 2019-12-19 | 2019-12-27 | 2021-10-30 | SMA | SB 7.0 | Inverters | 7000 |  | 2 |  |  | 0.97 |  | Indoor | inside front garage
NJSTRE1545387016 | NJSRRE1543570871 | Transition Incentive Program | Wall Twp | 7753 | 17 | 15.75 | Residential | No | Behind the Meter | Net-metered residential rooftop and canopy |  | None | Ecological Systems by Water Wizard, LLC | JCP&L | Accepted | 2019-12-19 | 2019-12-27 | 2021-10-30 | Trina | TSM 235-PAO5 | Solar Panels |  | 0.235 | 67 | 180 | 0.23 |  | Fixed | Roof
NJSTRE1545387017 | NJSRRE1544549851 | Transition Incentive Program | HOWELL | 7731 | 17 | 6.93 | Residential | Yes | Behind the Meter | Net-metered residential rooftop and canopy |  | None | Suntuity Solar LLC | JCP&L | Accepted | 2020-02-28 | 2020-03-03 | 2021-10-30 | Enphase Energy | IQ7-60-2-US | Inverters | 240 |  | 22 |  |  | 0.97 |  | Outdoor | Behind the PV Modules
NJSTRE1545387017 | NJSRRE1544549851 | Transition Incentive Program | HOWELL | 7731 | 17 | 6.93 | Residential | Yes | Behind the Meter | Net-metered residential rooftop and canopy |  | None | Suntuity Solar LLC | JCP&L | Accepted | 2020-02-28 | 2020-03-03 | 2021-10-30 | Hanwha Solar | Q-Cells 315 Mono | Solar Panels |  | 0.315 | 10 | 150 | 19 |  | Fixed | Roof
NJSTRE1545387017 | NJSRRE1544549851 | Transition Incentive Program | HOWELL | 7731 | 17 | 6.93 | Residential | Yes | Behind the Meter | Net-metered residential rooftop and canopy |  | None | Suntuity Solar LLC | JCP&L | Accepted | 2020-02-28 | 2020-03-03 | 2021-10-30 | Hanwha Solar | Q-Cells 315 Mono | Solar Panels |  | 0.315 | 12 | 330 | 19 |  | Fixed | Roof
NJSTRE1545387022 | NJSRRE1543443436 | Transition Incentive Program | West Long Branch | 7764 | 17 | 3.78 | Residential | Yes | Behind the Meter | Net-metered residential rooftop and canopy |  | None | Vivint Solar Developer, LLC | JCP&L | Accepted | 2019-11-26 | 2019-11-27 | 2021-10-30 | Solar Edge | SE3800H-US | Inverters | 3800 |  | 1 |  |  | 0.992 |  | Outdoor | Near the Utility Meter
NJSTRE1545387022 | NJSRRE1543443436 | Transition Incentive Program | West Long Branch | 7764 | 17 | 3.78 | Residential | Yes | Behind the Meter | Net-metered residential rooftop and canopy |  | None | Vivint Solar Developer, LLC | JCP&L | Accepted | 2019-11-26 | 2019-11-27 | 2021-10-30 | Hanwha Solar | Q.PEAK BLK-G5 315 | Solar Panels |  | 0.315 | 12 | 234 | 33 |  | Fixed | Roof
NJSTRE1545387023 | NJSRRE1544456169 | Transition Incentive Program | Erial | 8081 | 14 | 5.12 | Residential | Yes | Behind the Meter | Behind the Meter |  | None | Skyline Solar, LLC | AC Electric | Eligible for TI Program | 2020-02-14 | 2020-02-18 | 2021-10-30 | SolarEdge | SE3800H-US | Inverters | 3800 |  | 1 |  |  | 0.99 |  | Outside | within ten feet of meter
NJSTRE1545387023 | NJSRRE1544456169 | Transition Incentive Program | Erial | 8081 | 14 | 5.12 | Residential | Yes | Behind the Meter | Behind the Meter |  | None | Skyline Solar, LLC | AC Electric | Eligible for TI Program | 2020-02-14 | 2020-02-18 | 2021-10-30 | Hanwha Q-Cells | Q.PEAK DUO-G5 320 | Solar Panels |  | 0.32 | 16 | 73 | 20 |  | Fixed | Roof
NJSTRE1545387026 | NJSRRE1544168250 | Transition Incentive Program | West Windsor | 8850 | 11 | 12.8 | Residential | No | Behind the Meter | Net-metered residential rooftop and canopy |  | None | Ampericon | PSE&G | Accepted | 2020-01-15 | 2020-01-20 | 2021-10-30 | EnPhase | IQ7 | Inverters | 240 |  | 40 |  |  | 0.965 |  | Other | Roof
NJSTRE1545387026 | NJSRRE1544168250 | Transition Incentive Program | West Windsor | 8850 | 11 | 12.8 | Residential | No | Behind the Meter | Net-metered residential rooftop and canopy |  | None | Ampericon | PSE&G | Accepted | 2020-01-15 | 2020-01-20 | 2021-10-30 | Silfab | SLA-M-320 | Solar Panels |  | 0.32 | 40 | 243 | 25 |  | Fixed | Roof
NJSTRE1545387027 | NJSRRE1543446998 | Transition Incentive Program | Phillipsburg | 8865 | 2 | 15.95 | Residential | Yes | Behind the Meter | Behind the Meter |  | None | Sunrun Installation Services, Inc. | JCP&L | Eligible for TI Program | 2019-11-26 | 2019-12-02 | 2021-10-30 | Delta Electronics | M10-TL-US | Inverters | 9600 |  | 1 |  |  | 0.96 |  | Outdoor | Next To Meter
NJSTRE1545387027 | NJSRRE1543446998 | Transition Incentive Program | Phillipsburg | 8865 | 2 | 15.95 | Residential | Yes | Behind the Meter | Behind the Meter |  | None | Sunrun Installation Services, Inc. | JCP&L | Eligible for TI Program | 2019-11-26 | 2019-12-02 | 2021-10-30 | Delta Electronics | M4-TL-US | Inverters | 3840 |  | 1 |  |  | 0.96 |  | Outdoor | Next To Meter
NJSTRE1545387027 | NJSRRE1543446998 | Transition Incentive Program | Phillipsburg | 8865 | 2 | 15.95 | Residential | Yes | Behind the Meter | Behind the Meter |  | None | Sunrun Installation Services, Inc. | JCP&L | Eligible for TI Program | 2019-11-26 | 2019-12-02 | 2021-10-30 | REC Solar | REC290TP2 BLK | Solar Panels |  | 0.29 | 26 | 190 | 18 |  | Fixed | Roof
NJSTRE1545387027 | NJSRRE1543446998 | Transition Incentive Program | Phillipsburg | 8865 | 2 | 15.95 | Residential | Yes | Behind the Meter | Behind the Meter |  | None | Sunrun Installation Services, Inc. | JCP&L | Eligible for TI Program | 2019-11-26 | 2019-12-02 | 2021-10-30 | REC Solar | REC290TP2 BLK | Solar Panels |  | 0.29 | 29 | 10 | 18 |  | Fixed | Roof
NJSTRE1545387028 | NJSRRE1543552982 | Transition Incentive Program | Waterford Works | 8089 | 14 | 14.08 | Residential | Yes | Behind the Meter | Net-metered residential ground mount |  | None | Vision Solar LLC | AC Electric | Accepted | 2019-12-16 | 2019-12-19 | 2021-10-30 | Sunpower | e20-327-e-ac | Inverters | 0.32 |  | 43 |  |  | 0.96 |  | Other | behind panels
NJSTRE1545387028 | NJSRRE1543552982 | Transition Incentive Program | Waterford Works | 8089 | 14 | 14.08 | Residential | Yes | Behind the Meter | Net-metered residential ground mount |  | None | Vision Solar LLC | AC Electric | Accepted | 2019-12-16 | 2019-12-19 | 2021-10-30 | sunpower | e20-327-e-ac | Solar Panels |  | 0.32 | 22 | 180 | 30 |  | Fixed | Roof
NJSTRE1545387028 | NJSRRE1543552982 | Transition Incentive Program | Waterford Works | 8089 | 14 | 14.08 | Residential | Yes | Behind the Meter | Net-metered residential ground mount |  | None | Vision Solar LLC | AC Electric | Accepted | 2019-12-16 | 2019-12-19 | 2021-10-30 | sunpower | e20-327-e-ac | Solar Panels |  | 0.32 | 22 | 180 | 30 |  | Fixed | Roof
NJSTRE1545387031 | NJSRRE1543571093 | Transition Incentive Program | Englishtown | 7726 | 17 | 17.69 | Residential | Yes | Behind the Meter | Behind the Meter |  | None | Sunrun Installation Services, Inc. | JCP&L | Eligible for TI Program | 2019-12-19 | 2019-12-31 | 2021-10-30 | Enphase Energy | IQ7-60-x-US (240V) | Inverters | 240 |  | 61 |  |  | 0.96 |  | Outdoor | Rooftop
NJSTRE1545387031 | NJSRRE1543571093 | Transition Incentive Program | Englishtown | 7726 | 17 | 17.69 | Residential | Yes | Behind the Meter | Behind the Meter |  | None | Sunrun Installation Services, Inc. | JCP&L | Eligible for TI Program | 2019-12-19 | 2019-12-31 | 2021-10-30 | REC Solar | REC290TP2 BLK | Solar Panels |  | 0.29 | 25 | 354 | 23 |  | Fixed | Roof
NJSTRE1545387031 | NJSRRE1543571093 | Transition Incentive Program | Englishtown | 7726 | 17 | 17.69 | Residential | Yes | Behind the Meter | Behind the Meter |  | None | Sunrun Installation Services, Inc. | JCP&L | Eligible for TI Program | 2019-12-19 | 2019-12-31 | 2021-10-30 | REC Solar | REC290TP2 BLK | Solar Panels |  | 0.29 | 14 | 264 | 23 |  | Fixed | Roof
NJSTRE1545387031 | NJSRRE1543571093 | Transition Incentive Program | Englishtown | 7726 | 17 | 17.69 | Residential | Yes | Behind the Meter | Behind the Meter |  | None | Sunrun Installation Services, Inc. | JCP&L | Eligible for TI Program | 2019-12-19 | 2019-12-31 | 2021-10-30 | REC Solar | REC290TP2 BLK | Solar Panels |  | 0.29 | 12 | 174 | 23 |  | Fixed | Roof
NJSTRE1545387031 | NJSRRE1543571093 | Transition Incentive Program | Englishtown | 7726 | 17 | 17.69 | Residential | Yes | Behind the Meter | Behind the Meter |  | None | Sunrun Installation Services, Inc. | JCP&L | Eligible for TI Program | 2019-12-19 | 2019-12-31 | 2021-10-30 | REC Solar | REC290TP2 BLK | Solar Panels |  | 0.29 | 10 | 84 | 23 |  | Fixed | Roof
NJSTRE1545387032 | NJSRRE1544512044 | Transition Incentive Program | Cape May | 8204 | 21 | 7.04 | Residential | Yes | Behind the Meter | Net-metered residential rooftop and canopy |  | None | Vision Solar LLC | AC Electric | Accepted | 2020-02-20 | 2020-02-24 | 2021-10-30 | enphase | iq7-60-2-us | Inverters | 0.25 |  | 21 |  |  | 0.96 |  | Other | behind panels
NJSTRE1545387032 | NJSRRE1544512044 | Transition Incentive Program | Cape May | 8204 | 21 | 7.04 | Residential | Yes | Behind the Meter | Net-metered residential rooftop and canopy |  | None | Vision Solar LLC | AC Electric | Accepted | 2020-02-20 | 2020-02-24 | 2021-10-30 | lg solar | lg335n1k-v5 | Solar Panels |  | 0.335 | 21 | 230 | 20 |  | Fixed | Roof
NJSTRE1545387033 | NJSRRE1543478013 | Transition Incentive Program | Cardiff | 8232 | 19 | 9.77 | Residential | No | Behind the Meter | Behind the Meter |  | None | All Season Solar | AC Electric | Eligible for TI Program | 2019-12-04 | 2019-12-06 | 2021-10-30 | Enphase | IQ7 | Inverters | 240 |  | 31 |  |  | 0.97 |  | Outdoor | Under Module
NJSTRE1545387033 | NJSRRE1543478013 | Transition Incentive Program | Cardiff | 8232 | 19 | 9.77 | Residential | No | Behind the Meter | Behind the Meter |  | None | All Season Solar | AC Electric | Eligible for TI Program | 2019-12-04 | 2019-12-06 | 2021-10-30 | Certain Teed | CT315HC11-04 | Solar Panels |  | 0.315 | 3 | 168 | 23 |  | Fixed | Roof
NJSTRE1545387033 | NJSRRE1543478013 | Transition Incentive Program | Cardiff | 8232 | 19 | 9.77 | Residential | No | Behind the Meter | Behind the Meter |  | None | All Season Solar | AC Electric | Eligible for TI Program | 2019-12-04 | 2019-12-06 | 2021-10-30 | Certain Teed | CT315HC11-04 | Solar Panels |  | 0.315 | 28 | 168 | 23 |  | Fixed | Roof
NJSTRE1545387034 | NJSRRE1543474506 | Transition Incentive Program | Vineland | 8360 | 20 | 7.52 | Residential | Yes | Behind the Meter | Net-metered residential rooftop and canopy |  | None | Castle Energy, LLC | Vineland Muni Electric | Accepted | 2019-12-03 | 2019-12-05 | 2021-10-30 | SunPower | SPR-E20-327-C-AC | Inverters | 320 |  | 23 |  |  | 0.975 |  | Outside | on the rooftop under each solar panel
NJSTRE1545387034 | NJSRRE1543474506 | Transition Incentive Program | Vineland | 8360 | 20 | 7.52 | Residential | Yes | Behind the Meter | Net-metered residential rooftop and canopy |  | None | Castle Energy, LLC | Vineland Muni Electric | Accepted | 2019-12-03 | 2019-12-05 | 2021-10-30 | SunPower | SPR-E20-327-C-AC | Solar Panels |  | 0.327 | 7 | 183 | 23 |  | Fixed | Roof
NJSTRE1545387034 | NJSRRE1543474506 | Transition Incentive Program | Vineland | 8360 | 20 | 7.52 | Residential | Yes | Behind the Meter | Net-metered residential rooftop and canopy |  | None | Castle Energy, LLC | Vineland Muni Electric | Accepted | 2019-12-03 | 2019-12-05 | 2021-10-30 | SunPower | SPR-E20-327-C-AC | Solar Panels |  | 0.327 | 12 | 3 | 9 |  | Fixed | Roof
NJSTRE1545387034 | NJSRRE1543474506 | Transition Incentive Program | Vineland | 8360 | 20 | 7.52 | Residential | Yes | Behind the Meter | Net-metered residential rooftop and canopy |  | None | Castle Energy, LLC | Vineland Muni Electric | Accepted | 2019-12-03 | 2019-12-05 | 2021-10-30 | SunPower | SPR-E20-327-C-AC | Solar Panels |  | 0.327 | 4 | 93 | 27 |  | Fixed | Roof
NJSTRE1545387035 | NJSRRE1544514229 | Transition Incentive Program | Lambertville | 8530 | 4 | 9.6 | Residential | Yes | Behind the Meter | Behind the Meter |  | None | Skyline Solar, LLC | JCP&L | Eligible for TI Program | 2020-02-21 | 2020-02-25 | 2021-10-30 | SolarEdge | SE7600H-US | Inverters | 7600 |  | 1 |  |  | 0.99 |  | Outside | within ten feet of meter
NJSTRE1545387035 | NJSRRE1544514229 | Transition Incentive Program | Lambertville | 8530 | 4 | 9.6 | Residential | Yes | Behind the Meter | Behind the Meter |  | None | Skyline Solar, LLC | JCP&L | Eligible for TI Program | 2020-02-21 | 2020-02-25 | 2021-10-30 | Hanwha Q-Cells | Q.PEAK DUO-G5 320 | Solar Panels |  | 0.32 | 30 | 253 | 27 |  | Fixed | Roof
NJSTRE1545387036 | NJSRRE1544523790 | Transition Incentive Program | VILLAS | 8251 | 21 | 12.16 | Residential | Yes | Behind the Meter | Net-metered residential rooftop and canopy |  | None | Vivint Solar Developer, LLC | AC Electric | Accepted | 2020-02-24 | 2020-02-26 | 2021-10-30 | SolarEdge | SE10000H-US | Inverters | 10000 |  | 1 |  |  | 0.992 |  | Outdoor | Near the utility meter
NJSTRE1545387036 | NJSRRE1544523790 | Transition Incentive Program | VILLAS | 8251 | 21 | 12.16 | Residential | Yes | Behind the Meter | Net-metered residential rooftop and canopy |  | None | Vivint Solar Developer, LLC | AC Electric | Accepted | 2020-02-24 | 2020-02-26 | 2021-10-30 | Jinko Solar | JKM320M-60HBL | Solar Panels |  | 0.32 | 22 | 209 | 27 |  | Fixed | Roof
NJSTRE1545387036 | NJSRRE1544523790 | Transition Incentive Program | VILLAS | 8251 | 21 | 12.16 | Residential | Yes | Behind the Meter | Net-metered residential rooftop and canopy |  | None | Vivint Solar Developer, LLC | AC Electric | Accepted | 2020-02-24 | 2020-02-26 | 2021-10-30 | Jinko Solar | JKM320M-60HBL | Solar Panels |  | 0.32 | 8 | 209 | 13 |  | Fixed | Roof
NJSTRE1545387036 | NJSRRE1544523790 | Transition Incentive Program | VILLAS | 8251 | 21 | 12.16 | Residential | Yes | Behind the Meter | Net-metered residential rooftop and canopy |  | None | Vivint Solar Developer, LLC | AC Electric | Accepted | 2020-02-24 | 2020-02-26 | 2021-10-30 | Jinko Solar | JKM320M-60HBL | Solar Panels |  | 0.32 | 8 | 29 | 27 |  | Fixed | Roof
NJSTRE1545387037 | NJSRRE1543536894 | Transition Incentive Program | Ridgefield Park | 7660 | 7 | 5.12 | Residential | Yes | Behind the Meter | Behind the Meter |  | None | Skyline Solar, LLC | PSE&G | Eligible for TI Program | 2019-12-13 | 2020-01-16 | 2021-10-30 | SolarEdge | SE3800H-US | Inverters | 3800 |  | 1 |  |  | 0.99 |  | Outside | within ten feet of meter
NJSTRE1545387037 | NJSRRE1543536894 | Transition Incentive Program | Ridgefield Park | 7660 | 7 | 5.12 | Residential | Yes | Behind the Meter | Behind the Meter |  | None | Skyline Solar, LLC | PSE&G | Eligible for TI Program | 2019-12-13 | 2020-01-16 | 2021-10-30 | Hanwha Q-Cells | Q.PEAK DUO-G5 320 | Solar Panels |  | 0.32 | 16 | 108198 | 35 |  | Fixed | Roof
NJSTRE1545387039 | NJSRRE1544545602 | Transition Incentive Program | Old Bridge | 8857 | 11 | 7.7 | Commercial | No | Behind the Meter | Behind the Meter |  | None | Spectrum Energy, Inc. | JCP&L | Eligible for TI Program | 2020-02-27 | 2020-03-05 | 2021-10-30 | Enphase | IQ7Plus-72-2-US | Inverters | 290 |  | 20 |  |  | 0.975 |  | Outdoor | Under each panel
NJSTRE1545387039 | NJSRRE1544545602 | Transition Incentive Program | Old Bridge | 8857 | 11 | 7.7 | Commercial | No | Behind the Meter | Behind the Meter |  | None | Spectrum Energy, Inc. | JCP&L | Eligible for TI Program | 2020-02-27 | 2020-03-05 | 2021-10-30 | Axitec | AC-385MH/144S | Solar Panels |  | 0.385 | 20 | 211 | 19 |  | Fixed | Roof
NJSTRE1545387040 | NJSRRE1544152935 | Transition Incentive Program | Bayonne | 7002 | 8 | 999.75 | Commercial | No | Behind the Meter | Net-metered non-residential rooftop and canopy |  | None | Solar Landscape | PSE&G | Accepted | 2020-01-10 | 2020-01-17 | 2021-10-30 | SolarEdge | SE66.6KUS | Inverters | 66600 |  | 1 |  |  | 0.985 |  | Outdoor | Ground Level
NJSTRE1545387040 | NJSRRE1544152935 | Transition Incentive Program | Bayonne | 7002 | 8 | 999.75 | Commercial | No | Behind the Meter | Net-metered non-residential rooftop and canopy |  | None | Solar Landscape | PSE&G | Accepted | 2020-01-10 | 2020-01-17 | 2021-10-30 | Solar Edge | SE100KUS | Inverters | 100000 |  | 8 |  |  | 0.985 |  | Outdoor | Ground Level
NJSTRE1545387040 | NJSRRE1544152935 | Transition Incentive Program | Bayonne | 7002 | 8 | 999.75 | Commercial | No | Behind the Meter | Net-metered non-residential rooftop and canopy |  | None | Solar Landscape | PSE&G | Accepted | 2020-01-10 | 2020-01-17 | 2021-10-30 | GCL | M6/72H-375 | Solar Panels |  | 0.375 | 2666 | 136 | 5 |  | Fixed | Roof
NJSTRE1545387041 | NJSRRE1544354920 | Transition Incentive Program | Mullica Hill | 8062 | 15 | 7.56 | Residential | Yes | Behind the Meter | Net-metered residential rooftop and canopy |  | None | Vivint Solar Developer, LLC | AC Electric | Accepted | 2020-02-05 | 2020-02-07 | 2021-10-30 | SolarEdge | SE7600H-US | Inverters | 7600 |  | 1 |  |  | 0.992 |  | Outdoor | Near the utility meter
NJSTRE1545387041 | NJSRRE1544354920 | Transition Incentive Program | Mullica Hill | 8062 | 15 | 7.56 | Residential | Yes | Behind the Meter | Net-metered residential rooftop and canopy |  | None | Vivint Solar Developer, LLC | AC Electric | Accepted | 2020-02-05 | 2020-02-07 | 2021-10-30 | Hanwha Solar | Q.PEAK BLK-G5 315 | Solar Panels |  | 0.315 | 22 | 157 | 42 |  | Fixed | Roof
NJSTRE1545387041 | NJSRRE1544354920 | Transition Incentive Program | Mullica Hill | 8062 | 15 | 7.56 | Residential | Yes | Behind the Meter | Net-metered residential rooftop and canopy |  | None | Vivint Solar Developer, LLC | AC Electric | Accepted | 2020-02-05 | 2020-02-07 | 2021-10-30 | Hanwha Solar | Q.PEAK BLK-G5 315 | Solar Panels |  | 0.315 | 2 | 247 | 42 |  | Fixed | Roof
NJSTRE1545387043 | NJSRRE1544546641 | Transition Incentive Program | Palisades Park | 7650 | 7 | 14.88 | Residential | Yes | Behind the Meter | Behind the Meter |  | None | Sunrun Installation Services, Inc. | PSE&G | Eligible for TI Program | 2020-02-27 | 2020-03-03 | 2021-10-30 | Enphase Energy | IQ7-60-x-US (240V) | Inverters | 240 |  | 48 |  |  | 0.96 |  | Outdoor | Rooftop
NJSTRE1545387043 | NJSRRE1544546641 | Transition Incentive Program | Palisades Park | 7650 | 7 | 14.88 | Residential | Yes | Behind the Meter | Behind the Meter |  | None | Sunrun Installation Services, Inc. | PSE&G | Eligible for TI Program | 2020-02-27 | 2020-03-03 | 2021-10-30 | REC Solar | REC310TP2M | Solar Panels |  | 0.31 | 27 | 127 | 19 |  | Fixed | Roof
NJSTRE1545387043 | NJSRRE1544546641 | Transition Incentive Program | Palisades Park | 7650 | 7 | 14.88 | Residential | Yes | Behind the Meter | Behind the Meter |  | None | Sunrun Installation Services, Inc. | PSE&G | Eligible for TI Program | 2020-02-27 | 2020-03-03 | 2021-10-30 | REC Solar | REC310TP2M | Solar Panels |  | 0.31 | 4 | 36 | 23 |  | Fixed | Roof
NJSTRE1545387043 | NJSRRE1544546641 | Transition Incentive Program | Palisades Park | 7650 | 7 | 14.88 | Residential | Yes | Behind the Meter | Behind the Meter |  | None | Sunrun Installation Services, Inc. | PSE&G | Eligible for TI Program | 2020-02-27 | 2020-03-03 | 2021-10-30 | REC Solar | REC310TP2M | Solar Panels |  | 0.31 | 6 | 215 | 22 |  | Fixed | Roof
NJSTRE1545387043 | NJSRRE1544546641 | Transition Incentive Program | Palisades Park | 7650 | 7 | 14.88 | Residential | Yes | Behind the Meter | Behind the Meter |  | None | Sunrun Installation Services, Inc. | PSE&G | Eligible for TI Program | 2020-02-27 | 2020-03-03 | 2021-10-30 | REC Solar | REC310TP2M | Solar Panels |  | 0.31 | 11 | 307 | 23 |  | Fixed | Roof
NJSTRE1545387044 | NJSRRE1544333325 | Transition Incentive Program | MANALAPAN | 7726 | 17 | 3.47 | Residential | Yes | Behind the Meter | Net-metered residential rooftop and canopy |  | None | Vivint Solar Developer, LLC | JCP&L | Accepted | 2020-01-30 | 2020-02-03 | 2021-10-30 | SOLAREDGE | SE3800H-US | Inverters | 3800 |  | 1 |  |  | 0.992 |  | Outdoor | Near the Utility Meter
NJSTRE1545387044 | NJSRRE1544333325 | Transition Incentive Program | MANALAPAN | 7726 | 17 | 3.47 | Residential | Yes | Behind the Meter | Net-metered residential rooftop and canopy |  | None | Vivint Solar Developer, LLC | JCP&L | Accepted | 2020-01-30 | 2020-02-03 | 2021-10-30 | HANWHA SOLAR | Q.PEAK BLK-G5 315 | Solar Panels |  | 0.315 | 11 | 168 | 13 |  | Fixed | Roof
NJSTRE1545387046 | NJSRRE1544098867 | Transition Incentive Program | McKee City | 8234 | 19 | 7.32 | Residential | No | Behind the Meter | Net-metered residential rooftop and canopy |  | None | Bright Planet Solar | AC Electric | Accepted | 2020-01-07 | 2020-01-09 | 2021-10-30 | Solar Edge | SE6000H-USRGM | Inverters | 6000 |  | 1 |  |  | 0.98 |  | Outdoor | Next to meter
NJSTRE1545387046 | NJSRRE1544098867 | Transition Incentive Program | McKee City | 8234 | 19 | 7.32 | Residential | No | Behind the Meter | Net-metered residential rooftop and canopy |  | None | Bright Planet Solar | AC Electric | Accepted | 2020-01-07 | 2020-01-09 | 2021-10-30 | Trina Solar | TSM-DD05A.05(II) 305W | Solar Panels |  | 0.305 | 6 | 110 | 15 |  | Fixed | Roof
NJSTRE1545387046 | NJSRRE1544098867 | Transition Incentive Program | McKee City | 8234 | 19 | 7.32 | Residential | No | Behind the Meter | Net-metered residential rooftop and canopy |  | None | Bright Planet Solar | AC Electric | Accepted | 2020-01-07 | 2020-01-09 | 2021-10-30 | Trina Solar | TSM-DD05A.05(II) 305W | Solar Panels |  | 0.305 | 18 | 110 | 20 |  | Fixed | Roof
NJSTRE1545387049 | NJSRRE1544521932 | Transition Incentive Program | Woodbury | 8096 | 15 | 8.51 | Residential | Yes | Behind the Meter | Net-metered residential rooftop and canopy |  | None | Vision Solar | PSE&G | As-Built Incomplete | 2020-02-22 | 2020-02-25 |  | hanwa qcells | qpeak duo g5 315 | Solar Panels |  | 0.315 | 12 | 214 | 28 |  | Fixed | Roof
NJSTRE1545387049 | NJSRRE1544521932 | Transition Incentive Program | Woodbury | 8096 | 15 | 8.51 | Residential | Yes | Behind the Meter | Net-metered residential rooftop and canopy |  | None | Vision Solar | PSE&G | As-Built Incomplete | 2020-02-22 | 2020-02-25 |  | hanwa qcells | qpeak duo g5 315 | Solar Panels |  | 0.315 | 4 | 124 | 21 |  | Fixed | Roof
NJSTRE1545387049 | NJSRRE1544521932 | Transition Incentive Program | Woodbury | 8096 | 15 | 8.51 | Residential | Yes | Behind the Meter | Net-metered residential rooftop and canopy |  | None | Vision Solar | PSE&G | As-Built Incomplete | 2020-02-22 | 2020-02-25 |  | hanwa qcells | qpeak duo g5 315 | Solar Panels |  | 0.315 | 11 | 304 | 21 |  | Fixed | Roof
NJSTRE1545387049 | NJSRRE1544521932 | Transition Incentive Program | Woodbury | 8096 | 15 | 8.51 | Residential | Yes | Behind the Meter | Net-metered residential rooftop and canopy |  | None | Vision Solar | PSE&G | As-Built Incomplete | 2020-02-22 | 2020-02-25 |  | enphase | iq7-60-2-us | Inverters | 240 |  | 27 |  |  | 0.96 |  | Other | behind panels
NJSTRE1545387049 | NJSRRE1544521932 | Transition Incentive Program | Woodbury | 8096 | 15 | 8.51 | Residential | Yes | Behind the Meter | Net-metered residential rooftop and canopy |  | None | Vision Solar | PSE&G | As-Built Incomplete | 2020-02-22 | 2020-02-25 |  | Enphase | IQ7-60-2-US | Meters |  |  | 1 |  |  |  | Yes | Outdoor
NJSTRE1545387050 | NJSRRE1544546661 | Transition Incentive Program | East Orange | 7017 | 9 | 4.65 | Residential | Yes | Behind the Meter | Behind the Meter |  | None | Sunrun Installation Services, Inc. | PSE&G | Eligible for TI Program | 2020-02-27 | 2020-03-03 | 2021-10-30 | Enphase Energy | IQ7-60-x-US (240V) | Inverters | 240 |  | 15 |  |  | 0.96 |  | Outdoor | Rooftop
NJSTRE1545387050 | NJSRRE1544546661 | Transition Incentive Program | East Orange | 7017 | 9 | 4.65 | Residential | Yes | Behind the Meter | Behind the Meter |  | None | Sunrun Installation Services, Inc. | PSE&G | Eligible for TI Program | 2020-02-27 | 2020-03-03 | 2021-10-30 | REC Solar | REC310TP2M | Solar Panels |  | 0.31 | 3 | 131 | 34 |  | Fixed | Roof
NJSTRE1545387050 | NJSRRE1544546661 | Transition Incentive Program | East Orange | 7017 | 9 | 4.65 | Residential | Yes | Behind the Meter | Behind the Meter |  | None | Sunrun Installation Services, Inc. | PSE&G | Eligible for TI Program | 2020-02-27 | 2020-03-03 | 2021-10-30 | REC Solar | REC310TP2M | Solar Panels |  | 0.31 | 5 | 219 | 27 |  | Fixed | Roof
NJSTRE1545387050 | NJSRRE1544546661 | Transition Incentive Program | East Orange | 7017 | 9 | 4.65 | Residential | Yes | Behind the Meter | Behind the Meter |  | None | Sunrun Installation Services, Inc. | PSE&G | Eligible for TI Program | 2020-02-27 | 2020-03-03 | 2021-10-30 | REC Solar | REC310TP2M | Solar Panels |  | 0.31 | 7 | 40 | 27 |  | Fixed | Roof
NJSTRE1545387051 | NJSRRE1544165363 | Transition Incentive Program | Clifton | 7011 | 6 | 11.38 | Residential | No | Behind the Meter | Net-metered residential rooftop and canopy |  | None | Accord Power Inc | PSE&G | Accepted | 2020-01-16 | 2020-01-20 | 2021-10-30 | AP System | YC600 | Inverters | 600 |  | 6 |  |  | 0.967 |  | Outdoor | roof
NJSTRE1545387051 | NJSRRE1544165363 | Transition Incentive Program | Clifton | 7011 | 6 | 11.38 | Residential | No | Behind the Meter | Net-metered residential rooftop and canopy |  | None | Accord Power Inc | PSE&G | Accepted | 2020-01-16 | 2020-01-20 | 2021-10-30 | Hanwah | Q.Cell 325 | Solar Panels |  | 0.325 | 26 | 8 | 23 |  | Fixed | Roof
NJSTRE1545387051 | NJSRRE1544165363 | Transition Incentive Program | Clifton | 7011 | 6 | 11.38 | Residential | No | Behind the Meter | Net-metered residential rooftop and canopy |  | None | Accord Power Inc | PSE&G | Accepted | 2020-01-16 | 2020-01-20 | 2021-10-30 | Hanwah | Q.Cell 325 | Solar Panels |  | 0.325 | 9 | 188 | 23 |  | Fixed | Roof
NJSTRE1545387052 | NJSRRE1544343754 | Transition Incentive Program | Brick | 8723 | 18 | 7.04 | Residential | Yes | Behind the Meter | Behind the Meter |  | None | Skyline Solar, LLC | JCP&L | Eligible for TI Program | 2020-01-31 | 2020-02-05 | 2021-10-30 | SolarEdge | SE5000H-US | Inverters | 5000 |  | 1 |  |  | 0.99 |  | Outside | within ten feet of meter
NJSTRE1545387052 | NJSRRE1544343754 | Transition Incentive Program | Brick | 8723 | 18 | 7.04 | Residential | Yes | Behind the Meter | Behind the Meter |  | None | Skyline Solar, LLC | JCP&L | Eligible for TI Program | 2020-01-31 | 2020-02-05 | 2021-10-30 | Hanwha Q-Cells | Q.PEAK DUO-G5 320 | Solar Panels |  | 0.32 | 22 | 176356 | 20 |  | Fixed | Roof
NJSTRE1545387054 | NJSRRE1544171771 | Transition Incentive Program | Southampton | 8088 | 13 | 16.02 | Residential | Yes | Behind the Meter | Net-metered residential ground mount |  | None | Vision Solar LLC | JCP&L | Accepted | 2020-01-15 | 2020-01-20 | 2021-10-30 | sunpower | e20-327-e-ac | Inverters | 0.32 |  | 49 |  |  | 0.96 |  | Other | behind panels
NJSTRE1545387054 | NJSRRE1544171771 | Transition Incentive Program | Southampton | 8088 | 13 | 16.02 | Residential | Yes | Behind the Meter | Net-metered residential ground mount |  | None | Vision Solar LLC | JCP&L | Accepted | 2020-01-15 | 2020-01-20 | 2021-10-30 | sunpower | e20-327-e-ac | Solar Panels |  | 0.327 | 49 | 180 | 30 |  | Fixed | Roof
NJSTRE1545387056 | NJSRRE1543481898 | Transition Incentive Program | Newark | 7103 | 9 | 6.94 | Residential | No | Behind the Meter | Behind the Meter |  | None | Sundial Solar Innovations | PSE&G | Eligible for TI Program | 2019-12-05 | 2019-12-09 | 2021-10-30 | Enphase | iq7+ | Inverters | 290 |  | 19 |  |  | 0.97 |  | Outdoor | roof
NJSTRE1545387056 | NJSRRE1543481898 | Transition Incentive Program | Newark | 7103 | 9 | 6.94 | Residential | No | Behind the Meter | Behind the Meter |  | None | Sundial Solar Innovations | PSE&G | Eligible for TI Program | 2019-12-05 | 2019-12-09 | 2021-10-30 | LG | LG365q1c-a5 | Solar Panels |  | 0.365 | 19 | 200 | 35 |  | Fixed | Roof
NJSTRE1545387057 | NJSRRE1543555950 | Transition Incentive Program | Indian Mills | 8088 | 13 | 12.47 | Residential | Yes | Behind the Meter | Net-metered residential rooftop and canopy |  | None | Sunrun Installation Services, Inc. | AC Electric | Accepted | 2019-12-17 | 2019-12-27 | 2021-10-30 | Enphase Energy | IQ7-60-x-US (240V) | Inverters | 240 |  | 43 |  |  | 0.96 |  | Outdoor | Rooftop
NJSTRE1545387057 | NJSRRE1543555950 | Transition Incentive Program | Indian Mills | 8088 | 13 | 12.47 | Residential | Yes | Behind the Meter | Net-metered residential rooftop and canopy |  | None | Sunrun Installation Services, Inc. | AC Electric | Accepted | 2019-12-17 | 2019-12-27 | 2021-10-30 | REC Solar | REC290TP2 BLK | Solar Panels |  | 0.29 | 9 | 254 | 27 |  | Fixed | Roof
NJSTRE1545387057 | NJSRRE1543555950 | Transition Incentive Program | Indian Mills | 8088 | 13 | 12.47 | Residential | Yes | Behind the Meter | Net-metered residential rooftop and canopy |  | None | Sunrun Installation Services, Inc. | AC Electric | Accepted | 2019-12-17 | 2019-12-27 | 2021-10-30 | REC Solar | REC290TP2 BLK | Solar Panels |  | 0.29 | 3 | 164 | 45 |  | Fixed | Roof
NJSTRE1545387057 | NJSRRE1543555950 | Transition Incentive Program | Indian Mills | 8088 | 13 | 12.47 | Residential | Yes | Behind the Meter | Net-metered residential rooftop and canopy |  | None | Sunrun Installation Services, Inc. | AC Electric | Accepted | 2019-12-17 | 2019-12-27 | 2021-10-30 | REC Solar | REC290TP2 BLK | Solar Panels |  | 0.29 | 31 | 255 | 40 |  | Fixed | Roof
NJSTRE1545387058 | NJSRRE1544309453 | Transition Incentive Program | Vernon | 7462 | 1 | 18.9 | Residential | Yes | Behind the Meter | Net-metered residential ground mount |  | None | Pro Custom Solar dba Momentum Solar | JCP&L | Accepted | 2020-01-27 | 2020-01-30 | 2021-10-30 | ENPHASE ENERGY | IQ7PLUS-72-2-US | Inverters | 295 |  | 54 |  |  | 0.97 |  | Outdoor | ROOF
NJSTRE1545387058 | NJSRRE1544309453 | Transition Incentive Program | Vernon | 7462 | 1 | 18.9 | Residential | Yes | Behind the Meter | Net-metered residential ground mount |  | None | Pro Custom Solar dba Momentum Solar | JCP&L | Accepted | 2020-01-27 | 2020-01-30 | 2021-10-30 | LG ELECTRONICS | LG 350N1C-V5 | Solar Panels |  | 0.35 | 54 | 180 | 23 |  | Fixed | Roof
NJSTRE1545387059 | NJSRRE1544431460 | Transition Incentive Program | Linden | 7036 | 10 | 10.4 | Residential | Yes | Behind the Meter | Behind the Meter |  | None | Orbit Energy & Power, LLC | PSE&G | Eligible for TI Program | 2020-02-11 | 2020-02-14 | 2021-10-30 | ENPHASE | IQ7-30-2-US | Inverters | 0.24 |  | 33 |  |  | 0.99 |  | Outside | ROOF
NJSTRE1545387059 | NJSRRE1544431460 | Transition Incentive Program | Linden | 7036 | 10 | 10.4 | Residential | Yes | Behind the Meter | Behind the Meter |  | None | Orbit Energy & Power, LLC | PSE&G | Eligible for TI Program | 2020-02-11 | 2020-02-14 | 2021-10-30 | HANWHA | Q.PEAK DUO BLK - G5 315W | Solar Panels |  | 0.315 | 29 | 129 | 43 |  | Fixed | Roof
NJSTRE1545387059 | NJSRRE1544431460 | Transition Incentive Program | Linden | 7036 | 10 | 10.4 | Residential | Yes | Behind the Meter | Behind the Meter |  | None | Orbit Energy & Power, LLC | PSE&G | Eligible for TI Program | 2020-02-11 | 2020-02-14 | 2021-10-30 | HANWHA | Q.PEAK DUO BLK - G5 315W | Solar Panels |  | 0.315 | 4 | 129 | 23 |  | Fixed | Roof
NJSTRE1545387060 | NJSRRE1543443590 | Transition Incentive Program | CAMDEN | 8105 | 14 | 8.19 | Residential | Yes | Behind the Meter | Net-metered residential rooftop and canopy |  | None | Vivint Solar Developer, LLC | PSE&G | Accepted | 2019-11-27 | 2019-11-27 | 2021-10-30 | SolarEdge | SE7600H-US | Inverters | 7600 |  | 1 |  |  | 0.992 |  | Outdoor | Near the Utility Meter
NJSTRE1545387060 | NJSRRE1543443590 | Transition Incentive Program | CAMDEN | 8105 | 14 | 8.19 | Residential | Yes | Behind the Meter | Net-metered residential rooftop and canopy |  | None | Vivint Solar Developer, LLC | PSE&G | Accepted | 2019-11-27 | 2019-11-27 | 2021-10-30 | Hanwha Solar | Q.PEAK BLK-G5 315 | Solar Panels |  | 0.315 | 8 | 152 | 47 |  | Fixed | Roof
NJSTRE1545387060 | NJSRRE1543443590 | Transition Incentive Program | CAMDEN | 8105 | 14 | 8.19 | Residential | Yes | Behind the Meter | Net-metered residential rooftop and canopy |  | None | Vivint Solar Developer, LLC | PSE&G | Accepted | 2019-11-27 | 2019-11-27 | 2021-10-30 | Hanwha Solar | Q.PEAK BLK-G5 315 | Solar Panels |  | 0.315 | 3 | 152 | 19 |  | Fixed | Roof
NJSTRE1545387060 | NJSRRE1543443590 | Transition Incentive Program | CAMDEN | 8105 | 14 | 8.19 | Residential | Yes | Behind the Meter | Net-metered residential rooftop and canopy |  | None | Vivint Solar Developer, LLC | PSE&G | Accepted | 2019-11-27 | 2019-11-27 | 2021-10-30 | Hanwha Solar | Q.PEAK BLK-G5 315 | Solar Panels |  | 0.315 | 15 | 332 | 47 |  | Fixed | Roof
NJSTRE1545387063 | NJSRRE1543473924 | Transition Incentive Program | Parlin | 8859 | 11 | 5.51 | Residential | Yes | Behind the Meter | Behind the Meter |  | None | Sunrun Installation Services, Inc. | JCP&L | Eligible for TI Program | 2019-12-03 | 2019-12-05 | 2021-10-30 | Delta Electronics | M5-TL-US | Inverters | 4800 |  | 1 |  |  | 0.96 |  | Outdoor | Next To Meter
NJSTRE1545387063 | NJSRRE1543473924 | Transition Incentive Program | Parlin | 8859 | 11 | 5.51 | Residential | Yes | Behind the Meter | Behind the Meter |  | None | Sunrun Installation Services, Inc. | JCP&L | Eligible for TI Program | 2019-12-03 | 2019-12-05 | 2021-10-30 | REC Solar | REC290TP2 BLK | Solar Panels |  | 0.29 | 19 | 99 | 27 |  | Fixed | Roof
NJSTRE1545387066 | NJSRRE1543505914 | Transition Incentive Program | Perth Amboy | 8861 | 11 | 5.27 | Residential | Yes | Behind the Meter | Net-metered residential rooftop and canopy |  | None | Palmetto Solar LLC | PSE&G | Accepted | 2019-12-10 | 2019-12-12 | 2021-10-30 | SolarEdge Technologies | SE5000H-US | Inverters | 5000 |  | 1 |  |  | 0.98 |  | Outside | SIDE OF THE HOUSE
NJSTRE1545387066 | NJSRRE1543505914 | Transition Incentive Program | Perth Amboy | 8861 | 11 | 5.27 | Residential | Yes | Behind the Meter | Net-metered residential rooftop and canopy |  | None | Palmetto Solar LLC | PSE&G | Accepted | 2019-12-10 | 2019-12-12 | 2021-10-30 | Hanwha | All Black Module 310W | Solar Panels |  | 0.31 | 17 | 180 | 25 |  | Fixed | Roof
NJSTRE1545387069 | NJSRRE1543825293 | Transition Incentive Program | PLAINFIELD | 7060 | 10 | 5.67 | Residential | Yes | Behind the Meter | Net-metered residential rooftop and canopy |  | None | Vivint Solar Developer, LLC | PSE&G | Accepted | 2019-12-30 | 2020-01-03 | 2021-10-30 | Solar Edge | SE3800H-US | Inverters | 3800 |  | 1 |  |  | 0.992 |  | Outdoor | Near the utility meter
NJSTRE1545387069 | NJSRRE1543825293 | Transition Incentive Program | PLAINFIELD | 7060 | 10 | 5.67 | Residential | Yes | Behind the Meter | Net-metered residential rooftop and canopy |  | None | Vivint Solar Developer, LLC | PSE&G | Accepted | 2019-12-30 | 2020-01-03 | 2021-10-30 | Hanwha Solar | Q.PEAK BLK-G5 315 | Solar Panels |  | 0.315 | 13 | 162 | 29 |  | Fixed | Roof
NJSTRE1545387069 | NJSRRE1543825293 | Transition Incentive Program | PLAINFIELD | 7060 | 10 | 5.67 | Residential | Yes | Behind the Meter | Net-metered residential rooftop and canopy |  | None | Vivint Solar Developer, LLC | PSE&G | Accepted | 2019-12-30 | 2020-01-03 | 2021-10-30 | Hanwha Solar | Q.PEAK BLK-G5 315 | Solar Panels |  | 0.315 | 5 | 72 | 11 |  | Fixed | Roof
NJSTRE1545387071 | NJSRRE1544442575 | Transition Incentive Program | Lumberton | 8048 | 13 | 2.52 | Residential | Yes | Behind the Meter | Net-metered residential rooftop and canopy |  | None | Trinity Solar | PSE&G | Accepted | 2020-02-13 | 2020-02-17 | 2021-10-30 | Solar Edge | SE3000H-US000BNC4 | Inverters | 3000 |  | 1 |  |  | 0.97 |  | Outdoor | side of home
NJSTRE1545387071 | NJSRRE1544442575 | Transition Incentive Program | Lumberton | 8048 | 13 | 2.52 | Residential | Yes | Behind the Meter | Net-metered residential rooftop and canopy |  | None | Trinity Solar | PSE&G | Accepted | 2020-02-13 | 2020-02-17 | 2021-10-30 | HANWHA | Q.PEAK DUO BLK-G5 315 | Solar Panels |  | 0.315 | 8 | 279 | 27 |  | Fixed | Roof
NJSTRE1545387072 | NJSRRE1543502311 | Transition Incentive Program | Williamstown | 8094 | 15 | 6.93 | Residential | No | Behind the Meter | Net-metered residential rooftop and canopy |  | None | Vivint Solar Developer, LLC | AC Electric | Accepted | 2019-12-09 | 2019-12-12 | 2021-10-30 | solar edge | SE7600H-US | Inverters | 7600 |  | 1 |  |  | 0.992 |  | Outdoor | near the utility meter
NJSTRE1545387072 | NJSRRE1543502311 | Transition Incentive Program | Williamstown | 8094 | 15 | 6.93 | Residential | No | Behind the Meter | Net-metered residential rooftop and canopy |  | None | Vivint Solar Developer, LLC | AC Electric | Accepted | 2019-12-09 | 2019-12-12 | 2021-10-30 | HANWHA SOLAR | Q.PEAK BLK-G5 315 | Solar Panels |  | 0.315 | 22 | 119 | 28 |  | Fixed | Roof
NJSTRE1545387075 | NJSRRE1544211696 | Transition Incentive Program | Freehold | 7728 | 17 | 37.51 | Non Profit | No | Behind the Meter | Behind the Meter |  | None | Eznergy | JCP&L | Eligible for TI Program | 2020-01-22 | 2020-01-27 | 2021-10-30 | Enphase | IQ7 | Inverters | 240 |  | 121 |  |  | 0.97 |  | Outdoor | Under panels on rails
NJSTRE1545387075 | NJSRRE1544211696 | Transition Incentive Program | Freehold | 7728 | 17 | 37.51 | Non Profit | No | Behind the Meter | Behind the Meter |  | None | Eznergy | JCP&L | Eligible for TI Program | 2020-01-22 | 2020-01-27 | 2021-10-30 | Trina | TSM310 | Solar Panels |  | 0.31 | 52 | 228 | 30 |  | Fixed | Roof
NJSTRE1545387075 | NJSRRE1544211696 | Transition Incentive Program | Freehold | 7728 | 17 | 37.51 | Non Profit | No | Behind the Meter | Behind the Meter |  | None | Eznergy | JCP&L | Eligible for TI Program | 2020-01-22 | 2020-01-27 | 2021-10-30 | Trina | TSM310 | Solar Panels |  | 0.31 | 44 | 138 | 42 |  | Fixed | Roof
NJSTRE1545387075 | NJSRRE1544211696 | Transition Incentive Program | Freehold | 7728 | 17 | 37.51 | Non Profit | No | Behind the Meter | Behind the Meter |  | None | Eznergy | JCP&L | Eligible for TI Program | 2020-01-22 | 2020-01-27 | 2021-10-30 | Trina | TSM310 | Solar Panels |  | 0.31 | 25 | 318 | 30 |  | Fixed | Roof
NJSTRE1545387076 | NJSRRE1543852923 | Transition Incentive Program | Asbury | 8802 | 4 | 26.13 | Residential | No | Behind the Meter | Behind the Meter |  | None | Green Power Energy | JCP&L | Eligible for TI Program | 2020-01-02 | 2020-01-06 | 2021-10-30 | SolarEdge | SE10000H-US | Inverters | 10000 |  | 2 |  |  | 0.97 |  | Outside | Next to meter
NJSTRE1545387076 | NJSRRE1543852923 | Transition Incentive Program | Asbury | 8802 | 4 | 26.13 | Residential | No | Behind the Meter | Behind the Meter |  | None | Green Power Energy | JCP&L | Eligible for TI Program | 2020-01-02 | 2020-01-06 | 2021-10-30 | SolarEdge | SE6000H-US | Inverters | 6000 |  | 1 |  |  | 0.97 |  | Outside | Next to meter
NJSTRE1545387076 | NJSRRE1543852923 | Transition Incentive Program | Asbury | 8802 | 4 | 26.13 | Residential | No | Behind the Meter | Behind the Meter |  | None | Green Power Energy | JCP&L | Eligible for TI Program | 2020-01-02 | 2020-01-06 | 2021-10-30 | LG Electronics | LG335N1K-V5 | Solar Panels |  | 0.335 | 34 | 182 | 37 |  | Fixed | Roof
NJSTRE1545387076 | NJSRRE1543852923 | Transition Incentive Program | Asbury | 8802 | 4 | 26.13 | Residential | No | Behind the Meter | Behind the Meter |  | None | Green Power Energy | JCP&L | Eligible for TI Program | 2020-01-02 | 2020-01-06 | 2021-10-30 | LG Electronics | LG335N1K-V5 | Solar Panels |  | 0.335 | 9 | 89 | 27 |  | Fixed | Roof
NJSTRE1545387076 | NJSRRE1543852923 | Transition Incentive Program | Asbury | 8802 | 4 | 26.13 | Residential | No | Behind the Meter | Behind the Meter |  | None | Green Power Energy | JCP&L | Eligible for TI Program | 2020-01-02 | 2020-01-06 | 2021-10-30 | LG Electronics | LG335N1K-V5 | Solar Panels |  | 0.335 | 25 | 269 | 27 |  | Fixed | Roof
NJSTRE1545387076 | NJSRRE1543852923 | Transition Incentive Program | Asbury | 8802 | 4 | 26.13 | Residential | No | Behind the Meter | Behind the Meter |  | None | Green Power Energy | JCP&L | Eligible for TI Program | 2020-01-02 | 2020-01-06 | 2021-10-30 | LG Electronics | LG335N1K-V5 | Solar Panels |  | 0.335 | 10 | 270 | 18 |  | Fixed | Roof
NJSTRE1545387079 | NJSRRE1543474387 | Transition Incentive Program | Roselle | 7203 | 10 | 10.4 | Residential | Yes | Behind the Meter | Net-metered residential rooftop and canopy |  | None | SunPower Corporation, Systems | PSE&G | Accepted | 2019-12-03 | 2019-12-05 | 2021-10-30 | SUNPOWER | SPR-A400-G-AC | Inverters | 320 |  | 26 |  |  | 0.97 |  | Other | under each panel
NJSTRE1545387079 | NJSRRE1543474387 | Transition Incentive Program | Roselle | 7203 | 10 | 10.4 | Residential | Yes | Behind the Meter | Net-metered residential rooftop and canopy |  | None | SunPower Corporation, Systems | PSE&G | Accepted | 2019-12-03 | 2019-12-05 | 2021-10-30 | SUNPOWER | SPR-A400-G-AC | Solar Panels |  | 0.4 | 23 | 153 | 40 |  | Fixed | Roof
NJSTRE1545387079 | NJSRRE1543474387 | Transition Incentive Program | Roselle | 7203 | 10 | 10.4 | Residential | Yes | Behind the Meter | Net-metered residential rooftop and canopy |  | None | SunPower Corporation, Systems | PSE&G | Accepted | 2019-12-03 | 2019-12-05 | 2021-10-30 | SUNPOWER | SPR-A400-G-AC | Solar Panels |  | 0.4 | 3 | 333 | 40 |  | Fixed | Roof
NJSTRE1545387081 | NJSRRE1544352902 | Transition Incentive Program | Wood-Ridge | 7075 | 7 | 3.72 | Residential | Yes | Behind the Meter | Behind the Meter |  | None | Sunrun Installation Services, Inc. | PSE&G | Eligible for TI Program | 2020-02-04 | 2020-02-07 | 2021-10-30 | Delta Electronics | M4-TL-US | Inverters | 3840 |  | 1 |  |  | 0.96 |  | Outdoor | Next To Meter
NJSTRE1545387081 | NJSRRE1544352902 | Transition Incentive Program | Wood-Ridge | 7075 | 7 | 3.72 | Residential | Yes | Behind the Meter | Behind the Meter |  | None | Sunrun Installation Services, Inc. | PSE&G | Eligible for TI Program | 2020-02-04 | 2020-02-07 | 2021-10-30 | REC Solar | REC310TP2M | Solar Panels |  | 0.31 | 12 | 217 | 43 |  | Fixed | Roof
NJSTRE1545387083 | NJSRRE1544113897 | Transition Incentive Program | Rockaway | 7866 | 3 | 7.36 | Residential | Yes | Behind the Meter | Behind the Meter |  | None | Sunrun Installation Services, Inc. | JCP&L | Eligible for TI Program | 2020-01-07 | 2020-01-09 | 2021-10-30 | LG Chem | RESU 10H SEG | Electric Storage Battery |  |  | 1 |  |  |  | Lithium Ion |  | outside
NJSTRE1545387083 | NJSRRE1544113897 | Transition Incentive Program | Rockaway | 7866 | 3 | 7.36 | Residential | Yes | Behind the Meter | Behind the Meter |  | None | Sunrun Installation Services, Inc. | JCP&L | Eligible for TI Program | 2020-01-07 | 2020-01-09 | 2021-10-30 | SolarEdge Technologies | SE7600A-USS2RGM | Inverters | 7600 |  | 1 |  |  | 0.96 |  | Outdoor | Next To Meter
NJSTRE1545387083 | NJSRRE1544113897 | Transition Incentive Program | Rockaway | 7866 | 3 | 7.36 | Residential | Yes | Behind the Meter | Behind the Meter |  | None | Sunrun Installation Services, Inc. | JCP&L | Eligible for TI Program | 2020-01-07 | 2020-01-09 | 2021-10-30 | Hanwha Q-Cells | Q.PEAK DUO-G7 320 | Solar Panels |  | 0.32 | 13 | 71 | 23 |  | Fixed | Roof
NJSTRE1545387083 | NJSRRE1544113897 | Transition Incentive Program | Rockaway | 7866 | 3 | 7.36 | Residential | Yes | Behind the Meter | Behind the Meter |  | None | Sunrun Installation Services, Inc. | JCP&L | Eligible for TI Program | 2020-01-07 | 2020-01-09 | 2021-10-30 | Hanwha Q-Cells | Q.PEAK DUO-G7 320 | Solar Panels |  | 0.32 | 10 | 251 | 23 |  | Fixed | Roof
NJSTRE1545387084 | NJSRRE1544546681 | Transition Incentive Program | TOMS RIVER | 8757 | 18 | 10.88 | Residential | Yes | Behind the Meter | Net-metered residential rooftop and canopy |  | None | Vivint Solar Developer, LLC | JCP&L | Accepted | 2020-02-28 | 2020-03-03 | 2021-10-30 | SOLAREDGE | SE7600H-US | Inverters | 7600 |  | 1 |  |  | 0.992 |  | Outdoor | Near the Utility Meter
NJSTRE1545387084 | NJSRRE1544546681 | Transition Incentive Program | TOMS RIVER | 8757 | 18 | 10.88 | Residential | Yes | Behind the Meter | Net-metered residential rooftop and canopy |  | None | Vivint Solar Developer, LLC | JCP&L | Accepted | 2020-02-28 | 2020-03-03 | 2021-10-30 | JINKO SOLAR | JKM320M-60HBL | Solar Panels |  | 0.32 | 8 | 166 | 30 |  | Fixed | Roof
NJSTRE1545387084 | NJSRRE1544546681 | Transition Incentive Program | TOMS RIVER | 8757 | 18 | 10.88 | Residential | Yes | Behind the Meter | Net-metered residential rooftop and canopy |  | None | Vivint Solar Developer, LLC | JCP&L | Accepted | 2020-02-28 | 2020-03-03 | 2021-10-30 | JINKO SOLAR | JKM320M-60HBL | Solar Panels |  | 0.32 | 2 | 256 | 44 |  | Fixed | Roof
NJSTRE1545387084 | NJSRRE1544546681 | Transition Incentive Program | TOMS RIVER | 8757 | 18 | 10.88 | Residential | Yes | Behind the Meter | Net-metered residential rooftop and canopy |  | None | Vivint Solar Developer, LLC | JCP&L | Accepted | 2020-02-28 | 2020-03-03 | 2021-10-30 | JINKO SOLAR | JKM320M-60HBL | Solar Panels |  | 0.32 | 16 | 346 | 30 |  | Fixed | Roof
NJSTRE1545387084 | NJSRRE1544546681 | Transition Incentive Program | TOMS RIVER | 8757 | 18 | 10.88 | Residential | Yes | Behind the Meter | Net-metered residential rooftop and canopy |  | None | Vivint Solar Developer, LLC | JCP&L | Accepted | 2020-02-28 | 2020-03-03 | 2021-10-30 | JINKO SOLAR | JKM320M-60HBL | Solar Panels |  | 0.32 | 6 | 166 | 30 |  | Fixed | Roof
NJSTRE1545387084 | NJSRRE1544546681 | Transition Incentive Program | TOMS RIVER | 8757 | 18 | 10.88 | Residential | Yes | Behind the Meter | Net-metered residential rooftop and canopy |  | None | Vivint Solar Developer, LLC | JCP&L | Accepted | 2020-02-28 | 2020-03-03 | 2021-10-30 | JINKO SOLAR | JKM320M-60HBL | Solar Panels |  | 0.32 | 2 | 76 | 44 |  | Fixed | Roof
NJSTRE1545387085 | NJSRRE1543651565 | Transition Incentive Program | Oakland | 7436 | 7 | 11.97 | Residential | No | Behind the Meter | Net-metered residential rooftop and canopy |  | None | Suntuity Solar LLC | Orange Rockland Electric | Accepted | 2019-12-23 | 2019-12-27 | 2021-10-30 | Enphase Energy | IQ7-60-2-US | Inverters | 240 |  | 38 |  |  | 0.97 |  | Outdoor | Behind the PV Modules
NJSTRE1545387085 | NJSRRE1543651565 | Transition Incentive Program | Oakland | 7436 | 7 | 11.97 | Residential | No | Behind the Meter | Net-metered residential rooftop and canopy |  | None | Suntuity Solar LLC | Orange Rockland Electric | Accepted | 2019-12-23 | 2019-12-27 | 2021-10-30 | Yingli Green Energy | YL315D-30b | Solar Panels |  | 0.315 | 26 | 217 | 25 |  | Fixed | Roof
NJSTRE1545387085 | NJSRRE1543651565 | Transition Incentive Program | Oakland | 7436 | 7 | 11.97 | Residential | No | Behind the Meter | Net-metered residential rooftop and canopy |  | None | Suntuity Solar LLC | Orange Rockland Electric | Accepted | 2019-12-23 | 2019-12-27 | 2021-10-30 | Yingli Green Energy | YL315D-30b | Solar Panels |  | 0.315 | 12 | 37 | 25 |  | Fixed | Roof
NJSTRE1545387087 | NJSRRE1544519940 | Transition Incentive Program | TOMS RIVER | 8757 | 18 | 4.41 | Residential | Yes | Behind the Meter | Net-metered residential rooftop and canopy |  | None | Vivint Solar Developer, LLC | JCP&L | Accepted | 2020-02-22 | 2020-02-25 | 2021-10-30 | SOLAREDGE | SE3800H-US | Inverters | 3800 |  | 1 |  |  | 0.992 |  | Outdoor | Near the Utility Meter
NJSTRE1545387087 | NJSRRE1544519940 | Transition Incentive Program | TOMS RIVER | 8757 | 18 | 4.41 | Residential | Yes | Behind the Meter | Net-metered residential rooftop and canopy |  | None | Vivint Solar Developer, LLC | JCP&L | Accepted | 2020-02-22 | 2020-02-25 | 2021-10-30 | HANWHA SOLAR | Q.PEAK BLK-G5 315W | Solar Panels |  | 0.315 | 14 | 150 | 18 |  | Fixed | Roof
NJSTRE1545387093 | NJSRRE1544514228 | Transition Incentive Program | Sicklerville | 8081 | 14 | 7.04 | Residential | Yes | Behind the Meter | Behind the Meter |  | None | Skyline Solar, LLC | AC Electric | Eligible for TI Program | 2020-02-21 | 2020-02-25 | 2021-10-30 | SolarEdge | SE5000H-US | Inverters | 5000 |  | 1 |  |  | 0.99 |  | Outside | within ten feet of meter
NJSTRE1545387093 | NJSRRE1544514228 | Transition Incentive Program | Sicklerville | 8081 | 14 | 7.04 | Residential | Yes | Behind the Meter | Behind the Meter |  | None | Skyline Solar, LLC | AC Electric | Eligible for TI Program | 2020-02-21 | 2020-02-25 | 2021-10-30 | Hanwha Q-Cells | Q.PEAK DUO-G5 320 | Solar Panels |  | 0.32 | 22 | 132222 | 34 |  | Fixed | Roof
NJSTRE1545387096 | NJSRRE1544332248 | Transition Incentive Program | Bergenfield | 7621 | 7 | 9.38 | Residential | No | Behind the Meter | Net-metered residential rooftop and canopy |  | None | Morgan Associates and Consulting LLC | PSE&G | Accepted | 2020-01-30 | 2020-02-03 | 2021-10-30 | LG | LG 335 | Solar Panels |  | 0.335 | 28 | 154 | 14 |  | Fixed | Roof
NJSTRE1545387097 | NJSRRE1544546898 | Transition Incentive Program | East Hanover | 7936 | 3 | 16.74 | Residential | Yes | Behind the Meter | Behind the Meter |  | None | Sunrun Installation Services, Inc. | JCP&L | Eligible for TI Program | 2020-02-27 | 2020-03-03 | 2021-10-30 | Enphase Energy | IQ7-60-x-US (240V) | Inverters | 240 |  | 54 |  |  | 0.96 |  | Outdoor | Rooftop
NJSTRE1545387097 | NJSRRE1544546898 | Transition Incentive Program | East Hanover | 7936 | 3 | 16.74 | Residential | Yes | Behind the Meter | Behind the Meter |  | None | Sunrun Installation Services, Inc. | JCP&L | Eligible for TI Program | 2020-02-27 | 2020-03-03 | 2021-10-30 | REC Solar | REC310TP2M | Solar Panels |  | 0.31 | 28 | 57 | 23 |  | Fixed | Roof
NJSTRE1545387097 | NJSRRE1544546898 | Transition Incentive Program | East Hanover | 7936 | 3 | 16.74 | Residential | Yes | Behind the Meter | Behind the Meter |  | None | Sunrun Installation Services, Inc. | JCP&L | Eligible for TI Program | 2020-02-27 | 2020-03-03 | 2021-10-30 | REC Solar | REC310TP2M | Solar Panels |  | 0.31 | 26 | 236 | 23 |  | Fixed | Roof
NJSTRE1545387099 | NJSRRE1544317228 | Transition Incentive Program | Sparta | 7871 | 1 | 9.92 | Residential | Yes | Behind the Meter | Behind the Meter |  | None | Sunrun Installation Services, Inc. | JCP&L | Eligible for TI Program | 2020-01-28 | 2020-01-31 | 2021-10-30 | LG Chem | RESU 10H SEG | Electric Storage Battery |  |  | 1 |  |  |  | Lithium Ion |  | outside
NJSTRE1545387099 | NJSRRE1544317228 | Transition Incentive Program | Sparta | 7871 | 1 | 9.92 | Residential | Yes | Behind the Meter | Behind the Meter |  | None | Sunrun Installation Services, Inc. | JCP&L | Eligible for TI Program | 2020-01-28 | 2020-01-31 | 2021-10-30 | SolarEdge Technologies | SE7600A-USS2RGM | Inverters | 7600 |  | 1 |  |  | 0.96 |  | Outdoor | Next To Meter
NJSTRE1545387099 | NJSRRE1544317228 | Transition Incentive Program | Sparta | 7871 | 1 | 9.92 | Residential | Yes | Behind the Meter | Behind the Meter |  | None | Sunrun Installation Services, Inc. | JCP&L | Eligible for TI Program | 2020-01-28 | 2020-01-31 | 2021-10-30 | REC Solar | REC310TP2M | Solar Panels |  | 0.31 | 11 | 140 | 27 |  | Fixed | Roof
NJSTRE1545387099 | NJSRRE1544317228 | Transition Incentive Program | Sparta | 7871 | 1 | 9.92 | Residential | Yes | Behind the Meter | Behind the Meter |  | None | Sunrun Installation Services, Inc. | JCP&L | Eligible for TI Program | 2020-01-28 | 2020-01-31 | 2021-10-30 | REC Solar | REC310TP2M | Solar Panels |  | 0.31 | 21 | 320 | 9 |  | Fixed | Roof
NJSTRE1545387100 | NJSRRE1543853077 | Transition Incentive Program | ATLANTIC HIGHLANDS | 7716 | 17 | 6.3 | Residential | Yes | Behind the Meter | Net-metered residential rooftop and canopy |  | None | Vivint Solar Developer, LLC | JCP&L | Accepted | 2020-01-02 | 2020-01-06 | 2021-10-30 | SolarEdge Technologies | SE7600H-US | Inverters | 7600 |  | 1 |  |  | 0.992 |  | Outdoor | Near the utility meter
NJSTRE1545387100 | NJSRRE1543853077 | Transition Incentive Program | ATLANTIC HIGHLANDS | 7716 | 17 | 6.3 | Residential | Yes | Behind the Meter | Net-metered residential rooftop and canopy |  | None | Vivint Solar Developer, LLC | JCP&L | Accepted | 2020-01-02 | 2020-01-06 | 2021-10-30 | Hanwha Solar | Q.PEAK BLK-G5 315 | Solar Panels |  | 0.315 | 6 | 288 | 43 |  | Fixed | Roof
NJSTRE1545387100 | NJSRRE1543853077 | Transition Incentive Program | ATLANTIC HIGHLANDS | 7716 | 17 | 6.3 | Residential | Yes | Behind the Meter | Net-metered residential rooftop and canopy |  | None | Vivint Solar Developer, LLC | JCP&L | Accepted | 2020-01-02 | 2020-01-06 | 2021-10-30 | Hanwha Solar | Q.PEAK BLK-G5 315 | Solar Panels |  | 0.315 | 14 | 108 | 43 |  | Fixed | Roof
NJSTRE1545387101 | NJSRRE1543533402 | Transition Incentive Program | Toms River | 8753 | 18 | 8.78 | Residential | No | Behind the Meter | Behind the Meter |  | None | Green House Energy | JCP&L | Eligible for TI Program | 2019-12-12 | 2019-12-17 | 2021-10-30 | SolarEdge | SE7600H-US | Inverters | 7600 |  | 1 |  |  | 0.97 |  | Outdoor | Next to meter
NJSTRE1545387101 | NJSRRE1543533402 | Transition Incentive Program | Toms River | 8753 | 18 | 8.78 | Residential | No | Behind the Meter | Behind the Meter |  | None | Green House Energy | JCP&L | Eligible for TI Program | 2019-12-12 | 2019-12-17 | 2021-10-30 | Panasonic | VBHN325KA03 | Solar Panels |  | 0.325 | 11 | 5 | 10 |  | Fixed | Roof
NJSTRE1545387101 | NJSRRE1543533402 | Transition Incentive Program | Toms River | 8753 | 18 | 8.78 | Residential | No | Behind the Meter | Behind the Meter |  | None | Green House Energy | JCP&L | Eligible for TI Program | 2019-12-12 | 2019-12-17 | 2021-10-30 | Panasonic | VBHN325KA03 | Solar Panels |  | 0.325 | 16 | 96 | 27 |  | Fixed | Roof
NJSTRE1545387102 | NJSRRE1544211619 | Transition Incentive Program | PENNSAUKEN | 8109 | 14 | 12.29 | Residential | Yes | Behind the Meter | Net-metered residential rooftop and canopy |  | None | Vivint Solar Developer, LLC | PSE&G | Accepted | 2020-01-22 | 2020-01-27 | 2021-10-30 | Solar Edge | SE10000H-US | Inverters | 10000 |  | 1 |  |  | 0.992 |  | Outdoor | near the utility meter
NJSTRE1545387102 | NJSRRE1544211619 | Transition Incentive Program | PENNSAUKEN | 8109 | 14 | 12.29 | Residential | Yes | Behind the Meter | Net-metered residential rooftop and canopy |  | None | Vivint Solar Developer, LLC | PSE&G | Accepted | 2020-01-22 | 2020-01-27 | 2021-10-30 | Hanwha Solar | Q.PEAKBLK-G5315 | Solar Panels |  | 0.315 | 24 | 30 | 11 |  | Fixed | Roof
NJSTRE1545387102 | NJSRRE1544211619 | Transition Incentive Program | PENNSAUKEN | 8109 | 14 | 12.29 | Residential | Yes | Behind the Meter | Net-metered residential rooftop and canopy |  | None | Vivint Solar Developer, LLC | PSE&G | Accepted | 2020-01-22 | 2020-01-27 | 2021-10-30 | HanwhaSolar | Q.PEAKBLK-G5315 | Solar Panels |  | 0.315 | 15 | 210 | 13 |  | Fixed | Roof
NJSTRE1545387103 | NJSRRE1543478019 | Transition Incentive Program | SOMERSET | 8873 | 5 | 6.93 | Residential | No | Behind the Meter | Net-metered residential rooftop and canopy |  | None | Vivint Solar Developer, LLC | PSE&G | Accepted | 2019-12-04 | 2019-12-06 | 2021-10-30 | Solar Edge | SE7600H-US | Inverters | 7600 |  | 1 |  |  | 0.992 |  | Outdoor | near the utility meter
NJSTRE1545387103 | NJSRRE1543478019 | Transition Incentive Program | SOMERSET | 8873 | 5 | 6.93 | Residential | No | Behind the Meter | Net-metered residential rooftop and canopy |  | None | Vivint Solar Developer, LLC | PSE&G | Accepted | 2019-12-04 | 2019-12-06 | 2021-10-30 | Hanwha solar | Q.PEAK BLK-G5 315 | Solar Panels |  | 0.315 | 3 | 219 | 22 |  | Fixed | Roof
NJSTRE1545387103 | NJSRRE1543478019 | Transition Incentive Program | SOMERSET | 8873 | 5 | 6.93 | Residential | No | Behind the Meter | Net-metered residential rooftop and canopy |  | None | Vivint Solar Developer, LLC | PSE&G | Accepted | 2019-12-04 | 2019-12-06 | 2021-10-30 | Hanwha Solar | Q.PEAK BLK-G5 315 | Solar Panels |  | 0.315 | 3 | 39 | 43 |  | Fixed | Roof
NJSTRE1545387103 | NJSRRE1543478019 | Transition Incentive Program | SOMERSET | 8873 | 5 | 6.93 | Residential | No | Behind the Meter | Net-metered residential rooftop and canopy |  | None | Vivint Solar Developer, LLC | PSE&G | Accepted | 2019-12-04 | 2019-12-06 | 2021-10-30 | Hanwha Solar | Q.PEAK BLK-G5 315 | Solar Panels |  | 0.315 | 9 | 219 | 22 |  | Fixed | Roof
NJSTRE1545387103 | NJSRRE1543478019 | Transition Incentive Program | SOMERSET | 8873 | 5 | 6.93 | Residential | No | Behind the Meter | Net-metered residential rooftop and canopy |  | None | Vivint Solar Developer, LLC | PSE&G | Accepted | 2019-12-04 | 2019-12-06 | 2021-10-30 | Hanwha Solar | Q.PEAK BLK-G5 315 | Solar Panels |  | 0.315 | 7 | 39 | 22 |  | Fixed | Roof
NJSTRE1545387105 | NJSRRE1543651745 | Transition Incentive Program | Landing | 7850 | 3 | 9.28 | Residential | Yes | Behind the Meter | Behind the Meter |  | None | Sunrun Installation Services, Inc. | JCP&L | Eligible for TI Program | 2019-12-23 | 2019-12-27 | 2021-10-30 | Delta Electronics | M4-TL-US | Inverters | 3840 |  | 2 |  |  | 0.96 |  | Outdoor | Next To Meter
NJSTRE1545387105 | NJSRRE1543651745 | Transition Incentive Program | Landing | 7850 | 3 | 9.28 | Residential | Yes | Behind the Meter | Behind the Meter |  | None | Sunrun Installation Services, Inc. | JCP&L | Eligible for TI Program | 2019-12-23 | 2019-12-27 | 2021-10-30 | REC Solar | REC290TP2 BLK | Solar Panels |  | 0.29 | 10 | 106 | 27 |  | Fixed | Roof
NJSTRE1545387105 | NJSRRE1543651745 | Transition Incentive Program | Landing | 7850 | 3 | 9.28 | Residential | Yes | Behind the Meter | Behind the Meter |  | None | Sunrun Installation Services, Inc. | JCP&L | Eligible for TI Program | 2019-12-23 | 2019-12-27 | 2021-10-30 | REC Solar | REC290TP2 BLK | Solar Panels |  | 0.29 | 5 | 14 | 27 |  | Fixed | Roof
NJSTRE1545387105 | NJSRRE1543651745 | Transition Incentive Program | Landing | 7850 | 3 | 9.28 | Residential | Yes | Behind the Meter | Behind the Meter |  | None | Sunrun Installation Services, Inc. | JCP&L | Eligible for TI Program | 2019-12-23 | 2019-12-27 | 2021-10-30 | REC Solar | REC290TP2 BLK | Solar Panels |  | 0.29 | 17 | 284 | 27 |  | Fixed | Roof
NJSTRE1545387107 | NJSRRE1544308916 | Transition Incentive Program | South River | 8882 | 11 | 7.52 | Residential | Yes | Behind the Meter | Net-metered residential rooftop and canopy |  | None | SunPower Corporation, Systems | South River | Accepted | 2020-01-27 | 2020-01-29 | 2021-10-30 | SUNPOWER | SPR-E20-327-E-AC | Inverters | 320 |  | 23 |  |  | 0.96 |  | Other | under each panel
NJSTRE1545387107 | NJSRRE1544308916 | Transition Incentive Program | South River | 8882 | 11 | 7.52 | Residential | Yes | Behind the Meter | Net-metered residential rooftop and canopy |  | None | SunPower Corporation, Systems | South River | Accepted | 2020-01-27 | 2020-01-29 | 2021-10-30 | SUNPOWER | SPR-E20-327-E-AC | Solar Panels |  | 0.327 | 23 | 173 | 20 |  | Fixed | Roof
NJSTRE1545387110 | NJSRRE1543498253 | Transition Incentive Program | Morganville | 7751 | 17 | 7.56 | Residential | Yes | Behind the Meter | Behind the Meter |  | None | Tesla Energy Operations Inc | JCP&L | Eligible for TI Program | 2019-12-06 | 2019-12-10 | 2021-10-30 | SolarEdge | SE7600H-US000SNC2 | Inverters | 7600 |  | 1 |  |  | 0.99 |  | Outdoor | Outdoor
NJSTRE1545387110 | NJSRRE1543498253 | Transition Incentive Program | Morganville | 7751 | 17 | 7.56 | Residential | Yes | Behind the Meter | Behind the Meter |  | None | Tesla Energy Operations Inc | JCP&L | Eligible for TI Program | 2019-12-06 | 2019-12-10 | 2021-10-30 | Hanwha Q-Cells | Q.Peak DUO BLK-G5/SC315 | Solar Panels |  | 0.315 | 18 | 214 | 30 |  | Fixed | Roof
NJSTRE1545387110 | NJSRRE1543498253 | Transition Incentive Program | Morganville | 7751 | 17 | 7.56 | Residential | Yes | Behind the Meter | Behind the Meter |  | None | Tesla Energy Operations Inc | JCP&L | Eligible for TI Program | 2019-12-06 | 2019-12-10 | 2021-10-30 | Hanwha Q-Cells | Q.Peak DUO BLK-G5/SC315 | Solar Panels |  | 0.315 | 3 | 124 | 45 |  | Fixed | Roof
NJSTRE1545387110 | NJSRRE1543498253 | Transition Incentive Program | Morganville | 7751 | 17 | 7.56 | Residential | Yes | Behind the Meter | Behind the Meter |  | None | Tesla Energy Operations Inc | JCP&L | Eligible for TI Program | 2019-12-06 | 2019-12-10 | 2021-10-30 | Hanwha Q-Cells | Q.Peak DUO BLK-G5/SC315 | Solar Panels |  | 0.315 | 3 | 273 | 30 |  | Fixed | Roof
NJSTRE1545387113 | NJSRRE1544192843 | Transition Incentive Program | Hillsborough TWP | 8844 | 5 | 12.09 | Residential | No | Behind the Meter | Net-metered residential rooftop and canopy |  | None | 1st Light Energy Inc | PSE&G | Accepted | 2020-01-17 | 2020-01-22 | 2021-10-30 | SMA | SB 3.0-1SP-US-41 (240V) | Inverters | 3000 |  | 1 |  |  | 0.97 |  | Outside | within 10 feet of meter
NJSTRE1545387113 | NJSRRE1544192843 | Transition Incentive Program | Hillsborough TWP | 8844 | 5 | 12.09 | Residential | No | Behind the Meter | Net-metered residential rooftop and canopy |  | None | 1st Light Energy Inc | PSE&G | Accepted | 2020-01-17 | 2020-01-22 | 2021-10-30 | SMA | SB 6.0-1SP-US-41 (240V) | Inverters | 6000 |  | 1 |  |  | 0.97 |  | Outside | within 10 feet of meter
NJSTRE1545387113 | NJSRRE1544192843 | Transition Incentive Program | Hillsborough TWP | 8844 | 5 | 12.09 | Residential | No | Behind the Meter | Net-metered residential rooftop and canopy |  | None | 1st Light Energy Inc | PSE&G | Accepted | 2020-01-17 | 2020-01-22 | 2021-10-30 | Longi | LR6-60HPB-310M | Solar Panels |  | 0.31 | 11 | 133 | 19 |  | Fixed | Roof
NJSTRE1545387113 | NJSRRE1544192843 | Transition Incentive Program | Hillsborough TWP | 8844 | 5 | 12.09 | Residential | No | Behind the Meter | Net-metered residential rooftop and canopy |  | None | 1st Light Energy Inc | PSE&G | Accepted | 2020-01-17 | 2020-01-22 | 2021-10-30 | Longi | LR6-60HPB-310M | Solar Panels |  | 0.31 | 28 | 133 | 19 |  | Fixed | Roof
NJSTRE1545387114 | NJSRRE1543437175 | Transition Incentive Program | Collings Lakes | 8094 | 15 | 8.68 | Residential | Yes | Behind the Meter | Behind the Meter |  | None | All Season Solar | AC Electric | Eligible for TI Program | 2019-11-22 | 2019-11-26 | 2021-10-30 | Enphase | IQ7 | Inverters | 240 |  | 28 |  |  | 0.97 |  | Outdoor | Under Module
NJSTRE1545387114 | NJSRRE1543437175 | Transition Incentive Program | Collings Lakes | 8094 | 15 | 8.68 | Residential | Yes | Behind the Meter | Behind the Meter |  | None | All Season Solar | AC Electric | Eligible for TI Program | 2019-11-22 | 2019-11-26 | 2021-10-30 | Trina | TSM DD05H.05II 310W AUG 2019 | Solar Panels |  | 0.31 | 2 | 265 | 22 |  | Fixed | Roof
NJSTRE1545387114 | NJSRRE1543437175 | Transition Incentive Program | Collings Lakes | 8094 | 15 | 8.68 | Residential | Yes | Behind the Meter | Behind the Meter |  | None | All Season Solar | AC Electric | Eligible for TI Program | 2019-11-22 | 2019-11-26 | 2021-10-30 | Trina | TSM DD05H.05II 310W AUG 2019 | Solar Panels |  | 0.31 | 4 | 265 | 13 |  | Fixed | Roof
NJSTRE1545387114 | NJSRRE1543437175 | Transition Incentive Program | Collings Lakes | 8094 | 15 | 8.68 | Residential | Yes | Behind the Meter | Behind the Meter |  | None | All Season Solar | AC Electric | Eligible for TI Program | 2019-11-22 | 2019-11-26 | 2021-10-30 | Trina | TSM DD05H.05II 310W AUG 2019 | Solar Panels |  | 0.31 | 20 | 175 | 24 |  | Fixed | Roof
NJSTRE1545387114 | NJSRRE1543437175 | Transition Incentive Program | Collings Lakes | 8094 | 15 | 8.68 | Residential | Yes | Behind the Meter | Behind the Meter |  | None | All Season Solar | AC Electric | Eligible for TI Program | 2019-11-22 | 2019-11-26 | 2021-10-30 | Trina | TSM DD05H.05II 310W AUG 2019 | Solar Panels |  | 0.31 | 2 | 175 | 24 |  | Fixed | Roof
NJSTRE1545387116 | NJSRRE1544468811 | Transition Incentive Program | Morganville | 7751 | 17 | 25.83 | Residential | No | Behind the Meter | Net-metered residential rooftop and canopy |  | None | Suntuity Solar LLC | JCP&L | Accepted | 2020-02-18 | 2020-03-09 | 2021-10-30 | Enphase Energy | IQ7-60-2-US | Inverters | 240 |  | 82 |  |  | 0.97 |  | Outdoor | Behind the PV Modules
NJSTRE1545387116 | NJSRRE1544468811 | Transition Incentive Program | Morganville | 7751 | 17 | 25.83 | Residential | No | Behind the Meter | Net-metered residential rooftop and canopy |  | None | Suntuity Solar LLC | JCP&L | Accepted | 2020-02-18 | 2020-03-09 | 2021-10-30 | Hanwha Solar | Q-Cells 315 Mono | Solar Panels |  | 0.315 | 22 | 197 | 36 |  | Fixed | Roof
NJSTRE1545387116 | NJSRRE1544468811 | Transition Incentive Program | Morganville | 7751 | 17 | 25.83 | Residential | No | Behind the Meter | Net-metered residential rooftop and canopy |  | None | Suntuity Solar LLC | JCP&L | Accepted | 2020-02-18 | 2020-03-09 | 2021-10-30 | Hanwha Solar | Q-Cells 315 Mono | Solar Panels |  | 0.315 | 34 | 105 | 37 |  | Fixed | Roof
NJSTRE1545387116 | NJSRRE1544468811 | Transition Incentive Program | Morganville | 7751 | 17 | 25.83 | Residential | No | Behind the Meter | Net-metered residential rooftop and canopy |  | None | Suntuity Solar LLC | JCP&L | Accepted | 2020-02-18 | 2020-03-09 | 2021-10-30 | Hanwha Solar | Q-Cells 315 Mono | Solar Panels |  | 0.315 | 8 | 105 | 37 |  | Fixed | Roof
NJSTRE1545387116 | NJSRRE1544468811 | Transition Incentive Program | Morganville | 7751 | 17 | 25.83 | Residential | No | Behind the Meter | Net-metered residential rooftop and canopy |  | None | Suntuity Solar LLC | JCP&L | Accepted | 2020-02-18 | 2020-03-09 | 2021-10-30 | Hanwha Solar | Q-Cells 315 Mono | Solar Panels |  | 0.315 | 8 | 197 | 34 |  | Fixed | Roof
NJSTRE1545387116 | NJSRRE1544468811 | Transition Incentive Program | Morganville | 7751 | 17 | 25.83 | Residential | No | Behind the Meter | Net-metered residential rooftop and canopy |  | None | Suntuity Solar LLC | JCP&L | Accepted | 2020-02-18 | 2020-03-09 | 2021-10-30 | Hanwha Solar | Q-Cells 315 Mono | Solar Panels |  | 0.315 | 10 | 199 | 31 |  | Fixed | Roof
NJSTRE1545387117 | NJSRRE1543586561 | Transition Incentive Program | Egg Harbor City | 8215 | 19 | 18 | Residential | Yes | Behind the Meter | Net-metered residential rooftop and canopy |  | None | Complete Solar | AC Electric | Accepted | 2020-01-09 | 2020-01-09 | 2021-10-30 | Solaredge technologies | SE11400H-US | Inverters | 11400 |  | 1 |  |  | 0.97 |  | Outdoor | BY MSP
NJSTRE1545387117 | NJSRRE1543586561 | Transition Incentive Program | Egg Harbor City | 8215 | 19 | 18 | Residential | Yes | Behind the Meter | Net-metered residential rooftop and canopy |  | None | Complete Solar | AC Electric | Accepted | 2020-01-09 | 2020-01-09 | 2021-10-30 | LONGI SOLAR- | LR6-60HPB-305M | Solar Panels |  | 0.305 | 59 | 242.5 | 30 |  | Fixed | Roof
NJSTRE1545387119 | NJSRRE1544441358 | Transition Incentive Program | Highland Park | 8904 | 11 | 4.03 | Residential | Yes | Behind the Meter | Behind the Meter |  | None | Sunrun Installation Services, Inc. | PSE&G | Eligible for TI Program | 2020-02-12 | 2020-02-17 | 2021-10-30 | Enphase Energy | IQ7-60-x-US (240V) | Inverters | 240 |  | 13 |  |  | 0.96 |  | Outdoor | Rooftop
NJSTRE1545387119 | NJSRRE1544441358 | Transition Incentive Program | Highland Park | 8904 | 11 | 4.03 | Residential | Yes | Behind the Meter | Behind the Meter |  | None | Sunrun Installation Services, Inc. | PSE&G | Eligible for TI Program | 2020-02-12 | 2020-02-17 | 2021-10-30 | REC Solar | REC310TP2M | Solar Panels |  | 0.31 | 13 | 253 | 43 |  | Fixed | Roof
NJSTRE1545387121 | NJSRRE1544441325 | Transition Incentive Program | NEWARK | 7104 | 9 | 3.41 | Residential | No | Behind the Meter | Behind the Meter |  | None | Infinity Solar Systems | PSE&G | Eligible for TI Program | 2020-02-12 | 2020-02-17 | 2021-10-30 | ENPHASE | IQ7-60-X-US | Inverters | 240 |  | 11 |  |  | 0.97 |  | Outside | MICROINVERTERS
NJSTRE1545387121 | NJSRRE1544441325 | Transition Incentive Program | NEWARK | 7104 | 9 | 3.41 | Residential | No | Behind the Meter | Behind the Meter |  | None | Infinity Solar Systems | PSE&G | Eligible for TI Program | 2020-02-12 | 2020-02-17 | 2021-10-30 | LONGI | LR6-60HPB-310M | Solar Panels |  | 0.31 | 5 | 200 | 40 |  | Fixed | Roof
NJSTRE1545387121 | NJSRRE1544441325 | Transition Incentive Program | NEWARK | 7104 | 9 | 3.41 | Residential | No | Behind the Meter | Behind the Meter |  | None | Infinity Solar Systems | PSE&G | Eligible for TI Program | 2020-02-12 | 2020-02-17 | 2021-10-30 | LONGI | LR6-60HPB-310M | Solar Panels |  | 0.31 | 3 | 110 | 40 |  | Fixed | Roof
NJSTRE1545387121 | NJSRRE1544441325 | Transition Incentive Program | NEWARK | 7104 | 9 | 3.41 | Residential | No | Behind the Meter | Behind the Meter |  | None | Infinity Solar Systems | PSE&G | Eligible for TI Program | 2020-02-12 | 2020-02-17 | 2021-10-30 | LONGI | LR6-60HPB-310M | Solar Panels |  | 0.31 | 3 | 200 | 40 |  | Fixed | Roof
NJSTRE1545387122 | NJSRRE1543426185 | Transition Incentive Program | Montclair | 7042 | 9 | 12.08 | Residential | No | Behind the Meter | Net-metered residential rooftop and canopy |  | None | SunPower Corporation, Systems | PSE&G | Accepted | 2019-11-21 | 2019-11-25 | 2021-10-30 | SUNPOWER | SPR-X21-345-D-AC | Inverters | 320 |  | 35 |  |  | 0.96 |  | Other | under each panel
NJSTRE1545387122 | NJSRRE1543426185 | Transition Incentive Program | Montclair | 7042 | 9 | 12.08 | Residential | No | Behind the Meter | Net-metered residential rooftop and canopy |  | None | SunPower Corporation, Systems | PSE&G | Accepted | 2019-11-21 | 2019-11-25 | 2021-10-30 | SUNPOWER | SPR-X21-345-D-AC | Solar Panels |  | 0.345 | 3 | 304 | 40 |  | Fixed | Roof
NJSTRE1545387122 | NJSRRE1543426185 | Transition Incentive Program | Montclair | 7042 | 9 | 12.08 | Residential | No | Behind the Meter | Net-metered residential rooftop and canopy |  | None | SunPower Corporation, Systems | PSE&G | Accepted | 2019-11-21 | 2019-11-25 | 2021-10-30 | SUNPOWER | SPR-X21-345-D-AC | Solar Panels |  | 0.345 | 2 | 304 | 19 |  | Fixed | Roof
NJSTRE1545387122 | NJSRRE1543426185 | Transition Incentive Program | Montclair | 7042 | 9 | 12.08 | Residential | No | Behind the Meter | Net-metered residential rooftop and canopy |  | None | SunPower Corporation, Systems | PSE&G | Accepted | 2019-11-21 | 2019-11-25 | 2021-10-30 | SUNPOWER | SPR-X21-345-D-AC | Solar Panels |  | 0.345 | 10 | 214 | 35 |  | Fixed | Roof
NJSTRE1545387122 | NJSRRE1543426185 | Transition Incentive Program | Montclair | 7042 | 9 | 12.08 | Residential | No | Behind the Meter | Net-metered residential rooftop and canopy |  | None | SunPower Corporation, Systems | PSE&G | Accepted | 2019-11-21 | 2019-11-25 | 2021-10-30 | SUNPOWER | SPR-X21-345-D-AC | Solar Panels |  | 0.345 | 6 | 124 | 35 |  | Fixed | Roof
NJSTRE1545387122 | NJSRRE1543426185 | Transition Incentive Program | Montclair | 7042 | 9 | 12.08 | Residential | No | Behind the Meter | Net-metered residential rooftop and canopy |  | None | SunPower Corporation, Systems | PSE&G | Accepted | 2019-11-21 | 2019-11-25 | 2021-10-30 | SUNPOWER | SPR-X21-345-D-AC | Solar Panels |  | 0.345 | 4 | 124 | 40 |  | Fixed | Roof
NJSTRE1545387122 | NJSRRE1543426185 | Transition Incentive Program | Montclair | 7042 | 9 | 12.08 | Residential | No | Behind the Meter | Net-metered residential rooftop and canopy |  | None | SunPower Corporation, Systems | PSE&G | Accepted | 2019-11-21 | 2019-11-25 | 2021-10-30 | SUNPOWER | SPR-X21-345-D-AC | Solar Panels |  | 0.345 | 2 | 34 | 35 |  | Fixed | Roof
NJSTRE1545387122 | NJSRRE1543426185 | Transition Incentive Program | Montclair | 7042 | 9 | 12.08 | Residential | No | Behind the Meter | Net-metered residential rooftop and canopy |  | None | SunPower Corporation, Systems | PSE&G | Accepted | 2019-11-21 | 2019-11-25 | 2021-10-30 | SUNPOWER | SPR-X21-345-D-AC | Solar Panels |  | 0.345 | 6 | 214 | 1 |  | Fixed | Roof
NJSTRE1545387122 | NJSRRE1543426185 | Transition Incentive Program | Montclair | 7042 | 9 | 12.08 | Residential | No | Behind the Meter | Net-metered residential rooftop and canopy |  | None | SunPower Corporation, Systems | PSE&G | Accepted | 2019-11-21 | 2019-11-25 | 2021-10-30 | SUNPOWER | SPR-X21-345-D-AC | Solar Panels |  | 0.345 | 2 | 214 | 35 |  | Fixed | Roof
NJSTRE1545387123 | NJSRRE1543827229 | Transition Incentive Program | Cliffwood | 7721 | 17 | 6.62 | Residential | Yes | Behind the Meter | Net-metered residential rooftop and canopy |  | None | Vivint Solar Developer, LLC | JCP&L | Accepted | 2020-01-02 | 2020-01-03 | 2021-10-30 | SOLAREDGE | SE7600H-US | Inverters | 7600 |  | 1 |  |  | 0.992 |  | Outdoor | Near the Utility Meter
NJSTRE1545387123 | NJSRRE1543827229 | Transition Incentive Program | Cliffwood | 7721 | 17 | 6.62 | Residential | Yes | Behind the Meter | Net-metered residential rooftop and canopy |  | None | Vivint Solar Developer, LLC | JCP&L | Accepted | 2020-01-02 | 2020-01-03 | 2021-10-30 | HANWHA SOLAR | Q.PEAK BLK-G5 315 | Solar Panels |  | 0.315 | 21 | 61 | 17 |  | Fixed | Roof
NJSTRE1545387124 | NJSRRE1544543677 | Transition Incentive Program | PLAINFIELD | 7063 | 10 | 3.15 | Residential | No | Behind the Meter | Net-metered residential rooftop and canopy |  | None | Vivint Solar Developer, LLC | PSE&G | Accepted | 2020-02-27 | 2020-03-02 | 2021-10-30 | SolarEdge | SE3800H-US | Inverters | 3800 |  | 1 |  |  | 0.992 |  | Outdoor | Near the utility meter
NJSTRE1545387124 | NJSRRE1544543677 | Transition Incentive Program | PLAINFIELD | 7063 | 10 | 3.15 | Residential | No | Behind the Meter | Net-metered residential rooftop and canopy |  | None | Vivint Solar Developer, LLC | PSE&G | Accepted | 2020-02-27 | 2020-03-02 | 2021-10-30 | LG | LG315N1K-V5 | Solar Panels |  | 0.315 | 7 | 221 | 33 |  | Fixed | Roof
NJSTRE1545387124 | NJSRRE1544543677 | Transition Incentive Program | PLAINFIELD | 7063 | 10 | 3.15 | Residential | No | Behind the Meter | Net-metered residential rooftop and canopy |  | None | Vivint Solar Developer, LLC | PSE&G | Accepted | 2020-02-27 | 2020-03-02 | 2021-10-30 | LG | LG315N1K-V5 | Solar Panels |  | 0.315 | 3 | 41 | 33 |  | Fixed | Roof
NJSTRE1545387125 | NJSRRE1543585944 | Transition Incentive Program | PARAMUS | 7652 | 7 | 2.07 | Residential | No | Behind the Meter | Behind the Meter |  | None | Infinity Solar Systems | PSE&G | Eligible for TI Program | 2019-12-20 | 2019-12-26 | 2021-10-30 | SunPower | SPR-X21-345-C-AC | Inverters | 320 |  | 6 |  |  | 0.96 |  | Outside | MICROINVERTERS
NJSTRE1545387125 | NJSRRE1543585944 | Transition Incentive Program | PARAMUS | 7652 | 7 | 2.07 | Residential | No | Behind the Meter | Behind the Meter |  | None | Infinity Solar Systems | PSE&G | Eligible for TI Program | 2019-12-20 | 2019-12-26 | 2021-10-30 | SUNPOWER | SPR-X21-345-C-AC | Solar Panels |  | 0.345 | 6 | 202 | 22 |  | Fixed | Roof
NJSTRE1545387127 | NJSRRE1544148030 | Transition Incentive Program | North Bergen | 7047 | 8 | 10.7 | Residential | Yes | Behind the Meter | Net-metered residential rooftop and canopy |  | None | Pro Custom Solar dba Momentum Solar | PSE&G | Accepted | 2020-01-08 | 2020-01-13 | 2021-10-30 | Enphase Energy | IQ7Plus-72-2-US | Inverters | 290 |  | 31 |  |  | 0.97 |  | Outdoor | Roof
NJSTRE1545387127 | NJSRRE1544148030 | Transition Incentive Program | North Bergen | 7047 | 8 | 10.7 | Residential | Yes | Behind the Meter | Net-metered residential rooftop and canopy |  | None | Pro Custom Solar dba Momentum Solar | PSE&G | Accepted | 2020-01-08 | 2020-01-13 | 2021-10-30 | LG ELECTRONICS | LG 345N1C-V5 | Solar Panels |  | 0.345 | 9 | 280 | 30 |  | Fixed | Roof
NJSTRE1545387127 | NJSRRE1544148030 | Transition Incentive Program | North Bergen | 7047 | 8 | 10.7 | Residential | Yes | Behind the Meter | Net-metered residential rooftop and canopy |  | None | Pro Custom Solar dba Momentum Solar | PSE&G | Accepted | 2020-01-08 | 2020-01-13 | 2021-10-30 | LG ELECTRONICS | LG 345N1C-V5 | Solar Panels |  | 0.345 | 12 | 100 | 43 |  | Fixed | Roof
NJSTRE1545387127 | NJSRRE1544148030 | Transition Incentive Program | North Bergen | 7047 | 8 | 10.7 | Residential | Yes | Behind the Meter | Net-metered residential rooftop and canopy |  | None | Pro Custom Solar dba Momentum Solar | PSE&G | Accepted | 2020-01-08 | 2020-01-13 | 2021-10-30 | LG ELECTRONICS | LG 345N1C-V5 | Solar Panels |  | 0.345 | 10 | 101 | 30 |  | Fixed | Roof
NJSTRE1545387131 | NJSRRE1544153675 | Transition Incentive Program | Brick | 8724 | 18 | 5.99 | Residential | Yes | Behind the Meter | Net-metered residential rooftop and canopy |  | None | Vision Solar LLC | JCP&L | Accepted | 2020-01-09 | 2020-01-14 | 2021-10-30 | enphase | iq7-60-2-us | Inverters | 0.25 |  | 19 |  |  | 0.96 |  | Other | behind panels
NJSTRE1545387131 | NJSRRE1544153675 | Transition Incentive Program | Brick | 8724 | 18 | 5.99 | Residential | Yes | Behind the Meter | Net-metered residential rooftop and canopy |  | None | Vision Solar LLC | JCP&L | Accepted | 2020-01-09 | 2020-01-14 | 2021-10-30 | hanwa qcells | qpeak duo-g5 315 | Solar Panels |  | 0.315 | 9 | 255 | 37 |  | Fixed | Roof
NJSTRE1545387131 | NJSRRE1544153675 | Transition Incentive Program | Brick | 8724 | 18 | 5.99 | Residential | Yes | Behind the Meter | Net-metered residential rooftop and canopy |  | None | Vision Solar LLC | JCP&L | Accepted | 2020-01-09 | 2020-01-14 | 2021-10-30 | hanwa qcells | qpeak duo-g5 315 | Solar Panels |  | 0.315 | 10 | 255 | 10 |  | Fixed | Roof
NJSTRE1545387134 | NJSRRE1544501750 | Transition Incentive Program | Woodbridge Township | 7095 | 11 | 6.82 | Residential | No | Behind the Meter | Behind the Meter |  | None | Sunrun Installation Services, Inc. | PSE&G | Eligible for TI Program | 2020-02-19 | 2020-02-27 | 2021-10-30 | Enphase Energy | IQ7-60-x-US (240V) | Inverters | 240 |  | 22 |  |  | 0.96 |  | Outdoor | Rooftop
NJSTRE1545387134 | NJSRRE1544501750 | Transition Incentive Program | Woodbridge Township | 7095 | 11 | 6.82 | Residential | No | Behind the Meter | Behind the Meter |  | None | Sunrun Installation Services, Inc. | PSE&G | Eligible for TI Program | 2020-02-19 | 2020-02-27 | 2021-10-30 | REC Solar | REC310TP2M | Solar Panels |  | 0.31 | 3 | 178 | 40 |  | Fixed | Roof
NJSTRE1545387134 | NJSRRE1544501750 | Transition Incentive Program | Woodbridge Township | 7095 | 11 | 6.82 | Residential | No | Behind the Meter | Behind the Meter |  | None | Sunrun Installation Services, Inc. | PSE&G | Eligible for TI Program | 2020-02-19 | 2020-02-27 | 2021-10-30 | REC Solar | REC310TP2M | Solar Panels |  | 0.31 | 19 | 87 | 43 |  | Fixed | Roof
NJSTRE1545387135 | NJSRRE1543574879 | Transition Incentive Program | Ventnor City | 8406 | 19 | 5.12 | Residential | Yes | Behind the Meter | Behind the Meter |  | None | Skyline Solar, LLC | AC Electric | Eligible for TI Program | 2019-12-20 | 2019-12-26 | 2021-10-30 | SolarEdge | SE3800H-US | Inverters | 3800 |  | 1 |  |  | 0.99 |  | Outside | within ten feet of meter
NJSTRE1545387135 | NJSRRE1543574879 | Transition Incentive Program | Ventnor City | 8406 | 19 | 5.12 | Residential | Yes | Behind the Meter | Behind the Meter |  | None | Skyline Solar, LLC | AC Electric | Eligible for TI Program | 2019-12-20 | 2019-12-26 | 2021-10-30 | Hanwha Q-Cells | Q.PEAK DUO-G5 320 | Solar Panels |  | 0.32 | 16 | 148 | 10 |  | Fixed | Roof
NJSTRE1545387137 | NJSRRE1544320762 | Transition Incentive Program | Nutley | 7110 | 9 | 5.99 | Residential | Yes | Behind the Meter | Net-metered residential rooftop and canopy |  | None | Suntuity Solar LLC | PSE&G | Accepted | 2020-01-29 | 2020-02-03 | 2021-10-30 | Enphase Energy | IQ7-60-2-US | Inverters | 240 |  | 19 |  |  | 0.97 |  | Outdoor | Behind the PV Modules
NJSTRE1545387137 | NJSRRE1544320762 | Transition Incentive Program | Nutley | 7110 | 9 | 5.99 | Residential | Yes | Behind the Meter | Net-metered residential rooftop and canopy |  | None | Suntuity Solar LLC | PSE&G | Accepted | 2020-01-29 | 2020-02-03 | 2021-10-30 | Hanwha Solar | Q-Cells 315 Mono | Solar Panels |  | 0.315 | 5 | 241 | 25 |  | Fixed | Roof
NJSTRE1545387137 | NJSRRE1544320762 | Transition Incentive Program | Nutley | 7110 | 9 | 5.99 | Residential | Yes | Behind the Meter | Net-metered residential rooftop and canopy |  | None | Suntuity Solar LLC | PSE&G | Accepted | 2020-01-29 | 2020-02-03 | 2021-10-30 | Hanwha Solar | Q-Cells 315 Mono | Solar Panels |  | 0.315 | 10 | 331 | 23 |  | Fixed | Roof
NJSTRE1545387137 | NJSRRE1544320762 | Transition Incentive Program | Nutley | 7110 | 9 | 5.99 | Residential | Yes | Behind the Meter | Net-metered residential rooftop and canopy |  | None | Suntuity Solar LLC | PSE&G | Accepted | 2020-01-29 | 2020-02-03 | 2021-10-30 | Hanwha Solar | Q-Cells 315 Mono | Solar Panels |  | 0.315 | 4 | 61 | 28 |  | Fixed | Roof
NJSTRE1545387140 | NJSRRE1543501943 | Transition Incentive Program | Galloway | 8205 | 19 | 5.58 | Residential | Yes | Behind the Meter | Net-metered residential rooftop and canopy |  | None | Bright Planet Solar | AC Electric | Accepted | 2019-12-09 | 2019-12-11 | 2021-10-30 | SOLAR EDGE | SE5000H-USRGM | Inverters | 5000 |  | 1 |  |  | 0.98 |  | Outdoor | NEXT TO METER
NJSTRE1545387140 | NJSRRE1543501943 | Transition Incentive Program | Galloway | 8205 | 19 | 5.58 | Residential | Yes | Behind the Meter | Net-metered residential rooftop and canopy |  | None | Bright Planet Solar | AC Electric | Accepted | 2019-12-09 | 2019-12-11 | 2021-10-30 | LONGI | LR6-60PB-310M | Solar Panels |  | 0.31 | 18 | 179 | 27 |  | Fixed | Roof
NJSTRE1545387141 | NJSRRE1543501529 | Transition Incentive Program | STIRLING | 7980 | 3 | 5.04 | Residential | Yes | Behind the Meter | Net-metered residential rooftop and canopy |  | None | Vivint Solar Developer, LLC | JCP&L | Accepted | 2019-12-09 | 2019-12-11 | 2021-10-30 | SOLAREDGE | SE3800H-US | Inverters | 3800 |  | 1 |  |  | 0.992 |  | Outdoor | Near the Utility Meter
NJSTRE1545387141 | NJSRRE1543501529 | Transition Incentive Program | STIRLING | 7980 | 3 | 5.04 | Residential | Yes | Behind the Meter | Net-metered residential rooftop and canopy |  | None | Vivint Solar Developer, LLC | JCP&L | Accepted | 2019-12-09 | 2019-12-11 | 2021-10-30 | HANWHA SOLAR | Q.PEAK BLK-G5 315 | Solar Panels |  | 0.315 | 13 | 353 | 12 |  | Fixed | Roof
NJSTRE1545387141 | NJSRRE1543501529 | Transition Incentive Program | STIRLING | 7980 | 3 | 5.04 | Residential | Yes | Behind the Meter | Net-metered residential rooftop and canopy |  | None | Vivint Solar Developer, LLC | JCP&L | Accepted | 2019-12-09 | 2019-12-11 | 2021-10-30 | HANWHA SOLAR | Q.PEAK BLK-G5 315 | Solar Panels |  | 0.315 | 3 | 173 | 29 |  | Fixed | Roof
NJSTRE1545387143 | NJSRRE1543656608 | Transition Incentive Program | Howell | 7731 | 17 | 15.68 | Commercial | No | Behind the Meter | Net-metered non-residential rooftop and canopy |  | None | Powerlutions | JCP&L | Accepted | 2019-12-23 | 2019-12-27 | 2021-10-30 | Solar Edge | SE14.4KUS | Inverters | 14.4 |  | 1 |  |  | 0.99 |  | Outdoor | near meter
NJSTRE1545387143 | NJSRRE1543656608 | Transition Incentive Program | Howell | 7731 | 17 | 15.68 | Commercial | No | Behind the Meter | Net-metered non-residential rooftop and canopy |  | None | Powerlutions | JCP&L | Accepted | 2019-12-23 | 2019-12-27 | 2021-10-30 | Axitec | AC-320MH/120S | Solar Panels |  | 0.32 | 16 | 95 | 19 |  | Fixed | Roof
NJSTRE1545387143 | NJSRRE1543656608 | Transition Incentive Program | Howell | 7731 | 17 | 15.68 | Commercial | No | Behind the Meter | Net-metered non-residential rooftop and canopy |  | None | Powerlutions | JCP&L | Accepted | 2019-12-23 | 2019-12-27 | 2021-10-30 | Axitec | AC-320MH/120S | Solar Panels |  | 0.32 | 33 | 275 | 33 |  | Fixed | Roof
NJSTRE1545387144 | NJSRRE1544342523 | Transition Incentive Program | Marlboro | 7746 | 17 | 10.72 | Residential | No | Behind the Meter | Net-metered residential rooftop and canopy |  | None | SunnyMac LLC | JCP&L | Accepted | 2020-01-31 | 2020-02-05 | 2021-10-30 | Enphase | IQ7XS-96-ACM-US | Inverters | 0.315 |  | 32 |  |  | 0.99 |  | Outdoor | roof
NJSTRE1545387144 | NJSRRE1544342523 | Transition Incentive Program | Marlboro | 7746 | 17 | 10.72 | Residential | No | Behind the Meter | Net-metered residential rooftop and canopy |  | None | SunnyMac LLC | JCP&L | Accepted | 2020-01-31 | 2020-02-05 | 2021-10-30 | SunPower | X21335 | Solar Panels |  | 0.335 | 17 | 264 | 23 |  | Fixed | Roof
NJSTRE1545387144 | NJSRRE1544342523 | Transition Incentive Program | Marlboro | 7746 | 17 | 10.72 | Residential | No | Behind the Meter | Net-metered residential rooftop and canopy |  | None | SunnyMac LLC | JCP&L | Accepted | 2020-01-31 | 2020-02-05 | 2021-10-30 | SunPower | X21335 | Solar Panels |  | 0.335 | 6 | 84 | 23 |  | Fixed | Roof
NJSTRE1545387144 | NJSRRE1544342523 | Transition Incentive Program | Marlboro | 7746 | 17 | 10.72 | Residential | No | Behind the Meter | Net-metered residential rooftop and canopy |  | None | SunnyMac LLC | JCP&L | Accepted | 2020-01-31 | 2020-02-05 | 2021-10-30 | SunPower | X21335 | Solar Panels |  | 0.335 | 9 | 174 | 23 |  | Fixed | Roof
NJSTRE1545387145 | NJSRRE1544456237 | Transition Incentive Program | Delanco TWP | 8075 | 13 | 4.1 | Residential | Yes | Behind the Meter | Net-metered residential rooftop and canopy |  | None | 1st Light Energy Inc | PSE&G | Accepted | 2020-02-14 | 2020-02-26 | 2021-10-30 | SMA | SB 3.8-1SP-US-41 (240V) | Inverters | 3800 |  | 1 |  |  | 0.97 |  | Outside | within 10 feet of meter
NJSTRE1545387145 | NJSRRE1544456237 | Transition Incentive Program | Delanco TWP | 8075 | 13 | 4.1 | Residential | Yes | Behind the Meter | Net-metered residential rooftop and canopy |  | None | 1st Light Energy Inc | PSE&G | Accepted | 2020-02-14 | 2020-02-26 | 2021-10-30 | Longi | LR6-60HPB-315M | Solar Panels |  | 0.315 | 13 | 230 | 30 |  | Fixed | Roof
NJSTRE1545387147 | NJSRRE1543464481 | Transition Incentive Program | Hewitt | 7421 | 6 | 25.68 | Non Profit | No | Behind the Meter | Behind the Meter |  | None | Self install | Orange Rockland Electric | Eligible for TI Program | 2019-12-02 | 2019-12-23 | 2021-10-30 | SMA | Sunny Boy SB 7.0-US | Inverters | 7000 |  | 3 |  |  | 0.972 |  | Outdoor | mounted on building wall
NJSTRE1545387147 | NJSRRE1543464481 | Transition Incentive Program | Hewitt | 7421 | 6 | 25.68 | Non Profit | No | Behind the Meter | Behind the Meter |  | None | Self install | Orange Rockland Electric | Eligible for TI Program | 2019-12-02 | 2019-12-23 | 2021-10-30 | Canadian Solar | CS1U-395MS | Solar Panels |  | 0.395 | 65 | 283 | 22 |  | Fixed | Roof
NJSTRE1545387148 | NJSRRE1544501454 | Transition Incentive Program | Ocean View | 8230 | 21 | 6.4 | Residential | No | Behind the Meter | Net-metered residential rooftop and canopy |  | None | Castle Energy, LLC | AC Electric | Accepted | 2020-02-19 | 2020-02-24 | 2021-10-30 | Enphase Energy | IQ7-60-2-US | Inverters | 240 |  | 20 |  |  | 0.967 |  | Outdoor | on the rooftop under each solar panel
NJSTRE1545387148 | NJSRRE1544501454 | Transition Incentive Program | Ocean View | 8230 | 21 | 6.4 | Residential | No | Behind the Meter | Net-metered residential rooftop and canopy |  | None | Castle Energy, LLC | AC Electric | Accepted | 2020-02-19 | 2020-02-24 | 2021-10-30 | Hanwha Q-Cells | Q.Peak DUO-G5 320 | Solar Panels |  | 0.32 | 20 | 118 | 20 |  | Fixed | Roof
NJSTRE1545387149 | NJSRRE1543421700 | Transition Incentive Program | Atlantic Highlands | 7716 | 17 | 10.71 | Residential | Yes | Behind the Meter | Net-metered residential rooftop and canopy |  | None | Vivint Solar Developer, LLC | JCP&L | Accepted | 2019-11-20 | 2019-11-22 | 2021-10-30 | solar edge | SE7600H-US | Inverters | 7600 |  | 1 |  |  | 0.992 |  | Outdoor | near the utility meter
NJSTRE1545387149 | NJSRRE1543421700 | Transition Incentive Program | Atlantic Highlands | 7716 | 17 | 10.71 | Residential | Yes | Behind the Meter | Net-metered residential rooftop and canopy |  | None | Vivint Solar Developer, LLC | JCP&L | Accepted | 2019-11-20 | 2019-11-22 | 2021-10-30 | HANWHA SOLAR | Q.PEAK BLK-G5 315 | Solar Panels |  | 0.315 | 20 | 72 | 19 |  | Fixed | Roof
NJSTRE1545387149 | NJSRRE1543421700 | Transition Incentive Program | Atlantic Highlands | 7716 | 17 | 10.71 | Residential | Yes | Behind the Meter | Net-metered residential rooftop and canopy |  | None | Vivint Solar Developer, LLC | JCP&L | Accepted | 2019-11-20 | 2019-11-22 | 2021-10-30 | HANWHA SOLAR | Q.PEAK BLK-G5 315 | Solar Panels |  | 0.315 | 14 | 252 | 19 |  | Fixed | Roof
NJSTRE1545387151 | NJSRRE1543513144 | Transition Incentive Program | Bound Brook | 8805 | 5 | 11.66 | Residential | Yes | Behind the Meter | Net-metered residential rooftop and canopy |  | None | Vivint Solar Developer, LLC | PSE&G | Accepted | 2019-12-11 | 2019-12-16 | 2021-10-30 | SOLAREDGE | SE7600H-US | Inverters | 7600 |  | 1 |  |  | 0.992 |  | Outdoor | Near the Utility Meter
NJSTRE1545387151 | NJSRRE1543513144 | Transition Incentive Program | Bound Brook | 8805 | 5 | 11.66 | Residential | Yes | Behind the Meter | Net-metered residential rooftop and canopy |  | None | Vivint Solar Developer, LLC | PSE&G | Accepted | 2019-12-11 | 2019-12-16 | 2021-10-30 | HANWHA SOLAR | Q.PEAK BLK-G5 315 | Solar Panels |  | 0.315 | 25 | 63 | 22 |  | Fixed | Roof
NJSTRE1545387151 | NJSRRE1543513144 | Transition Incentive Program | Bound Brook | 8805 | 5 | 11.66 | Residential | Yes | Behind the Meter | Net-metered residential rooftop and canopy |  | None | Vivint Solar Developer, LLC | PSE&G | Accepted | 2019-12-11 | 2019-12-16 | 2021-10-30 | HANWHA SOLAR | Q.PEAK BLK-G5 315 | Solar Panels |  | 0.315 | 12 | 243 | 16 |  | Fixed | Roof
NJSTRE1545387154 | NJSRRE1544519526 | Transition Incentive Program | Paterson | 7514 | 6 | 7.94 | Residential | Yes | Behind the Meter | Behind the Meter |  | None | Sunrun Installation Services, Inc. | PSE&G | Eligible for TI Program | 2020-02-21 | 2020-02-25 | 2021-10-30 | Enphase Energy | IQ7PLUS-72-x-US (240V) | Inverters | 290 |  | 23 |  |  | 0.96 |  | Outdoor | Rooftop
NJSTRE1545387154 | NJSRRE1544519526 | Transition Incentive Program | Paterson | 7514 | 6 | 7.94 | Residential | Yes | Behind the Meter | Behind the Meter |  | None | Sunrun Installation Services, Inc. | PSE&G | Eligible for TI Program | 2020-02-21 | 2020-02-25 | 2021-10-30 | LG Electronics | LG345N1C-V5 | Solar Panels |  | 0.345 | 7 | 188 | 34 |  | Fixed | Roof
NJSTRE1545387154 | NJSRRE1544519526 | Transition Incentive Program | Paterson | 7514 | 6 | 7.94 | Residential | Yes | Behind the Meter | Behind the Meter |  | None | Sunrun Installation Services, Inc. | PSE&G | Eligible for TI Program | 2020-02-21 | 2020-02-25 | 2021-10-30 | LG Electronics | LG345N1C-V5 | Solar Panels |  | 0.345 | 4 | 98 | 34 |  | Fixed | Roof
NJSTRE1545387154 | NJSRRE1544519526 | Transition Incentive Program | Paterson | 7514 | 6 | 7.94 | Residential | Yes | Behind the Meter | Behind the Meter |  | None | Sunrun Installation Services, Inc. | PSE&G | Eligible for TI Program | 2020-02-21 | 2020-02-25 | 2021-10-30 | LG Electronics | LG345N1C-V5 | Solar Panels |  | 0.345 | 12 | 8 | 34 |  | Fixed | Roof
NJSTRE1545387159 | NJSRRE1544215795 | Transition Incentive Program | Collings Lakes | 8094 | 15 | 8.83 | Residential | Yes | Behind the Meter | Net-metered residential rooftop and canopy |  | None | SunPower Corporation, Systems | AC Electric | Accepted | 2020-01-23 | 2020-01-28 | 2021-10-30 | SUNPOWER | SPR-E20-327-E-AC | Inverters | 320 |  | 27 |  |  | 0.96 |  | Other | under each panel
NJSTRE1545387159 | NJSRRE1544215795 | Transition Incentive Program | Collings Lakes | 8094 | 15 | 8.83 | Residential | Yes | Behind the Meter | Net-metered residential rooftop and canopy |  | None | SunPower Corporation, Systems | AC Electric | Accepted | 2020-01-23 | 2020-01-28 | 2021-10-30 | SUNPOWER | SPR-E20-327-E-AC | Solar Panels |  | 0.327 | 27 | 195 | 25 |  | Fixed | Roof
NJSTRE1545387160 | NJSRRE1544352981 | Transition Incentive Program | SOMERDALE | 8083 | 14 | 14.49 | Residential | Yes | Behind the Meter | Net-metered residential rooftop and canopy |  | None | Vivint Solar Developer, LLC | PSE&G | Accepted | 2020-02-05 | 2020-02-07 | 2021-10-30 | SolarEdge | SE10000H-US | Inverters | 10000 |  | 1 |  |  | 0.992 |  | Outdoor | Near the utility meter
NJSTRE1545387160 | NJSRRE1544352981 | Transition Incentive Program | SOMERDALE | 8083 | 14 | 14.49 | Residential | Yes | Behind the Meter | Net-metered residential rooftop and canopy |  | None | Vivint Solar Developer, LLC | PSE&G | Accepted | 2020-02-05 | 2020-02-07 | 2021-10-30 | Hanwha Solar | Q.PEAK BLK-G5 315 | Solar Panels |  | 0.315 | 10 | 84 | 20 |  | Fixed | Roof
NJSTRE1545387160 | NJSRRE1544352981 | Transition Incentive Program | SOMERDALE | 8083 | 14 | 14.49 | Residential | Yes | Behind the Meter | Net-metered residential rooftop and canopy |  | None | Vivint Solar Developer, LLC | PSE&G | Accepted | 2020-02-05 | 2020-02-07 | 2021-10-30 | Hanwha Solar | Q.PEAK BLK-G5 315 | Solar Panels |  | 0.315 | 12 | 84 | 20 |  | Fixed | Roof
NJSTRE1545387160 | NJSRRE1544352981 | Transition Incentive Program | SOMERDALE | 8083 | 14 | 14.49 | Residential | Yes | Behind the Meter | Net-metered residential rooftop and canopy |  | None | Vivint Solar Developer, LLC | PSE&G | Accepted | 2020-02-05 | 2020-02-07 | 2021-10-30 | Hanwha Solar | Q.PEAK BLK-G5 315 | Solar Panels |  | 0.315 | 12 | 264 | 20 |  | Fixed | Roof
NJSTRE1545387160 | NJSRRE1544352981 | Transition Incentive Program | SOMERDALE | 8083 | 14 | 14.49 | Residential | Yes | Behind the Meter | Net-metered residential rooftop and canopy |  | None | Vivint Solar Developer, LLC | PSE&G | Accepted | 2020-02-05 | 2020-02-07 | 2021-10-30 | Hanwha Solar | Q.PEAK BLK-G5 315 | Solar Panels |  | 0.315 | 12 | 264 | 20 |  | Fixed | Roof
NJSTRE1545387163 | NJSRRE1544519947 | Transition Incentive Program | Linden | 7036 | 10 | 6.08 | Residential | Yes | Behind the Meter | Net-metered residential rooftop and canopy |  | None | Vivint Solar Developer, LLC | PSE&G | Accepted | 2020-02-22 | 2020-02-25 | 2021-10-30 | SOLAREDGE | SE7600H-US | Inverters | 7600 |  | 1 |  |  | 0.992 |  | Other | Near the Utility Meter
NJSTRE1545387163 | NJSRRE1544519947 | Transition Incentive Program | Linden | 7036 | 10 | 6.08 | Residential | Yes | Behind the Meter | Net-metered residential rooftop and canopy |  | None | Vivint Solar Developer, LLC | PSE&G | Accepted | 2020-02-22 | 2020-02-25 | 2021-10-30 | JINKO SOLAR | JKM320M-60HBL | Solar Panels |  | 0.32 | 19 | 129 | 26 |  | Fixed | Roof
NJSTRE1545387165 | NJSRRE1544219712 | Transition Incentive Program | Somerset | 8873 | 5 | 10.08 | Residential | Yes | Behind the Meter | Net-metered residential rooftop and canopy |  | None | Suntuity Solar LLC | PSE&G | Accepted | 2020-01-24 | 2020-01-28 | 2021-10-30 | Enphase Energy | IQ7-60-2-US | Inverters | 240 |  | 32 |  |  | 0.97 |  | Outdoor | Behind the PV Modules
NJSTRE1545387165 | NJSRRE1544219712 | Transition Incentive Program | Somerset | 8873 | 5 | 10.08 | Residential | Yes | Behind the Meter | Net-metered residential rooftop and canopy |  | None | Suntuity Solar LLC | PSE&G | Accepted | 2020-01-24 | 2020-01-28 | 2021-10-30 | Hanwha Solar | Q-Cells 315 Mono | Solar Panels |  | 0.315 | 24 | 218 | 19 |  | Fixed | Roof
NJSTRE1545387165 | NJSRRE1544219712 | Transition Incentive Program | Somerset | 8873 | 5 | 10.08 | Residential | Yes | Behind the Meter | Net-metered residential rooftop and canopy |  | None | Suntuity Solar LLC | PSE&G | Accepted | 2020-01-24 | 2020-01-28 | 2021-10-30 | Hanwha Solar | Q-Cells 315 Mono | Solar Panels |  | 0.315 | 8 | 218 | 19 |  | Fixed | Roof
NJSTRE1545387166 | NJSRRE1543441623 | Transition Incentive Program | Pitman | 8071 | 15 | 48.28 | Commercial | No | Behind the Meter | Net-metered non-residential rooftop and canopy |  | None | Pennoni Associates, Inc. | AC Electric | Accepted | 2019-11-26 | 2019-12-02 | 2021-10-30 | Enphase | IQ7PLUS-72-ACM-US | Inverters | 290 |  | 136 |  |  | 0.97 |  | Outdoor | outdoor
NJSTRE1545387166 | NJSRRE1543441623 | Transition Incentive Program | Pitman | 8071 | 15 | 48.28 | Commercial | No | Behind the Meter | Net-metered non-residential rooftop and canopy |  | None | Pennoni Associates, Inc. | AC Electric | Accepted | 2019-11-26 | 2019-12-02 | 2021-10-30 | Axitec, Trina | AXIpremium385HC, TSM-DD05A.05(11) | Solar Panels |  | 0.355 | 136 | 241,71,251,161 | 3 |  | Fixed | Roof
NJSTRE1545387167 | NJSRRE1543574872 | Transition Incentive Program | Clifton City | 7012 | 6 | 7.04 | Residential | Yes | Behind the Meter | Behind the Meter |  | None | Skyline Solar, LLC | PSE&G | Eligible for TI Program | 2019-12-20 | 2019-12-30 | 2021-10-30 | SolarEdge | SE5000H-US | Inverters | 5000 |  | 1 |  |  | 0.99 |  | Outside | within ten feet of meter
NJSTRE1545387167 | NJSRRE1543574872 | Transition Incentive Program | Clifton City | 7012 | 6 | 7.04 | Residential | Yes | Behind the Meter | Behind the Meter |  | None | Skyline Solar, LLC | PSE&G | Eligible for TI Program | 2019-12-20 | 2019-12-30 | 2021-10-30 | Hanwha Q-Cells | Q.PEAK DUO-G5 320 | Solar Panels |  | 0.32 | 22 | 223,43 | 32 |  | Fixed | Roof
NJSTRE1545387169 | NJSRRE1543556178 | Transition Incentive Program | Linden | 7036 | 10 | 21 | Residential | Yes | Behind the Meter | Behind the Meter |  | None | Sunrun Installation Services, Inc. | PSE&G | Eligible for TI Program | 2019-12-17 | 2019-12-20 | 2021-10-30 | SolarEdge Technologies | SE6000 (240V) w/ -ER-US or A-US | Meters |  |  | 1 |  |  |  | Yes | Outdoor
NJSTRE1545387169 | NJSRRE1543556178 | Transition Incentive Program | Linden | 7036 | 10 | 21 | Residential | Yes | Behind the Meter | Behind the Meter |  | None | Sunrun Installation Services, Inc. | PSE&G | Eligible for TI Program | 2019-12-17 | 2019-12-20 | 2021-10-30 | SolarEdge Technologies | SE6000 (240V) w/ -ER-US or A-US | Inverters | 6000 |  | 1 |  |  | 0.96 |  | Outdoor | Next To Meter
NJSTRE1545387169 | NJSRRE1543556178 | Transition Incentive Program | Linden | 7036 | 10 | 21 | Residential | Yes | Behind the Meter | Behind the Meter |  | None | Sunrun Installation Services, Inc. | PSE&G | Eligible for TI Program | 2019-12-17 | 2019-12-20 | 2021-10-30 | Hanwha Q-Cells | Q.PEAK BLK-G4.1 295 | Solar Panels |  | 1 | 21 | 129 | 18 |  | Fixed | Roof | outdoor
NJSTRE1545387171 | NJSRRE1544546626 | Transition Incentive Program | Wayne | 7470 | 6 | 6.2 | Residential | Yes | Behind the Meter | Behind the Meter |  | None | Sunrun Installation Services, Inc. | PSE&G | Eligible for TI Program | 2020-02-27 | 2020-03-02 | 2021-10-30 | Enphase Energy | IQ7-60-x-US (240V) | Inverters | 240 |  | 20 |  |  | 0.96 |  | Outdoor | Rooftop
NJSTRE1545387171 | NJSRRE1544546626 | Transition Incentive Program | Wayne | 7470 | 6 | 6.2 | Residential | Yes | Behind the Meter | Behind the Meter |  | None | Sunrun Installation Services, Inc. | PSE&G | Eligible for TI Program | 2020-02-27 | 2020-03-02 | 2021-10-30 | REC Solar | REC310TP2M | Solar Panels |  | 0.31 | 20 | 195 | 18 |  | Fixed | Roof
NJSTRE1545387172 | NJSRRE1544199122 | Transition Incentive Program | Bridgeton | 8302 | 20 | 7.04 | Residential | Yes | Behind the Meter | Behind the Meter |  | None | Skyline Solar, LLC | AC Electric | Eligible for TI Program | 2020-01-20 | 2020-01-23 | 2021-10-30 | SolarEdge | SE5000H-US | Inverters | 5000 |  | 1 |  |  | 0.99 |  | Outside | within ten feet of meter
NJSTRE1545387172 | NJSRRE1544199122 | Transition Incentive Program | Bridgeton | 8302 | 20 | 7.04 | Residential | Yes | Behind the Meter | Behind the Meter |  | None | Skyline Solar, LLC | AC Electric | Eligible for TI Program | 2020-01-20 | 2020-01-23 | 2021-10-30 | Hanwha Q-Cells | Q.PEAK DUO-G5 320 | Solar Panels |  | 0.32 | 22 | 170 | 20 |  | Fixed | Roof
NJSTRE1545387173 | NJSRRE1544524650 | Transition Incentive Program | Teaneck | 7666 | 7 | 6.2 | Residential | Yes | Behind the Meter | Behind the Meter |  | None | Sunrun Installation Services, Inc. | PSE&G | Eligible for TI Program | 2020-02-24 | 2020-02-27 | 2021-10-30 | Enphase Energy | IQ7-60-x-US (240V) | Inverters | 240 |  | 20 |  |  | 0.96 |  | Outdoor | Rooftop
NJSTRE1545387173 | NJSRRE1544524650 | Transition Incentive Program | Teaneck | 7666 | 7 | 6.2 | Residential | Yes | Behind the Meter | Behind the Meter |  | None | Sunrun Installation Services, Inc. | PSE&G | Eligible for TI Program | 2020-02-24 | 2020-02-27 | 2021-10-30 | REC Solar | REC310TP2M | Solar Panels |  | 0.31 | 5 | 290 | 23 |  | Fixed | Roof
NJSTRE1545387173 | NJSRRE1544524650 | Transition Incentive Program | Teaneck | 7666 | 7 | 6.2 | Residential | Yes | Behind the Meter | Behind the Meter |  | None | Sunrun Installation Services, Inc. | PSE&G | Eligible for TI Program | 2020-02-24 | 2020-02-27 | 2021-10-30 | REC Solar | REC310TP2M | Solar Panels |  | 0.31 | 3 | 110 | 23 |  | Fixed | Roof
NJSTRE1545387173 | NJSRRE1544524650 | Transition Incentive Program | Teaneck | 7666 | 7 | 6.2 | Residential | Yes | Behind the Meter | Behind the Meter |  | None | Sunrun Installation Services, Inc. | PSE&G | Eligible for TI Program | 2020-02-24 | 2020-02-27 | 2021-10-30 | REC Solar | REC310TP2M | Solar Panels |  | 0.31 | 12 | 111 | 45 |  | Fixed | Roof
NJSTRE1545387174 | NJSRRE1544201376 | Transition Incentive Program | Sayreville | 8859 | 11 | 3.6 | Residential | Yes | Behind the Meter | Net-metered residential rooftop and canopy |  | None | SunPower Corporation, Systems | JCP&L | Accepted | 2020-01-21 | 2020-01-24 | 2021-10-30 | SUNPOWER | SPR-E20-327-E-AC | Inverters | 320 |  | 11 |  |  | 0.96 |  | Other | under each panel
NJSTRE1545387174 | NJSRRE1544201376 | Transition Incentive Program | Sayreville | 8859 | 11 | 3.6 | Residential | Yes | Behind the Meter | Net-metered residential rooftop and canopy |  | None | SunPower Corporation, Systems | JCP&L | Accepted | 2020-01-21 | 2020-01-24 | 2021-10-30 | SUNPOWER | SPR-E20-327-E-AC | Solar Panels |  | 0.327 | 11 | 20 | 140 |  | Fixed | Roof
NJSTRE1545387175 | NJSRRE1543572478 | Transition Incentive Program | Jackson | 8527 | 18 | 4.96 | Residential | Yes | Behind the Meter | Net-metered residential rooftop and canopy |  | None | All Season Solar | JCP&L | Accepted | 2019-12-19 | 2019-12-26 | 2021-10-30 | Enphase | IQ7 | Inverters | 240 |  | 16 |  |  | 0.97 |  | Outdoor | Under Module
NJSTRE1545387175 | NJSRRE1543572478 | Transition Incentive Program | Jackson | 8527 | 18 | 4.96 | Residential | Yes | Behind the Meter | Net-metered residential rooftop and canopy |  | None | All Season Solar | JCP&L | Accepted | 2019-12-19 | 2019-12-26 | 2021-10-30 | Trina | TSM DD05H.05II 310W AUG 2019 | Solar Panels |  | 0.31 | 4 | 155 | 30 |  | Fixed | Roof
NJSTRE1545387175 | NJSRRE1543572478 | Transition Incentive Program | Jackson | 8527 | 18 | 4.96 | Residential | Yes | Behind the Meter | Net-metered residential rooftop and canopy |  | None | All Season Solar | JCP&L | Accepted | 2019-12-19 | 2019-12-26 | 2021-10-30 | Trina | TSM DD05H.05II 310W AUG 2019 | Solar Panels |  | 0.31 | 12 | 155 | 30 |  | Fixed | Roof
NJSTRE1545387177 | NJSRRE1544529893 | Transition Incentive Program | Raritan Boro | 8869 | 5 | 4.34 | Residential | No | Behind the Meter | Net-metered residential rooftop and canopy |  | None | 1st Light Energy Inc | PSE&G | Accepted | 2020-02-25 | 2020-02-27 | 2021-10-30 | SMA | SB 3.8-1SP-US-41 (240V) | Inverters | 3800 |  | 1 |  |  | 0.97 |  | Outside | within 10 feet of meter
NJSTRE1545387177 | NJSRRE1544529893 | Transition Incentive Program | Raritan Boro | 8869 | 5 | 4.34 | Residential | No | Behind the Meter | Net-metered residential rooftop and canopy |  | None | 1st Light Energy Inc | PSE&G | Accepted | 2020-02-25 | 2020-02-27 | 2021-10-30 | Longi | LR6-60HPB-310M | Solar Panels |  | 0.31 | 14 | 172 | 27 |  | Fixed | Roof
NJSTRE1545387178 | NJSRRE1543495776 | Transition Incentive Program | Vineland | 8360 | 20 | 8.19 | Residential | Yes | Behind the Meter | Behind the Meter |  | None | Trinity Solar | Vineland Muni Electric | Eligible for TI Program | 2019-12-06 | 2019-12-10 | 2021-10-30 | Solar Edge | SE7600H-US | Inverters | 7600 |  | 1 |  |  | 0.97 |  | Outside | side of home
NJSTRE1545387178 | NJSRRE1543495776 | Transition Incentive Program | Vineland | 8360 | 20 | 8.19 | Residential | Yes | Behind the Meter | Behind the Meter |  | None | Trinity Solar | Vineland Muni Electric | Eligible for TI Program | 2019-12-06 | 2019-12-10 | 2021-10-30 | Hanwha 315 | Q.PEAK DUO BLK-G5 315 | Solar Panels |  | 0.315 | 26 | 184 | 23 |  | Fixed | Roof
NJSTRE1545387179 | NJSRRE1543828744 | Transition Incentive Program | Ringwood | 7456 | 6 | 7.04 | Residential | Yes | Behind the Meter | Behind the Meter |  | None | Skyline Solar, LLC | Orange Rockland Electric | Eligible for TI Program | 2019-12-31 | 2020-01-06 | 2021-10-30 | SolarEdge | SE5000H-US | Inverters | 5000 |  | 1 |  |  | 0.99 |  | Outside | within ten feet of meter
NJSTRE1545387179 | NJSRRE1543828744 | Transition Incentive Program | Ringwood | 7456 | 6 | 7.04 | Residential | Yes | Behind the Meter | Behind the Meter |  | None | Skyline Solar, LLC | Orange Rockland Electric | Eligible for TI Program | 2019-12-31 | 2020-01-06 | 2021-10-30 | Silfab | SLA310M | Solar Panels |  | 0.32 | 22 | 228 | 10 |  | Fixed | Roof
NJSTRE1545387181 | NJSRRE1543912219 | Transition Incentive Program | Somerville | 8876 | 5 | 65.45 | Commercial | No | Behind the Meter | Net-metered non-residential rooftop and canopy |  | None | Green Power | PSE&G | Accepted | 2020-01-03 | 2020-01-07 | 2021-10-30 | SolarEdge | SE43.2K | Inverters | 43.2 |  | 1 |  |  | 0.97 |  | Outside | Next to meter
NJSTRE1545387181 | NJSRRE1543912219 | Transition Incentive Program | Somerville | 8876 | 5 | 65.45 | Commercial | No | Behind the Meter | Net-metered non-residential rooftop and canopy |  | None | Green Power | PSE&G | Accepted | 2020-01-03 | 2020-01-07 | 2021-10-30 | Trina | TSM-385DE14H(II) | Solar Panels |  | 0.385 | 48 | 104 | 27 |  | Fixed | Roof
NJSTRE1545387181 | NJSRRE1543912219 | Transition Incentive Program | Somerville | 8876 | 5 | 65.45 | Commercial | No | Behind the Meter | Net-metered non-residential rooftop and canopy |  | None | Green Power | PSE&G | Accepted | 2020-01-03 | 2020-01-07 | 2021-10-30 | Trina | TSM-385DE14H(II) | Solar Panels |  | 0.385 | 57 | 196 | 27 |  | Fixed | Roof
NJSTRE1545387181 | NJSRRE1543912219 | Transition Incentive Program | Somerville | 8876 | 5 | 65.45 | Commercial | No | Behind the Meter | Net-metered non-residential rooftop and canopy |  | None | Green Power | PSE&G | Accepted | 2020-01-03 | 2020-01-07 | 2021-10-30 | Trina | TSM-385DE14H(II) | Solar Panels |  | 0.385 | 65 | 194 | 5 |  | Fixed | Roof
NJSTRE1545387182 | NJSRRE1543533447 | Transition Incentive Program | GALLOWAY | 8205 | 19 | 5.67 | Residential | Yes | Behind the Meter | Net-metered residential rooftop and canopy |  | None | Vivint Solar Developer, LLC | AC Electric | Accepted | 2019-12-12 | 2019-12-17 | 2021-10-30 | SOLAREDGE | SE3800H-US | Inverters | 3800 |  | 1 |  |  | 0.992 |  | Outdoor | Near the Utility Meter
NJSTRE1545387182 | NJSRRE1543533447 | Transition Incentive Program | GALLOWAY | 8205 | 19 | 5.67 | Residential | Yes | Behind the Meter | Net-metered residential rooftop and canopy |  | None | Vivint Solar Developer, LLC | AC Electric | Accepted | 2019-12-12 | 2019-12-17 | 2021-10-30 | HANWHA SOLAR | Q.PEAK BLK-G5 315 | Solar Panels |  | 0.315 | 9 | 282 | 19 |  | Fixed | Roof
NJSTRE1545387182 | NJSRRE1543533447 | Transition Incentive Program | GALLOWAY | 8205 | 19 | 5.67 | Residential | Yes | Behind the Meter | Net-metered residential rooftop and canopy |  | None | Vivint Solar Developer, LLC | AC Electric | Accepted | 2019-12-12 | 2019-12-17 | 2021-10-30 | HANWHA SOLAR | Q.PEAK BLK-G5 315 | Solar Panels |  | 0.315 | 9 | 102 | 19 |  | Fixed | Roof
NJSTRE1545387184 | NJSRRE1544219846 | Transition Incentive Program | Sewell | 8080 | 15 | 20.52 | Commercial | No | Behind the Meter | Behind the Meter |  | None | Spectacular Solar | AC Electric | Eligible for TI Program | 2020-01-24 | 2020-01-28 | 2021-10-30 | Solar Edge | SE9KUS | Inverters | 9000 |  | 2 |  |  | 0.965 |  | Outside | Behind Meter
NJSTRE1545387184 | NJSRRE1544219846 | Transition Incentive Program | Sewell | 8080 | 15 | 20.52 | Commercial | No | Behind the Meter | Behind the Meter |  | None | Spectacular Solar | AC Electric | Eligible for TI Program | 2020-01-24 | 2020-01-28 | 2021-10-30 | Axitec | AXIpremiumHC | Solar Panels |  | 0.38 | 54 | 180 | 1 |  | Fixed | Roof
NJSTRE1545387186 | NJSRRE1544519568 | Transition Incentive Program | Kearny | 7032 | 8 | 4.34 | Residential | No | Behind the Meter | Behind the Meter |  | None | Sunrun Installation Services, Inc. | PSE&G | Eligible for TI Program | 2020-02-21 | 2020-02-25 | 2021-10-30 | Enphase Energy | IQ7-60-x-US (240V) | Inverters | 240 |  | 14 |  |  | 0.96 |  | Outdoor | Rooftop
NJSTRE1545387186 | NJSRRE1544519568 | Transition Incentive Program | Kearny | 7032 | 8 | 4.34 | Residential | No | Behind the Meter | Behind the Meter |  | None | Sunrun Installation Services, Inc. | PSE&G | Eligible for TI Program | 2020-02-21 | 2020-02-25 | 2021-10-30 | REC Solar | REC310TP2M | Solar Panels |  | 0.31 | 5 | 25 | 30 |  | Fixed | Roof
NJSTRE1545387186 | NJSRRE1544519568 | Transition Incentive Program | Kearny | 7032 | 8 | 4.34 | Residential | No | Behind the Meter | Behind the Meter |  | None | Sunrun Installation Services, Inc. | PSE&G | Eligible for TI Program | 2020-02-21 | 2020-02-25 | 2021-10-30 | REC Solar | REC310TP2M | Solar Panels |  | 0.31 | 2 | 115 | 30 |  | Fixed | Roof
NJSTRE1545387186 | NJSRRE1544519568 | Transition Incentive Program | Kearny | 7032 | 8 | 4.34 | Residential | No | Behind the Meter | Behind the Meter |  | None | Sunrun Installation Services, Inc. | PSE&G | Eligible for TI Program | 2020-02-21 | 2020-02-25 | 2021-10-30 | REC Solar | REC310TP2M | Solar Panels |  | 0.31 | 2 | 296 | 32 |  | Fixed | Roof
NJSTRE1545387186 | NJSRRE1544519568 | Transition Incentive Program | Kearny | 7032 | 8 | 4.34 | Residential | No | Behind the Meter | Behind the Meter |  | None | Sunrun Installation Services, Inc. | PSE&G | Eligible for TI Program | 2020-02-21 | 2020-02-25 | 2021-10-30 | REC Solar | REC310TP2M | Solar Panels |  | 0.31 | 5 | 204 | 30 |  | Fixed | Roof
NJSTRE1545387192 | NJSRRE1544172107 | Transition Incentive Program | Wayne | 7470 | 6 | 6.2 | Residential | Yes | Behind the Meter | Behind the Meter |  | None | Sunrun Installation Services, Inc. | PSE&G | Eligible for TI Program | 2020-01-15 | 2020-01-20 | 2021-10-30 | Enphase Energy | IQ7-60-x-US (240V) | Inverters | 240 |  | 20 |  |  | 0.96 |  | Outdoor | Rooftop
NJSTRE1545387192 | NJSRRE1544172107 | Transition Incentive Program | Wayne | 7470 | 6 | 6.2 | Residential | Yes | Behind the Meter | Behind the Meter |  | None | Sunrun Installation Services, Inc. | PSE&G | Eligible for TI Program | 2020-01-15 | 2020-01-20 | 2021-10-30 | REC Solar | REC310TP2M | Solar Panels |  | 0.31 | 16 | 130 | 24 |  | Fixed | Roof
NJSTRE1545387192 | NJSRRE1544172107 | Transition Incentive Program | Wayne | 7470 | 6 | 6.2 | Residential | Yes | Behind the Meter | Behind the Meter |  | None | Sunrun Installation Services, Inc. | PSE&G | Eligible for TI Program | 2020-01-15 | 2020-01-20 | 2021-10-30 | REC Solar | REC310TP2M | Solar Panels |  | 0.31 | 4 | 310 | 27 |  | Fixed | Roof
NJSTRE1545387194 | NJSRRE1544413185 | Transition Incentive Program | Villas | 8251 | 21 | 10.4 | Residential | Yes | Behind the Meter | Net-metered residential rooftop and canopy |  | None | Vision Solar LLC | AC Electric | Accepted | 2020-02-06 | 2020-02-10 | 2021-10-30 | enphase | iq7-60-2-us | Inverters | 0.25 |  | 33 |  |  | 0.96 |  | Other | behind panels
NJSTRE1545387194 | NJSRRE1544413185 | Transition Incentive Program | Villas | 8251 | 21 | 10.4 | Residential | Yes | Behind the Meter | Net-metered residential rooftop and canopy |  | None | Vision Solar LLC | AC Electric | Accepted | 2020-02-06 | 2020-02-10 | 2021-10-30 | hanwa qcells | qpeak duo g5 315 | Solar Panels |  | 0.315 | 18 | 174 | 27 |  | Fixed | Roof
NJSTRE1545387194 | NJSRRE1544413185 | Transition Incentive Program | Villas | 8251 | 21 | 10.4 | Residential | Yes | Behind the Meter | Net-metered residential rooftop and canopy |  | None | Vision Solar LLC | AC Electric | Accepted | 2020-02-06 | 2020-02-10 | 2021-10-30 | hanwa qcells | qpeak duo g5 315 | Solar Panels |  | 0.315 | 15 | 354 | 27 |  | Fixed | Roof
NJSTRE1545387195 | NJSRRE1544166032 | Transition Incentive Program | JACKSON | 8527 | 18 | 12 | Residential | No | Behind the Meter | Net-metered residential rooftop and canopy |  | None | Kamtech Solar Solutions | JCP&L | Accepted | 2020-01-14 | 2020-01-20 | 2021-10-30 | Sunpower Corp | IQ-7X | Inverters | 0.315 |  | 40 |  |  | 0.975 |  | Outside | Underneath each module
NJSTRE1545387195 | NJSRRE1544166032 | Transition Incentive Program | JACKSON | 8527 | 18 | 12 | Residential | No | Behind the Meter | Net-metered residential rooftop and canopy |  | None | Kamtech Solar Solutions | JCP&L | Accepted | 2020-01-14 | 2020-01-20 | 2021-10-30 | Sunpower Corp | SPWR-E20-327-AC-E | Solar Panels |  | 0.3 | 40 | 197 | 45 |  | Fixed | Roof
NJSTRE1545387198 | NJSRRE1544343746 | Transition Incentive Program | Annandale | 8801 | 4 | 9.6 | Residential | Yes | Behind the Meter | Behind the Meter |  | None | Skyline Solar, LLC | JCP&L | Eligible for TI Program | 2020-01-31 | 2020-02-05 | 2021-10-30 | SolarEdge | SE7600H-US | Inverters | 7600 |  | 1 |  |  | 0.99 |  | Outside | within ten feet of meter
NJSTRE1545387198 | NJSRRE1544343746 | Transition Incentive Program | Annandale | 8801 | 4 | 9.6 | Residential | Yes | Behind the Meter | Behind the Meter |  | None | Skyline Solar, LLC | JCP&L | Eligible for TI Program | 2020-01-31 | 2020-02-05 | 2021-10-30 | Hanwha Q-Cells | Q.PEAK DUO-G5 320 | Solar Panels |  | 0.32 | 30 | 178,88 | 27 |  | Fixed | Roof
NJSTRE1545387201 | NJSRRE1544537442 | Transition Incentive Program | Cherry Hill | 8002 | 14 | 15.19 | Residential | Yes | Behind the Meter | Behind the Meter |  | None | Sunrun Installation Services, Inc. | PSE&G | Eligible for TI Program | 2020-03-06 | 2020-03-06 | 2021-10-30 | Enphase Energy | IQ7-60-x-US (240V) | Inverters | 240 |  | 49 |  |  | 0.96 |  | Outdoor | Rooftop
NJSTRE1545387201 | NJSRRE1544537442 | Transition Incentive Program | Cherry Hill | 8002 | 14 | 15.19 | Residential | Yes | Behind the Meter | Behind the Meter |  | None | Sunrun Installation Services, Inc. | PSE&G | Eligible for TI Program | 2020-03-06 | 2020-03-06 | 2021-10-30 | REC Solar | REC310TP2M | Solar Panels |  | 0.31 | 4 | 300 | 9 |  | Fixed | Roof
NJSTRE1545387201 | NJSRRE1544537442 | Transition Incentive Program | Cherry Hill | 8002 | 14 | 15.19 | Residential | Yes | Behind the Meter | Behind the Meter |  | None | Sunrun Installation Services, Inc. | PSE&G | Eligible for TI Program | 2020-03-06 | 2020-03-06 | 2021-10-30 | REC Solar | REC310TP2M | Solar Panels |  | 0.31 | 9 | 120 | 23 |  | Fixed | Roof
NJSTRE1545387201 | NJSRRE1544537442 | Transition Incentive Program | Cherry Hill | 8002 | 14 | 15.19 | Residential | Yes | Behind the Meter | Behind the Meter |  | None | Sunrun Installation Services, Inc. | PSE&G | Eligible for TI Program | 2020-03-06 | 2020-03-06 | 2021-10-30 | REC Solar | REC310TP2M | Solar Panels |  | 0.31 | 21 | 119 | 30 |  | Fixed | Roof
NJSTRE1545387201 | NJSRRE1544537442 | Transition Incentive Program | Cherry Hill | 8002 | 14 | 15.19 | Residential | Yes | Behind the Meter | Behind the Meter |  | None | Sunrun Installation Services, Inc. | PSE&G | Eligible for TI Program | 2020-03-06 | 2020-03-06 | 2021-10-30 | REC Solar | REC310TP2M | Solar Panels |  | 0.31 | 4 | 300 | 23 |  | Fixed | Roof
NJSTRE1545387201 | NJSRRE1544537442 | Transition Incentive Program | Cherry Hill | 8002 | 14 | 15.19 | Residential | Yes | Behind the Meter | Behind the Meter |  | None | Sunrun Installation Services, Inc. | PSE&G | Eligible for TI Program | 2020-03-06 | 2020-03-06 | 2021-10-30 | REC Solar | REC310TP2M | Solar Panels |  | 0.31 | 11 | 299 | 30 |  | Fixed | Roof
NJSTRE1545387202 | NJSRRE1544524105 | Transition Incentive Program | Chatham | 7928 | 3 | 11.06 | Residential | No | Behind the Meter | Net-metered residential ground mount |  | None | Green Power Energy | JCP&L | Accepted | 2020-02-24 | 2020-02-26 | 2021-10-30 | SolarEdge | SE10000H-US | Inverters | 10000 |  | 1 |  |  | 0.97 |  | Outside | Next to meter
NJSTRE1545387202 | NJSRRE1544524105 | Transition Incentive Program | Chatham | 7928 | 3 | 11.06 | Residential | No | Behind the Meter | Net-metered residential ground mount |  | None | Green Power Energy | JCP&L | Accepted | 2020-02-24 | 2020-02-26 | 2021-10-30 | LG Electronics | LG335N1K-V5 | Solar Panels |  | 0.335 | 33 | 180 | 30 |  | Fixed | Ground
NJSTRE1545387203 | NJSRRE1544354956 | Transition Incentive Program | Gibbsboro | 8026 | 14 | 7.25 | Residential | Yes | Behind the Meter | Net-metered residential rooftop and canopy |  | None | Vivint Solar Developer, LLC | AC Electric | Accepted | 2020-02-05 | 2020-02-07 | 2021-10-30 | SolarEdge | SE7600H-US | Inverters | 7600 |  | 1 |  |  | 0.992 |  | Outdoor | Near the utility meter
NJSTRE1545387203 | NJSRRE1544354956 | Transition Incentive Program | Gibbsboro | 8026 | 14 | 7.25 | Residential | Yes | Behind the Meter | Net-metered residential rooftop and canopy |  | None | Vivint Solar Developer, LLC | AC Electric | Accepted | 2020-02-05 | 2020-02-07 | 2021-10-30 | Hanwha Solar | Q.PEAK BLK-G5 315 | Solar Panels |  | 0.315 | 23 | 229 | 15 |  | Fixed | Roof
NJSTRE1545387204 | NJSRRE1544352303 | Transition Incentive Program | Millville | 8332 | 20 | 12.92 | Residential | Yes | Behind the Meter | Net-metered residential rooftop and canopy |  | None | Suntuity Solar LLC | AC Electric | Accepted | 2020-02-04 | 2020-02-06 | 2021-10-30 | Enphase Energy | IQ7-60-2-US | Inverters | 240 |  | 41 |  |  | 0.97 |  | Outdoor | Behind the PV Modules
NJSTRE1545387204 | NJSRRE1544352303 | Transition Incentive Program | Millville | 8332 | 20 | 12.92 | Residential | Yes | Behind the Meter | Net-metered residential rooftop and canopy |  | None | Suntuity Solar LLC | AC Electric | Accepted | 2020-02-04 | 2020-02-06 | 2021-10-30 | Hanwha Solar | Q-Cells 315 Mono | Solar Panels |  | 0.315 | 19 | 260 | 21 |  | Fixed | Roof
NJSTRE1545387204 | NJSRRE1544352303 | Transition Incentive Program | Millville | 8332 | 20 | 12.92 | Residential | Yes | Behind the Meter | Net-metered residential rooftop and canopy |  | None | Suntuity Solar LLC | AC Electric | Accepted | 2020-02-04 | 2020-02-06 | 2021-10-30 | Hanwha Solar | Q-Cells 315 Mono | Solar Panels |  | 0.315 | 22 | 80 | 21 |  | Fixed | Roof
NJSTRE1545387205 |  | Transition Incentive Program | Haddon twp | 8059 | 14 | 9.86 | Residential | Yes | Behind the Meter | Net-metered residential rooftop and canopy |  | PSEG | Vision Solar | PSE&G | Accepted | 2020-08-01 | 2020-08-07 | 2021-10-30 | ENPHASE | IQ7-60-2-US | Inverters | 0.24 |  | 14 |  |  | 0.96 |  | Other | behind each panel
NJSTRE1545387205 |  | Transition Incentive Program | Haddon twp | 8059 | 14 | 9.86 | Residential | Yes | Behind the Meter | Net-metered residential rooftop and canopy |  | PSEG | Vision Solar | PSE&G | Accepted | 2020-08-01 | 2020-08-07 | 2021-10-30 | HANWHA Q-CELLS | Q.PEAK DUO-G6 340 | Solar Panels |  | 0.34 | 14 | 275 | 28 |  | Fixed | Roof
NJSTRE1545387205 |  | Transition Incentive Program | Haddon twp | 8059 | 14 | 9.86 | Residential | Yes | Behind the Meter | Net-metered residential rooftop and canopy |  | PSEG | Vision Solar | PSE&G | Accepted | 2020-08-01 | 2020-08-07 | 2021-10-30 | HANWHA Q-CELLS | Q.PEAK DUO-G6 340 | Solar Panels |  | 0.34 | 15 | 95 | 28 |  | Fixed | Roof
NJSTRE1545387206 | NJSRRE1543552456 | Transition Incentive Program | Cranbury | 8831 | 11 | 11.22 | Residential | No | Behind the Meter | Behind the Meter |  | None | Sunrun Installation Services, Inc. | JCP&L | Eligible for TI Program | 2019-12-16 | 2019-12-19 | 2021-10-30 | Enphase Energy | IQ7-60-x-US (240V) | Inverters | 240 |  | 34 |  |  | 0.96 |  | Outdoor | Rooftop
NJSTRE1545387206 | NJSRRE1543552456 | Transition Incentive Program | Cranbury | 8831 | 11 | 11.22 | Residential | No | Behind the Meter | Behind the Meter |  | None | Sunrun Installation Services, Inc. | JCP&L | Eligible for TI Program | 2019-12-16 | 2019-12-19 | 2021-10-30 | LG Electronics | LG330N1C-A5 | Solar Panels |  | 0.33 | 18 | 269 | 34 |  | Fixed | Roof
NJSTRE1545387206 | NJSRRE1543552456 | Transition Incentive Program | Cranbury | 8831 | 11 | 11.22 | Residential | No | Behind the Meter | Behind the Meter |  | None | Sunrun Installation Services, Inc. | JCP&L | Eligible for TI Program | 2019-12-16 | 2019-12-19 | 2021-10-30 | LG Electronics | LG330N1C-A5 | Solar Panels |  | 0.33 | 4 | 179 | 40 |  | Fixed | Roof
NJSTRE1545387206 | NJSRRE1543552456 | Transition Incentive Program | Cranbury | 8831 | 11 | 11.22 | Residential | No | Behind the Meter | Behind the Meter |  | None | Sunrun Installation Services, Inc. | JCP&L | Eligible for TI Program | 2019-12-16 | 2019-12-19 | 2021-10-30 | LG Electronics | LG330N1C-A5 | Solar Panels |  | 0.33 | 12 | 89 | 34 |  | Fixed | Roof
NJSTRE1545387207 | NJSRRE1543422123 | Transition Incentive Program | Newark City | 7112 | 9 | 3.41 | Residential | No | Behind the Meter | Net-metered residential rooftop and canopy |  | None | Palmetto Solar LLC | PSE&G | Accepted | 2019-11-19 | 2019-11-22 | 2021-10-30 | SolarEdge | SE3000H-US | Inverters | 3000 |  | 1 |  |  | 0.9 |  | Outside | side of the house
NJSTRE1545387207 | NJSRRE1543422123 | Transition Incentive Program | Newark City | 7112 | 9 | 3.41 | Residential | No | Behind the Meter | Net-metered residential rooftop and canopy |  | None | Palmetto Solar LLC | PSE&G | Accepted | 2019-11-19 | 2019-11-22 | 2021-10-30 | Hanwha | All Black Module 310W | Solar Panels |  | 0.31 | 11 | 180 | 25 |  | Fixed | Roof
NJSTRE1545387208 | NJSRRE1544441250 | Transition Incentive Program | East Orange | 7018 | 9 | 4.03 | Residential | Yes | Behind the Meter | Behind the Meter |  | None | Sunrun Installation Services, Inc. | PSE&G | Eligible for TI Program | 2020-02-12 | 2020-02-17 | 2021-10-30 | Delta Electronics | M4-TL-US | Inverters | 3840 |  | 1 |  |  | 0.96 |  | Outdoor | Next To Meter
NJSTRE1545387208 | NJSRRE1544441250 | Transition Incentive Program | East Orange | 7018 | 9 | 4.03 | Residential | Yes | Behind the Meter | Behind the Meter |  | None | Sunrun Installation Services, Inc. | PSE&G | Eligible for TI Program | 2020-02-12 | 2020-02-17 | 2021-10-30 | REC Solar | REC310TP2M | Solar Panels |  | 0.31 | 13 | 200 | 34 |  | Fixed | Roof
NJSTRE1545387209 | NJSRRE1543439389 | Transition Incentive Program | Swedesboro | 8085 | 15 | 10.4 | Residential | No | Behind the Meter | Behind the Meter |  | None | Sunny Corp | AC Electric | Eligible for TI Program | 2019-11-24 | 2019-11-27 | 2021-10-30 | ENPHASE | IQ7X | Inverters | 1.37 |  | 32 |  |  | 0.1 |  | Outside | ON ROOF
NJSTRE1545387209 | NJSRRE1543439389 | Transition Incentive Program | Swedesboro | 8085 | 15 | 10.4 | Residential | No | Behind the Meter | Behind the Meter |  | None | Sunny Corp | AC Electric | Eligible for TI Program | 2019-11-24 | 2019-11-27 | 2021-10-30 | PANASONIC | VBHN325KA03 | Solar Panels |  | 0.325 | 29 | 231 | 34 |  | Fixed | Roof
NJSTRE1545387209 | NJSRRE1543439389 | Transition Incentive Program | Swedesboro | 8085 | 15 | 10.4 | Residential | No | Behind the Meter | Behind the Meter |  | None | Sunny Corp | AC Electric | Eligible for TI Program | 2019-11-24 | 2019-11-27 | 2021-10-30 | Panasonic | VBHN325KA03 | Solar Panels |  | 0.325 | 3 | 232 | 34 |  | Fixed | Roof
NJSTRE1545387213 | NJSRRE1544309446 | Transition Incentive Program | Tenafly | 7670 | 7 | 6.2 | Residential | No | Behind the Meter | Behind the Meter |  | None | Sunrun Installation Services, Inc. | PSE&G | Eligible for TI Program | 2020-01-27 | 2020-01-30 | 2021-10-30 | Delta Electronics | M5-TL-US | Inverters | 4800 |  | 1 |  |  | 0.96 |  | Outdoor | Next To Meter
NJSTRE1545387213 | NJSRRE1544309446 | Transition Incentive Program | Tenafly | 7670 | 7 | 6.2 | Residential | No | Behind the Meter | Behind the Meter |  | None | Sunrun Installation Services, Inc. | PSE&G | Eligible for TI Program | 2020-01-27 | 2020-01-30 | 2021-10-30 | REC Solar | REC310TP2M | Solar Panels |  | 0.31 | 20 | 196 | 26 |  | Fixed | Roof
NJSTRE1545387214 | NJSRRE1543436928 | Transition Incentive Program | RUMSON | 7760 | 17 | 22.2 | Residential | No | Behind the Meter | Behind the Meter |  | None | SEA BRIGHT SOLAR, LLC | JCP&L | Eligible for TI Program | 2019-11-22 | 2019-11-26 | 2021-10-30 | SUNPOWER | SPR-X22-370-AC | Inverters | 320 |  | 60 |  |  | 0.96 |  | Outside | BACK OF GROUND ARRAY
NJSTRE1545387214 | NJSRRE1543436928 | Transition Incentive Program | RUMSON | 7760 | 17 | 22.2 | Residential | No | Behind the Meter | Behind the Meter |  | None | SEA BRIGHT SOLAR, LLC | JCP&L | Eligible for TI Program | 2019-11-22 | 2019-11-26 | 2021-10-30 | SUNPOWER | SPR-X22-370-AC | Solar Panels |  | 0.37 | 60 | 166 | 37 |  | Fixed | Ground | YARD
NJSTRE1545387215 | NJSRRE1544442533 | Transition Incentive Program | Barrington | 8007 | 14 | 11.03 | Residential | Yes | Behind the Meter | Net-metered residential rooftop and canopy |  | None | Suntuity Solar LLC | PSE&G | Accepted | 2020-02-13 | 2020-02-18 | 2021-10-30 | Enphase Energy | IQ7-60-2-US | Inverters | 240 |  | 35 |  |  | 0.97 |  | Outdoor | Behind the PV Modules
NJSTRE1545387215 | NJSRRE1544442533 | Transition Incentive Program | Barrington | 8007 | 14 | 11.03 | Residential | Yes | Behind the Meter | Net-metered residential rooftop and canopy |  | None | Suntuity Solar LLC | PSE&G | Accepted | 2020-02-13 | 2020-02-18 | 2021-10-30 | Hanwha Solar | Q-Cells 315 Mono | Solar Panels |  | 0.315 | 16 | 173 | 31 |  | Fixed | Roof
NJSTRE1545387215 | NJSRRE1544442533 | Transition Incentive Program | Barrington | 8007 | 14 | 11.03 | Residential | Yes | Behind the Meter | Net-metered residential rooftop and canopy |  | None | Suntuity Solar LLC | PSE&G | Accepted | 2020-02-13 | 2020-02-18 | 2021-10-30 | Hanwha Solar | Q-Cells 315 Mono | Solar Panels |  | 0.315 | 10 | 263 | 23 |  | Fixed | Roof
NJSTRE1545387215 | NJSRRE1544442533 | Transition Incentive Program | Barrington | 8007 | 14 | 11.03 | Residential | Yes | Behind the Meter | Net-metered residential rooftop and canopy |  | None | Suntuity Solar LLC | PSE&G | Accepted | 2020-02-13 | 2020-02-18 | 2021-10-30 | Hanwha Solar | Q-Cells 315 Mono | Solar Panels |  | 0.315 | 9 | 83 | 23 |  | Fixed | Roof
NJSTRE1545387216 | NJSRRE1544468832 | Transition Incentive Program | Logan Twp | 8085 | 15 | 6.93 | Residential | No | Behind the Meter | Behind the Meter |  | None | Sun Up Zero Down | AC Electric | Eligible for TI Program | 2020-02-18 | 2020-02-20 | 2021-10-30 | solaredge | SE3800A-US | Inverters | 3800 |  | 1 |  |  | 0.982 |  | Outside | outside wall
NJSTRE1545387216 | NJSRRE1544468832 | Transition Incentive Program | Logan Twp | 8085 | 15 | 6.93 | Residential | No | Behind the Meter | Behind the Meter |  | None | Sun Up Zero Down | AC Electric | Eligible for TI Program | 2020-02-18 | 2020-02-20 | 2021-10-30 | certainteed | CT315HC11-04 | Solar Panels |  | 0.315 | 22 | 147 | 26 |  | Fixed | Roof
NJSTRE1545387218 | NJSRRE1544326539 | Transition Incentive Program | Dover | 7801 | 3 | 13.64 | Residential | Yes | Behind the Meter | Behind the Meter |  | None | Sunrun Installation Services, Inc. | JCP&L | Eligible for TI Program | 2020-01-29 | 2020-02-03 | 2021-10-30 | Delta Electronics | M5-TL-US | Inverters | 4800 |  | 1 |  |  | 0.96 |  | Outdoor | Next To Meter
NJSTRE1545387218 | NJSRRE1544326539 | Transition Incentive Program | Dover | 7801 | 3 | 13.64 | Residential | Yes | Behind the Meter | Behind the Meter |  | None | Sunrun Installation Services, Inc. | JCP&L | Eligible for TI Program | 2020-01-29 | 2020-02-03 | 2021-10-30 | Delta Electronics | M6-TL-US | Inverters | 5760 |  | 1 |  |  | 0.96 |  | Outdoor | Next To Meter
NJSTRE1545387218 | NJSRRE1544326539 | Transition Incentive Program | Dover | 7801 | 3 | 13.64 | Residential | Yes | Behind the Meter | Behind the Meter |  | None | Sunrun Installation Services, Inc. | JCP&L | Eligible for TI Program | 2020-01-29 | 2020-02-03 | 2021-10-30 | REC Solar | REC310TP2M | Solar Panels |  | 0.31 | 18 | 82 | 23 |  | Fixed | Roof
NJSTRE1545387218 | NJSRRE1544326539 | Transition Incentive Program | Dover | 7801 | 3 | 13.64 | Residential | Yes | Behind the Meter | Behind the Meter |  | None | Sunrun Installation Services, Inc. | JCP&L | Eligible for TI Program | 2020-01-29 | 2020-02-03 | 2021-10-30 | REC Solar | REC310TP2M | Solar Panels |  | 0.31 | 26 | 262 | 23 |  | Fixed | Roof
NJSTRE1545387219 | NJSRRE1544446726 | Transition Incentive Program | Sicklerville | 8081 | 14 | 9.38 | Residential | Yes | Behind the Meter | Net-metered residential rooftop and canopy |  | None | Vision Solar LLC | AC Electric | Accepted | 2020-02-13 | 2020-02-18 | 2021-10-30 | enphase | iq7-60-2-us | Inverters | 0.25 |  | 28 |  |  | 0.96 |  | Other | behind panels
NJSTRE1545387219 | NJSRRE1544446726 | Transition Incentive Program | Sicklerville | 8081 | 14 | 9.38 | Residential | Yes | Behind the Meter | Net-metered residential rooftop and canopy |  | None | Vision Solar LLC | AC Electric | Accepted | 2020-02-13 | 2020-02-18 | 2021-10-30 | lg solar | lg335n1k-v5 | Solar Panels |  | 0.335 | 28 | 132 | 24 |  | Fixed | Roof
NJSTRE1545387220 | NJSRRE1544334241 | Transition Incentive Program | MARLTON | 8053 | 13 | 5.04 | Residential | Yes | Behind the Meter | Net-metered residential rooftop and canopy |  | None | Vivint Solar Developer, LLC | AC Electric | Accepted | 2020-01-30 | 2020-02-04 | 2021-10-30 | SOLAREDGE | SE3800H-US | Inverters | 3800 |  | 1 |  |  | 0.992 |  | Outdoor | Near the Utility Meter
NJSTRE1545387220 | NJSRRE1544334241 | Transition Incentive Program | MARLTON | 8053 | 13 | 5.04 | Residential | Yes | Behind the Meter | Net-metered residential rooftop and canopy |  | None | Vivint Solar Developer, LLC | AC Electric | Accepted | 2020-01-30 | 2020-02-04 | 2021-10-30 | HANWHA SOLAR | Q.PEAK BLK-G5 315W | Solar Panels |  | 0.315 | 4 | 137 | 22 |  | Fixed | Roof
NJSTRE1545387220 | NJSRRE1544334241 | Transition Incentive Program | MARLTON | 8053 | 13 | 5.04 | Residential | Yes | Behind the Meter | Net-metered residential rooftop and canopy |  | None | Vivint Solar Developer, LLC | AC Electric | Accepted | 2020-01-30 | 2020-02-04 | 2021-10-30 | HANWHA SOLAR | Q.PEAK BLK-G5 315W | Solar Panels |  | 0.315 | 12 | 317 | 22 |  | Fixed | Roof
NJSTRE1545387222 | NJSRRE1543461155 | Transition Incentive Program | Point Pleasant | 8742 | 18 | 12.6 | Residential | No | Behind the Meter | Net-metered residential rooftop and canopy |  | None | Suntuity Solar LLC | JCP&L | Accepted | 2019-11-30 | 2019-12-04 | 2021-10-30 | Enphase Energy | IQ7-60-2-US | Inverters | 240 |  | 40 |  |  | 0.97 |  | Outdoor | Behind the PV Modules
NJSTRE1545387222 | NJSRRE1543461155 | Transition Incentive Program | Point Pleasant | 8742 | 18 | 12.6 | Residential | No | Behind the Meter | Net-metered residential rooftop and canopy |  | None | Suntuity Solar LLC | JCP&L | Accepted | 2019-11-30 | 2019-12-04 | 2021-10-30 | Yingli Green Energy | YL315D-30b | Solar Panels |  | 0.315 | 9 | 266 | 22 |  | Fixed | Roof
NJSTRE1545387222 | NJSRRE1543461155 | Transition Incentive Program | Point Pleasant | 8742 | 18 | 12.6 | Residential | No | Behind the Meter | Net-metered residential rooftop and canopy |  | None | Suntuity Solar LLC | JCP&L | Accepted | 2019-11-30 | 2019-12-04 | 2021-10-30 | Yingli Green Energy | YL315D-30b | Solar Panels |  | 0.315 | 4 | 176 | 22 |  | Fixed | Roof
NJSTRE1545387222 | NJSRRE1543461155 | Transition Incentive Program | Point Pleasant | 8742 | 18 | 12.6 | Residential | No | Behind the Meter | Net-metered residential rooftop and canopy |  | None | Suntuity Solar LLC | JCP&L | Accepted | 2019-11-30 | 2019-12-04 | 2021-10-30 | Yingli Green Energy | YL315D-30b | Solar Panels |  | 0.315 | 20 | 176 | 20 |  | Fixed | Roof
NJSTRE1545387222 | NJSRRE1543461155 | Transition Incentive Program | Point Pleasant | 8742 | 18 | 12.6 | Residential | No | Behind the Meter | Net-metered residential rooftop and canopy |  | None | Suntuity Solar LLC | JCP&L | Accepted | 2019-11-30 | 2019-12-04 | 2021-10-30 | Yingli Green Energy | YL315D-30b | Solar Panels |  | 0.315 | 7 | 86 | 22 |  | Fixed | Roof
NJSTRE1545387223 | NJSRRE1544441406 | Transition Incentive Program | Union | 7083 | 10 | 6.82 | Residential | Yes | Behind the Meter | Behind the Meter |  | None | Sunrun Installation Services, Inc. | PSE&G | Eligible for TI Program | 2020-02-12 | 2020-02-17 | 2021-10-30 | Delta Electronics | M6-TL-US | Inverters | 5760 |  | 1 |  |  | 0.96 |  | Outdoor | Next To Meter
NJSTRE1545387223 | NJSRRE1544441406 | Transition Incentive Program | Union | 7083 | 10 | 6.82 | Residential | Yes | Behind the Meter | Behind the Meter |  | None | Sunrun Installation Services, Inc. | PSE&G | Eligible for TI Program | 2020-02-12 | 2020-02-17 | 2021-10-30 | REC Solar | REC310TP2M | Solar Panels |  | 0.31 | 22 | 186 | 23 |  | Fixed | Roof
NJSTRE1545387225 | NJSRRE1543442835 | Transition Incentive Program | Barnegat | 8005 | 18 | 12.6 | Residential | Yes | Behind the Meter | Net-metered residential rooftop and canopy |  | None | Vivint Solar Developer, LLC | AC Electric | Accepted | 2019-11-26 | 2019-11-27 | 2021-10-30 | Solar Edge | SE10000H-US | Inverters | 10000 |  | 1 |  |  | 0.992 |  | Outdoor | Near the utility meter
NJSTRE1545387225 | NJSRRE1543442835 | Transition Incentive Program | Barnegat | 8005 | 18 | 12.6 | Residential | Yes | Behind the Meter | Net-metered residential rooftop and canopy |  | None | Vivint Solar Developer, LLC | AC Electric | Accepted | 2019-11-26 | 2019-11-27 | 2021-10-30 | Hanwha Solar | Q.PEAK BLK-G5 315 | Solar Panels |  | 0.315 | 24 | 243 | 22 |  | Fixed | Roof
NJSTRE1545387225 | NJSRRE1543442835 | Transition Incentive Program | Barnegat | 8005 | 18 | 12.6 | Residential | Yes | Behind the Meter | Net-metered residential rooftop and canopy |  | None | Vivint Solar Developer, LLC | AC Electric | Accepted | 2019-11-26 | 2019-11-27 | 2021-10-30 | Hanwha Solar | Q.PEAK BLK-G5 315 | Solar Panels |  | 0.315 | 12 | 63 | 22 |  | Fixed | Roof
NJSTRE1545387225 | NJSRRE1543442835 | Transition Incentive Program | Barnegat | 8005 | 18 | 12.6 | Residential | Yes | Behind the Meter | Net-metered residential rooftop and canopy |  | None | Vivint Solar Developer, LLC | AC Electric | Accepted | 2019-11-26 | 2019-11-27 | 2021-10-30 | Hanwha Solar | Q.PEAK BLK-G5 315 | Solar Panels |  | 0.315 | 4 | 153 | 21 |  | Fixed | Roof
NJSTRE1545387226 | NJSRRE1543465461 | Transition Incentive Program | EWING | 8618 | 12 | 4.73 | Residential | Yes | Behind the Meter | Net-metered residential rooftop and canopy |  | None | Vivint Solar Developer, LLC | PSE&G | Accepted | 2019-12-02 | 2019-12-05 | 2021-10-30 | SOLAREDGE | SE3800H-US | Inverters | 3800 |  | 1 |  |  | 0.992 |  | Outdoor | Near the Utility Meter
NJSTRE1545387226 | NJSRRE1543465461 | Transition Incentive Program | EWING | 8618 | 12 | 4.73 | Residential | Yes | Behind the Meter | Net-metered residential rooftop and canopy |  | None | Vivint Solar Developer, LLC | PSE&G | Accepted | 2019-12-02 | 2019-12-05 | 2021-10-30 | HANWHA SOLAR | Q.PEAK BLK-G5 315 | Solar Panels |  | 0.315 | 15 | 128 | 22 |  | Fixed | Roof
NJSTRE1545387227 | NJSRRE1543472006 | Transition Incentive Program | Woodbridge Township | 8830 | 11 | 3.78 | Residential | Yes | Behind the Meter | Net-metered residential rooftop and canopy |  | None | Suntuity Solar LLC | PSE&G | Accepted | 2019-12-03 | 2019-12-05 | 2021-10-30 | Enphase Energy | IQ7-60-2-US | Inverters | 240 |  | 12 |  |  | 0.97 |  | Outdoor | Behind the PV Modules
NJSTRE1545387227 | NJSRRE1543472006 | Transition Incentive Program | Woodbridge Township | 8830 | 11 | 3.78 | Residential | Yes | Behind the Meter | Net-metered residential rooftop and canopy |  | None | Suntuity Solar LLC | PSE&G | Accepted | 2019-12-03 | 2019-12-05 | 2021-10-30 | Yingli Green Energy | YL315D-30b | Solar Panels |  | 0.315 | 12 | 179 | 14 |  | Fixed | Roof
NJSTRE1545387228 | NJSRRE1544344000 | Transition Incentive Program | Galloway | 8205 | 19 | 82.08 | Commercial | No | Behind the Meter | Behind the Meter |  | None | Spectacular Solar | AC Electric | Eligible for TI Program | 2020-02-04 | 2020-02-05 | 2021-10-30 | Solar Edge | SE14.4KUS | Inverters | 14400 |  | 2 |  |  | 0.97 |  | Outside | Behind Meter
NJSTRE1545387228 | NJSRRE1544344000 | Transition Incentive Program | Galloway | 8205 | 19 | 82.08 | Commercial | No | Behind the Meter | Behind the Meter |  | None | Spectacular Solar | AC Electric | Eligible for TI Program | 2020-02-04 | 2020-02-05 | 2021-10-30 | AXITEC | AXIpremium | Solar Panels |  | 0.36 | 228 | 73 | 18 |  | Fixed | Roof
NJSTRE1545387229 | NJSRRE1544213759 | Transition Incentive Program | Cinnaminson | 8077 | 13 | 33.81 | Commercial | No | Behind the Meter | Net-metered non-residential rooftop and canopy |  | None | Spectacular Solar | PSE&G | Accepted | 2020-01-30 | 2020-01-30 | 2021-10-30 | Solar Edge | 14.4 | Inverters | 14400 |  | 1 |  |  | 0.97 |  | Outdoor | Behind- Next to meter Meter
NJSTRE1545387229 | NJSRRE1544213759 | Transition Incentive Program | Cinnaminson | 8077 | 13 | 33.81 | Commercial | No | Behind the Meter | Net-metered non-residential rooftop and canopy |  | None | Spectacular Solar | PSE&G | Accepted | 2020-01-30 | 2020-01-30 | 2021-10-30 | HANWAH QCELL | q.plus l-g4.2 345 | Solar Panels |  | 0.345 | 98 | 132 | 0 |  | Fixed | Roof
NJSTRE1545387230 | NJSRRE1544322847 | Transition Incentive Program | NORTH BRUNSWICK | 8902 | 11 | 10.71 | Residential | Yes | Behind the Meter | Net-metered residential rooftop and canopy |  | None | Vivint Solar Developer, LLC | PSE&G | Accepted | 2020-01-29 | 2020-01-31 | 2021-10-30 | SOLAREDGE | SE7600H-US | Inverters | 7600 |  | 1 |  |  | 0.992 |  | Outdoor | Near the Utility Meter
NJSTRE1545387230 | NJSRRE1544322847 | Transition Incentive Program | NORTH BRUNSWICK | 8902 | 11 | 10.71 | Residential | Yes | Behind the Meter | Net-metered residential rooftop and canopy |  | None | Vivint Solar Developer, LLC | PSE&G | Accepted | 2020-01-29 | 2020-01-31 | 2021-10-30 | HANWHA SOLAR | Q.PEAK BLK-G5 315 | Solar Panels |  | 0.315 | 17 | 222 | 23 |  | Fixed | Roof
NJSTRE1545387230 | NJSRRE1544322847 | Transition Incentive Program | NORTH BRUNSWICK | 8902 | 11 | 10.71 | Residential | Yes | Behind the Meter | Net-metered residential rooftop and canopy |  | None | Vivint Solar Developer, LLC | PSE&G | Accepted | 2020-01-29 | 2020-01-31 | 2021-10-30 | HANWHA SOLAR | Q.PEAK BLK-G5 315 | Solar Panels |  | 0.315 | 3 | 222 | 24 |  | Fixed | Roof
NJSTRE1545387230 | NJSRRE1544322847 | Transition Incentive Program | NORTH BRUNSWICK | 8902 | 11 | 10.71 | Residential | Yes | Behind the Meter | Net-metered residential rooftop and canopy |  | None | Vivint Solar Developer, LLC | PSE&G | Accepted | 2020-01-29 | 2020-01-31 | 2021-10-30 | HANWHA SOLAR | Q.PEAK BLK-G5 315 | Solar Panels |  | 0.315 | 14 | 132 | 24 |  | Fixed | Roof
NJSTRE1545387234 | NJSRRE1544373669 | Transition Incentive Program | Pleasantville | 8232 | 19 | 7.68 | Residential | No | Behind the Meter | Net-metered residential rooftop and canopy |  | None | Castle Energy, LLC | AC Electric | Accepted | 2020-02-05 | 2020-02-07 | 2021-10-30 | Enphase Energy | IQ7-60-2-US | Inverters | 240 |  | 24 |  |  | 0.967 |  | Outdoor | on the rooftop under each solar panel
NJSTRE1545387234 | NJSRRE1544373669 | Transition Incentive Program | Pleasantville | 8232 | 19 | 7.68 | Residential | No | Behind the Meter | Net-metered residential rooftop and canopy |  | None | Castle Energy, LLC | AC Electric | Accepted | 2020-02-05 | 2020-02-07 | 2021-10-30 | Hanwha Q-Cells | Q.Peak DUO-G5 320 | Solar Panels |  | 0.32 | 24 | 115 | 20 |  | Fixed | Roof
NJSTRE1545387235 | NJSRRE1544419886 | Transition Incentive Program | Belleplain | 8270 | 21 | 7.04 | Residential | Yes | Behind the Meter | Behind the Meter |  | None | Skyline Solar, LLC | AC Electric | Eligible for TI Program | 2020-02-07 | 2020-02-12 | 2021-10-30 | SolarEdge | SE5000H-US | Inverters | 5000 |  | 1 |  |  | 0.99 |  | Outside | within ten feet of meter
NJSTRE1545387235 | NJSRRE1544419886 | Transition Incentive Program | Belleplain | 8270 | 21 | 7.04 | Residential | Yes | Behind the Meter | Behind the Meter |  | None | Skyline Solar, LLC | AC Electric | Eligible for TI Program | 2020-02-07 | 2020-02-12 | 2021-10-30 | Hanwha Q-Cells | Q.PEAK DUO-G5 320 | Solar Panels |  | 0.32 | 22 | 138318 | 17 |  | Fixed | Roof
NJSTRE1545387237 | NJSRRE1544436721 | Transition Incentive Program | newark | 7106 | 9 | 8.38 | Residential | Yes | Behind the Meter | Net-metered residential rooftop and canopy |  | None | Vision Solar LLC | PSE&G | Accepted | 2020-02-12 | 2020-02-17 | 2021-10-30 | enphase | iq7-60-2-us | Inverters | 0.25 |  | 25 |  |  | 0.96 |  | Other | behind panels
NJSTRE1545387237 | NJSRRE1544436721 | Transition Incentive Program | newark | 7106 | 9 | 8.38 | Residential | Yes | Behind the Meter | Net-metered residential rooftop and canopy |  | None | Vision Solar LLC | PSE&G | Accepted | 2020-02-12 | 2020-02-17 | 2021-10-30 | lg solar | lg335n1k-v5 | Solar Panels |  | 0.335 | 25 | 197 | 28 |  | Fixed | Roof
NJSTRE1545387238 | NJSRRE1543460041 | Transition Incentive Program | stanhope | 7874 | 1 | 7.85 | Residential | Yes | Behind the Meter | Net-metered residential rooftop and canopy |  | None | Vision Solar LLC | JCP&L | Accepted | 2019-11-29 | 2019-12-03 | 2021-10-30 | sunpower | e20-327-e-ac | Inverters | 0.32 |  | 24 |  |  | 0.96 |  | Other | behind panels
NJSTRE1545387238 | NJSRRE1543460041 | Transition Incentive Program | stanhope | 7874 | 1 | 7.85 | Residential | Yes | Behind the Meter | Net-metered residential rooftop and canopy |  | None | Vision Solar LLC | JCP&L | Accepted | 2019-11-29 | 2019-12-03 | 2021-10-30 | sunpower | e20-327-e-ac | Solar Panels |  | 0.327 | 24 | 152 | 18 |  | Fixed | Roof
NJSTRE1545387239 | NJSRRE1543460403 | Transition Incentive Program | Berkeley Heights | 7922 | 10 | 136.88 | Commercial | No | Behind the Meter | Grid supply (subsection (r)) rooftop |  | None | SunCycle Energy | JCP&L | Accepted |  | 2019-12-04 | 2021-10-30 | Solar Edge | semtr240nnss1 | Meters |  |  | 1 |  |  |  | Yes
NJSTRE1545387239 | NJSRRE1543460403 | Transition Incentive Program | Berkeley Heights | 7922 | 10 | 136.88 | Commercial | No | Behind the Meter | Grid supply (subsection (r)) rooftop |  | None | SunCycle Energy | JCP&L | Accepted |  | 2019-12-04 | 2021-10-30 | Solar Edge | SE43.2KUS | Inverters | 43200 |  | 3 |  |  | 0.98 |  | Outdoor | Side of building
NJSTRE1545387239 | NJSRRE1543460403 | Transition Incentive Program | Berkeley Heights | 7922 | 10 | 136.88 | Commercial | No | Behind the Meter | Grid supply (subsection (r)) rooftop |  | None | SunCycle Energy | JCP&L | Accepted |  | 2019-12-04 | 2021-10-30 | Trina | TSM375-DD14AII | Solar Panels |  | 0.375 | 365 | 174 | 0.1 |  | Fixed | Roof
NJSTRE1545387240 | NJSRRE1543433909 | Transition Incentive Program | Pennsauken Twp | 8110 | 14 | 4.8 | Residential | No | Behind the Meter | Net-metered residential rooftop and canopy |  | None | Castle Energy, LLC | PSE&G | Accepted | 2019-11-27 | 2019-12-02 | 2021-10-30 | Enphase Energy | IQ7-60-2-US | Inverters | 240 |  | 15 |  |  | 0.967 |  | Outside | on the rooftop under each solar panel
NJSTRE1545387240 | NJSRRE1543433909 | Transition Incentive Program | Pennsauken Twp | 8110 | 14 | 4.8 | Residential | No | Behind the Meter | Net-metered residential rooftop and canopy |  | None | Castle Energy, LLC | PSE&G | Accepted | 2019-11-27 | 2019-12-02 | 2021-10-30 | Hanwha Q-Cells | Q.Peak DUO-G5 320 | Solar Panels |  | 0.32 | 15 | 231 | 20 |  | Fixed | Roof
NJSTRE1545387241 | NJSRRE1543502036 | Transition Incentive Program | IRVINGTON | 7111 | 9 | 9.45 | Residential | Yes | Behind the Meter | Net-metered residential rooftop and canopy |  | None | Vivint Solar Developer, LLC | PSE&G | Accepted | 2019-12-09 | 2019-12-11 | 2021-10-30 | Solar Edge | SE7600H-US | Inverters | 7600 |  | 1 |  |  | 0.992 |  | Outdoor | Near the utility meter
NJSTRE1545387241 | NJSRRE1543502036 | Transition Incentive Program | IRVINGTON | 7111 | 9 | 9.45 | Residential | Yes | Behind the Meter | Net-metered residential rooftop and canopy |  | None | Vivint Solar Developer, LLC | PSE&G | Accepted | 2019-12-09 | 2019-12-11 | 2021-10-30 | Hanwha | Q.PEAK BLK-G5 315 | Solar Panels |  | 0.315 | 12 | 12 | 2 |  | Fixed | Roof
NJSTRE1545387241 | NJSRRE1543502036 | Transition Incentive Program | IRVINGTON | 7111 | 9 | 9.45 | Residential | Yes | Behind the Meter | Net-metered residential rooftop and canopy |  | None | Vivint Solar Developer, LLC | PSE&G | Accepted | 2019-12-09 | 2019-12-11 | 2021-10-30 | Hanwha | Q.PEAK BLK-G5 315 | Solar Panels |  | 0.315 | 6 | 12 | 35 |  | Fixed | Roof
NJSTRE1545387241 | NJSRRE1543502036 | Transition Incentive Program | IRVINGTON | 7111 | 9 | 9.45 | Residential | Yes | Behind the Meter | Net-metered residential rooftop and canopy |  | None | Vivint Solar Developer, LLC | PSE&G | Accepted | 2019-12-09 | 2019-12-11 | 2021-10-30 | Hanwha | Q.PEAK BLK-G5 315 | Solar Panels |  | 0.315 | 2 | 102 | 11 |  | Fixed | Roof
NJSTRE1545387241 | NJSRRE1543502036 | Transition Incentive Program | IRVINGTON | 7111 | 9 | 9.45 | Residential | Yes | Behind the Meter | Net-metered residential rooftop and canopy |  | None | Vivint Solar Developer, LLC | PSE&G | Accepted | 2019-12-09 | 2019-12-11 | 2021-10-30 | Hanwha | Q.PEAK BLK-G5 315 | Solar Panels |  | 0.315 | 3 | 192 | 11 |  | Fixed | Roof
NJSTRE1545387241 | NJSRRE1543502036 | Transition Incentive Program | IRVINGTON | 7111 | 9 | 9.45 | Residential | Yes | Behind the Meter | Net-metered residential rooftop and canopy |  | None | Vivint Solar Developer, LLC | PSE&G | Accepted | 2019-12-09 | 2019-12-11 | 2021-10-30 | Hanwha | Q.PEAK BLK-G5 315 | Solar Panels |  | 0.315 | 4 | 192 | 35 |  | Fixed | Roof
NJSTRE1545387241 | NJSRRE1543502036 | Transition Incentive Program | IRVINGTON | 7111 | 9 | 9.45 | Residential | Yes | Behind the Meter | Net-metered residential rooftop and canopy |  | None | Vivint Solar Developer, LLC | PSE&G | Accepted | 2019-12-09 | 2019-12-11 | 2021-10-30 | Hanwha | Q.PEAK BLK-G5 315 | Solar Panels |  | 0.315 | 3 | 192 | 35 |  | Fixed | Roof
NJSTRE1545387242 | NJSRRE1544414549 | Transition Incentive Program | BAYONNE | 7002 | 8 | 4.03 | Residential | No | Behind the Meter | Behind the Meter |  | None | Infinity Solar Systems | PSE&G | Eligible for TI Program | 2020-02-06 | 2020-02-10 | 2021-10-30 | ENPHASE | IQ7-60-X-US | Inverters | 240 |  | 13 |  |  | 0.97 |  | Outside | MICROINVERTERS
NJSTRE1545387242 | NJSRRE1544414549 | Transition Incentive Program | BAYONNE | 7002 | 8 | 4.03 | Residential | No | Behind the Meter | Behind the Meter |  | None | Infinity Solar Systems | PSE&G | Eligible for TI Program | 2020-02-06 | 2020-02-10 | 2021-10-30 | LONGI | LR6-60HPB-310M | Solar Panels |  | 0.31 | 13 | 87 | 18 |  | Fixed | Roof
NJSTRE1545387243 | NJSRRE1544543653 | Transition Incentive Program | Morris Plains | 7950 | 3 | 6.82 | Residential | Yes | Behind the Meter | Behind the Meter |  | None | Sunrun Installation Services, Inc. | JCP&L | Eligible for TI Program | 2020-02-26 | 2020-03-02 | 2021-10-30 | Enphase Energy | IQ7-60-x-US (240V) | Inverters | 240 |  | 22 |  |  | 0.96 |  | Outdoor | Rooftop
NJSTRE1545387243 | NJSRRE1544543653 | Transition Incentive Program | Morris Plains | 7950 | 3 | 6.82 | Residential | Yes | Behind the Meter | Behind the Meter |  | None | Sunrun Installation Services, Inc. | JCP&L | Eligible for TI Program | 2020-02-26 | 2020-03-02 | 2021-10-30 | REC Solar | REC310TP2M | Solar Panels |  | 0.31 | 13 | 146 | 27 |  | Fixed | Roof
NJSTRE1545387243 | NJSRRE1544543653 | Transition Incentive Program | Morris Plains | 7950 | 3 | 6.82 | Residential | Yes | Behind the Meter | Behind the Meter |  | None | Sunrun Installation Services, Inc. | JCP&L | Eligible for TI Program | 2020-02-26 | 2020-03-02 | 2021-10-30 | REC Solar | REC310TP2M | Solar Panels |  | 0.31 | 5 | 56 | 27 |  | Fixed | Roof
NJSTRE1545387243 | NJSRRE1544543653 | Transition Incentive Program | Morris Plains | 7950 | 3 | 6.82 | Residential | Yes | Behind the Meter | Behind the Meter |  | None | Sunrun Installation Services, Inc. | JCP&L | Eligible for TI Program | 2020-02-26 | 2020-03-02 | 2021-10-30 | REC Solar | REC310TP2M | Solar Panels |  | 0.31 | 4 | 238 | 27 |  | Fixed | Roof
NJSTRE1545387245 | NJSRRE1544456167 | Transition Incentive Program | burlington | 8016 | 13 | 8.71 | Residential | Yes | Behind the Meter | Net-metered residential rooftop and canopy |  | None | Vision Solar LLC | PSE&G | Accepted | 2020-02-14 | 2020-02-18 | 2021-10-30 | enphase | iq7-60-2-us | Inverters | 0.25 |  | 26 |  |  | 0.96 |  | Other | behind panels
NJSTRE1545387245 | NJSRRE1544456167 | Transition Incentive Program | burlington | 8016 | 13 | 8.71 | Residential | Yes | Behind the Meter | Net-metered residential rooftop and canopy |  | None | Vision Solar LLC | PSE&G | Accepted | 2020-02-14 | 2020-02-18 | 2021-10-30 | lg solar | lg335n1k-v5 | Solar Panels |  | 0.335 | 19 | 157 | 23 |  | Fixed | Roof
NJSTRE1545387245 | NJSRRE1544456167 | Transition Incentive Program | burlington | 8016 | 13 | 8.71 | Residential | Yes | Behind the Meter | Net-metered residential rooftop and canopy |  | None | Vision Solar LLC | PSE&G | Accepted | 2020-02-14 | 2020-02-18 | 2021-10-30 | lg solar | lg335n1k-v5 | Solar Panels |  | 0.335 | 7 | 336 | 23 |  | Fixed | Roof
NJSTRE1545387246 | NJSRRE1544450784 | Transition Incentive Program | Linden City | 7036 | 10 | 15 | Residential | No | Behind the Meter | Net-metered residential rooftop and canopy |  | None | Bright Planet Solar | PSE&G | Accepted | 2020-02-14 | 2020-02-18 | 2021-10-30 | SOLAR EDGE | SE11400H-USRGM | Inverters | 11400 |  | 1 |  |  | 0.98 |  | Outdoor | OUTSIDE
NJSTRE1545387246 | NJSRRE1544450784 | Transition Incentive Program | Linden City | 7036 | 10 | 15 | Residential | No | Behind the Meter | Net-metered residential rooftop and canopy |  | None | Bright Planet Solar | PSE&G | Accepted | 2020-02-14 | 2020-02-18 | 2021-10-30 | HANWHA Q-CELLS | Q.PEAK-G4.1 300W | Solar Panels |  | 0.3 | 22 | 145 | 30 |  | Fixed | Roof
NJSTRE1545387246 | NJSRRE1544450784 | Transition Incentive Program | Linden City | 7036 | 10 | 15 | Residential | No | Behind the Meter | Net-metered residential rooftop and canopy |  | None | Bright Planet Solar | PSE&G | Accepted | 2020-02-14 | 2020-02-18 | 2021-10-30 | HANWHA Q-CELLS | Q.PEAK-G4.1 300W | Solar Panels |  | 0.3 | 28 | 325 | 33 |  | Fixed | Roof
NJSTRE1545387247 | NJSRRE1544545575 | Transition Incentive Program | cherry hill | 8034 | 14 | 2.35 | Residential | Yes | Behind the Meter | Net-metered residential rooftop and canopy |  | None | Vision Solar LLC | PSE&G | Accepted | 2020-02-27 | 2020-03-02 | 2021-10-30 | enphase | iq7-60-2-us | Inverters | 0.25 |  | 7 |  |  | 0.96 |  | Other | behind panels
NJSTRE1545387247 | NJSRRE1544545575 | Transition Incentive Program | cherry hill | 8034 | 14 | 2.35 | Residential | Yes | Behind the Meter | Net-metered residential rooftop and canopy |  | None | Vision Solar LLC | PSE&G | Accepted | 2020-02-27 | 2020-03-02 | 2021-10-30 | lg solar | lg335n1k-v5 | Solar Panels |  | 0.335 | 4 | 184 | 25 |  | Fixed | Roof
NJSTRE1545387247 | NJSRRE1544545575 | Transition Incentive Program | cherry hill | 8034 | 14 | 2.35 | Residential | Yes | Behind the Meter | Net-metered residential rooftop and canopy |  | None | Vision Solar LLC | PSE&G | Accepted | 2020-02-27 | 2020-03-02 | 2021-10-30 | lg solar | lg335n1k-v5 | Solar Panels |  | 0.335 | 3 | 94 | 25 |  | Fixed | Roof
NJSTRE1545387248 | NJSRRE1544354697 | Transition Incentive Program | Franklin Twp | 8823 | 5 | 10.08 | Residential | No | Behind the Meter | Net-metered residential rooftop and canopy |  | None | Bright Planet Solar | PSE&G | Accepted | 2020-02-05 | 2020-02-07 | 2021-10-30 | SOLAR EDGE | SE7600H-USRGM | Inverters | 7600 |  | 1 |  |  | 0.98 |  | Outdoor | OUTSIDE
NJSTRE1545387248 | NJSRRE1544354697 | Transition Incentive Program | Franklin Twp | 8823 | 5 | 10.08 | Residential | No | Behind the Meter | Net-metered residential rooftop and canopy |  | None | Bright Planet Solar | PSE&G | Accepted | 2020-02-05 | 2020-02-07 | 2021-10-30 | CANADIAN SOLAR | CS6X-315P | Solar Panels |  | 0.315 | 32 | 180 | 25 |  | Fixed | Roof
NJSTRE1545387249 | NJSRRE1543488874 | Transition Incentive Program | Morganville | 7751 | 17 | 11.39 | Residential | No | Behind the Meter | Net-metered residential rooftop and canopy |  | None | Morgan Associates and Consulting LLC | JCP&L | Accepted | 2019-12-18 | 2019-12-18 | 2021-10-30 | Enphase | IQ6 | Inverters | 0.3 |  | 34 |  |  | 0.98 |  | Outdoor | roof
NJSTRE1545387249 | NJSRRE1543488874 | Transition Incentive Program | Morganville | 7751 | 17 | 11.39 | Residential | No | Behind the Meter | Net-metered residential rooftop and canopy |  | None | Morgan Associates and Consulting LLC | JCP&L | Accepted | 2019-12-18 | 2019-12-18 | 2021-10-30 | LG | 335 | Solar Panels |  | 0.335 | 34 | 178 | 14 |  | Fixed | Roof
NJSTRE1545387251 | NJSRRE1544201372 | Transition Incentive Program | MANASQUAN | 8736 | 17 | 8.51 | Residential | Yes | Behind the Meter | Net-metered residential rooftop and canopy |  | None | Vivint Solar Developer, LLC | JCP&L | Accepted | 2020-01-21 | 2020-01-24 | 2021-10-30 | SOLAREDGE | SE7600H-US | Inverters | 7600 |  | 1 |  |  | 0.992 |  | Outdoor | Near the Utility Meter
NJSTRE1545387251 | NJSRRE1544201372 | Transition Incentive Program | MANASQUAN | 8736 | 17 | 8.51 | Residential | Yes | Behind the Meter | Net-metered residential rooftop and canopy |  | None | Vivint Solar Developer, LLC | JCP&L | Accepted | 2020-01-21 | 2020-01-24 | 2021-10-30 | HANWHA SOLAR | Q.PEAK BLK-G5 315 | Solar Panels |  | 0.315 | 6 | 307 | 31 |  | Fixed | Roof
NJSTRE1545387251 | NJSRRE1544201372 | Transition Incentive Program | MANASQUAN | 8736 | 17 | 8.51 | Residential | Yes | Behind the Meter | Net-metered residential rooftop and canopy |  | None | Vivint Solar Developer, LLC | JCP&L | Accepted | 2020-01-21 | 2020-01-24 | 2021-10-30 | HANWHA SOLAR | Q.PEAK BLK-G5 315 | Solar Panels |  | 0.315 | 17 | 127 | 31 |  | Fixed | Roof
NJSTRE1545387251 | NJSRRE1544201372 | Transition Incentive Program | MANASQUAN | 8736 | 17 | 8.51 | Residential | Yes | Behind the Meter | Net-metered residential rooftop and canopy |  | None | Vivint Solar Developer, LLC | JCP&L | Accepted | 2020-01-21 | 2020-01-24 | 2021-10-30 | HANWHA SOLAR | Q.PEAK BLK-G5 315 | Solar Panels |  | 0.315 | 4 | 127 | 31 |  | Fixed | Roof
NJSTRE1545387252 | NJSRRE1543853070 | Transition Incentive Program | Hasbrouck Heights | 7604 | 7 | 5.17 | Residential | Yes | Behind the Meter | Net-metered residential rooftop and canopy |  | None | Vivint Solar Developer, LLC | PSE&G | Accepted | 2020-01-03 | 2020-01-06 | 2021-10-30 | Enphase | M190-60-2LL-S22-IG | Inverters | 190 |  | 22 |  |  | 0.95 |  | Other | Underneath each module
NJSTRE1545387252 | NJSRRE1543853070 | Transition Incentive Program | Hasbrouck Heights | 7604 | 7 | 5.17 | Residential | Yes | Behind the Meter | Net-metered residential rooftop and canopy |  | None | Vivint Solar Developer, LLC | PSE&G | Accepted | 2020-01-03 | 2020-01-06 | 2021-10-30 | Canadian Solar | CS6P-235PX | Solar Panels |  | 0.235 | 22 | 204 | 20 |  | Fixed | Roof
NJSTRE1545387254 | NJSRRE1544431695 | Transition Incentive Program | Egg Harbor Township | 8234 | 19 | 16.08 | Residential | No | Behind the Meter | Net-metered residential rooftop and canopy |  | None | Green Power Energy | AC Electric | Accepted | 2020-02-11 | 2020-02-14 | 2021-10-30 | SolarEdge | SE7600H-US | Inverters | 7600 |  | 2 |  |  | 0.97 |  | Outside | Next to meter
NJSTRE1545387254 | NJSRRE1544431695 | Transition Incentive Program | Egg Harbor Township | 8234 | 19 | 16.08 | Residential | No | Behind the Meter | Net-metered residential rooftop and canopy |  | None | Green Power Energy | AC Electric | Accepted | 2020-02-11 | 2020-02-14 | 2021-10-30 | Hanwha | Q-Cells Q.PEAK DUO BLK-G6 335 | Solar Panels |  | 0.335 | 22 | 266 | 27 |  | Fixed | Roof
NJSTRE1545387254 | NJSRRE1544431695 | Transition Incentive Program | Egg Harbor Township | 8234 | 19 | 16.08 | Residential | No | Behind the Meter | Net-metered residential rooftop and canopy |  | None | Green Power Energy | AC Electric | Accepted | 2020-02-11 | 2020-02-14 | 2021-10-30 | Hanwha | Q-Cells Q.PEAK DUO BLK-G6 335 | Solar Panels |  | 0.335 | 16 | 269 | 27 |  | Fixed | Roof
NJSTRE1545387254 | NJSRRE1544431695 | Transition Incentive Program | Egg Harbor Township | 8234 | 19 | 16.08 | Residential | No | Behind the Meter | Net-metered residential rooftop and canopy |  | None | Green Power Energy | AC Electric | Accepted | 2020-02-11 | 2020-02-14 | 2021-10-30 | Hanwha | Q-Cells Q.PEAK DUO BLK-G6 335 | Solar Panels |  | 0.335 | 10 | 84 | 27 |  | Fixed | Roof
NJSTRE1545387258 | NJSRRE1544310779 | Transition Incentive Program | Keasbey | 8832 | 11 | 5.67 | Residential | No | Behind the Meter | Net-metered residential rooftop and canopy |  | None | Suntuity Solar LLC | PSE&G | Accepted | 2020-01-28 | 2020-01-30 | 2021-10-30 | Enphase Energy | IQ7-60-2-US | Inverters | 240 |  | 18 |  |  | 0.97 |  | Outdoor | Behind the PV Modules
NJSTRE1545387258 | NJSRRE1544310779 | Transition Incentive Program | Keasbey | 8832 | 11 | 5.67 | Residential | No | Behind the Meter | Net-metered residential rooftop and canopy |  | None | Suntuity Solar LLC | PSE&G | Accepted | 2020-01-28 | 2020-01-30 | 2021-10-30 | Hanwha Solar | Q-Cells 315 Mono | Solar Panels |  | 0.315 | 18 | 195 | 19 |  | Fixed | Roof
NJSTRE1545387260 | NJSRRE1544354880 | Transition Incentive Program | Toms River | 8753 | 18 | 3.84 | Residential | Yes | Behind the Meter | Behind the Meter |  | None | Skyline Solar, LLC | JCP&L | Eligible for TI Program | 2020-02-05 | 2020-02-07 | 2021-10-30 | SolarEdge | SE3800H-US | Inverters | 3800 |  | 1 |  |  | 0.99 |  | Outside | within ten feet of meter
NJSTRE1545387260 | NJSRRE1544354880 | Transition Incentive Program | Toms River | 8753 | 18 | 3.84 | Residential | Yes | Behind the Meter | Behind the Meter |  | None | Skyline Solar, LLC | JCP&L | Eligible for TI Program | 2020-02-05 | 2020-02-07 | 2021-10-30 | Hanwha Q-Cells | Q.PEAK DUO-G5 320 | Solar Panels |  | 0.32 | 12 | 193 | 22 |  | Fixed | Roof
NJSTRE1545387261 | NJSRRE1544421988 | Transition Incentive Program | Englewood Cliffs | 7632 | 7 | 77.97 | Non Profit | No | Behind the Meter | Behind the Meter |  | None | TGI Solutions | PSE&G | Eligible for TI Program | 2020-02-09 | 2020-02-14 | 2021-10-30 | Elkor | W2-E4-mA-DL | Meters |  |  | 1 |  |  |  | Yes | Indoor
NJSTRE1545387261 | NJSRRE1544421988 | Transition Incentive Program | Englewood Cliffs | 7632 | 7 | 77.97 | Non Profit | No | Behind the Meter | Behind the Meter |  | None | TGI Solutions | PSE&G | Eligible for TI Program | 2020-02-09 | 2020-02-14 | 2021-10-30 | Enphase | IQ7+ | Inverters | 290 |  | 226 |  |  | 0.97 |  | Outdoor | under module
NJSTRE1545387261 | NJSRRE1544421988 | Transition Incentive Program | Englewood Cliffs | 7632 | 7 | 77.97 | Non Profit | No | Behind the Meter | Behind the Meter |  | None | TGI Solutions | PSE&G | Eligible for TI Program | 2020-02-09 | 2020-02-14 | 2021-10-30 | Trina | TSM-DE14ii | Solar Panels |  | 0.345 | 226 | 150 | 20 |  | Fixed | Roof
NJSTRE1545387263 | NJSRRE1543965677 | Transition Incentive Program | BEACHWOOD | 8722 | 18 | 2.52 | Residential | Yes | Behind the Meter | Net-metered residential rooftop and canopy |  | None | Vivint Solar Developer, LLC | JCP&L | Accepted | 2020-01-06 | 2020-01-08 | 2021-10-30 | SOLAREDGE | SE3800H-US | Inverters | 3800 |  | 1 |  |  | 0.992 |  | Outdoor | Near the Utility Meter
NJSTRE1545387263 | NJSRRE1543965677 | Transition Incentive Program | BEACHWOOD | 8722 | 18 | 2.52 | Residential | Yes | Behind the Meter | Net-metered residential rooftop and canopy |  | None | Vivint Solar Developer, LLC | JCP&L | Accepted | 2020-01-06 | 2020-01-08 | 2021-10-30 | HANWHA SOLAR | Q.PEAK BLK-G5 315 | Solar Panels |  | 0.315 | 8 | 306 | 21 |  | Fixed | Roof
NJSTRE1545387265 | NJSRRE1544317055 | Transition Incentive Program | Hillsborough township | 8844 | 5 | 9.3 | Residential | No | Behind the Meter | Behind the Meter |  | None | Sunrun Installation Services, Inc. | JCP&L | Eligible for TI Program | 2020-01-28 | 2020-01-31 | 2021-10-30 | Enphase Energy | IQ7-60-x-US (240V) | Inverters | 240 |  | 30 |  |  | 0.96 |  | Outdoor | Rooftop
NJSTRE1545387265 | NJSRRE1544317055 | Transition Incentive Program | Hillsborough township | 8844 | 5 | 9.3 | Residential | No | Behind the Meter | Behind the Meter |  | None | Sunrun Installation Services, Inc. | JCP&L | Eligible for TI Program | 2020-01-28 | 2020-01-31 | 2021-10-30 | REC Solar | REC310TP2M | Solar Panels |  | 0.31 | 30 | 167 | 23 |  | Fixed | Roof
NJSTRE1545387266 | NJSRRE1544157848 | Transition Incentive Program | Kearny Town | 7032 | 8 | 7.25 | Residential | Yes | Behind the Meter | Net-metered residential rooftop and canopy |  | None | Vision Solar LLC | PSE&G | Accepted | 2020-01-10 | 2020-01-15 | 2021-10-30 | enphase | iq7-60-2-us | Inverters | 0.25 |  | 23 |  |  | 0.96 |  | Other | behind panels
NJSTRE1545387266 | NJSRRE1544157848 | Transition Incentive Program | Kearny Town | 7032 | 8 | 7.25 | Residential | Yes | Behind the Meter | Net-metered residential rooftop and canopy |  | None | Vision Solar LLC | PSE&G | Accepted | 2020-01-10 | 2020-01-15 | 2021-10-30 | hanwa qcells | qpeak duo-g5 315 | Solar Panels |  | 0.315 | 10 | 283 | 35 |  | Fixed | Roof
NJSTRE1545387266 | NJSRRE1544157848 | Transition Incentive Program | Kearny Town | 7032 | 8 | 7.25 | Residential | Yes | Behind the Meter | Net-metered residential rooftop and canopy |  | None | Vision Solar LLC | PSE&G | Accepted | 2020-01-10 | 2020-01-15 | 2021-10-30 | hanwa qcells | qpeak duo-g5 315 | Solar Panels |  | 0.315 | 13 | 103 | 35 |  | Fixed | Roof
NJSTRE1545387268 | NJSRRE1543848705 | Transition Incentive Program | Little Egg Harbor Township | 8087 | 18 | 2.56 | Residential | Yes | Behind the Meter | Behind the Meter |  | None | Sunrun Installation Services, Inc. | AC Electric | Eligible for TI Program | 2019-12-31 | 2020-01-15 | 2021-10-30 | Enphase Energy | IQ7-60-x-US (240V) | Inverters | 240 |  | 8 |  |  | 0.96 |  | Outdoor | Rooftop
NJSTRE1545387268 | NJSRRE1543848705 | Transition Incentive Program | Little Egg Harbor Township | 8087 | 18 | 2.56 | Residential | Yes | Behind the Meter | Behind the Meter |  | None | Sunrun Installation Services, Inc. | AC Electric | Eligible for TI Program | 2019-12-31 | 2020-01-15 | 2021-10-30 | Hanwha Q-Cells | Q.PEAK DUO-G7 320 | Solar Panels |  | 0.32 | 8 | 26 | 18 |  | Fixed | Roof
NJSTRE1545387269 | NJSRRE1544466583 | Transition Incentive Program | Galloway | 8205 | 19 | 8.28 | Residential | Yes | Behind the Meter | Net-metered residential rooftop and canopy |  | None | Samba Energy | AC Electric | Final As-Built Received |  | 2020-02-20 |  | SunPower | SPR-X22-360-C-AC | Solar Panels |  | 0.36 | 23 | 187 | 44 |  | Fixed | Roof
NJSTRE1545387269 | NJSRRE1544466583 | Transition Incentive Program | Galloway | 8205 | 19 | 8.28 | Residential | Yes | Behind the Meter | Net-metered residential rooftop and canopy |  | None | Samba Energy | AC Electric | Final As-Built Received |  | 2020-02-20 |  | SUNPOWER | MI-C-320-US280/240 | Inverters | 320 |  | 23 |  |  | 0.96 |  | Other | under each panel
NJSTRE1545387269 | NJSRRE1544466583 | Transition Incentive Program | Galloway | 8205 | 19 | 8.28 | Residential | Yes | Behind the Meter | Net-metered residential rooftop and canopy |  | None | Samba Energy | AC Electric | Final As-Built Received |  | 2020-02-20 |  | Sunpower | PVS5 | Meters |  |  | 1 |  |  |  | Yes | Outdoor
NJSTRE1545387271 | NJSRRE1544511588 | Transition Incentive Program | trenton | 8610 | 12 | 11.73 | Residential | Yes | Behind the Meter | Net-metered residential rooftop and canopy |  | None | Vision Solar LLC | PSE&G | Accepted | 2020-02-20 | 2020-02-24 | 2021-10-30 | enphase | iq7-60-2-us | Inverters | 0.25 |  | 35 |  |  | 0.96 |  | Other | behind panels
NJSTRE1545387271 | NJSRRE1544511588 | Transition Incentive Program | trenton | 8610 | 12 | 11.73 | Residential | Yes | Behind the Meter | Net-metered residential rooftop and canopy |  | None | Vision Solar LLC | PSE&G | Accepted | 2020-02-20 | 2020-02-24 | 2021-10-30 | lg solar | lg335n1k-v5 | Solar Panels |  | 0.335 | 3 | 300 | 40 |  | Fixed | Roof
NJSTRE1545387271 | NJSRRE1544511588 | Transition Incentive Program | trenton | 8610 | 12 | 11.73 | Residential | Yes | Behind the Meter | Net-metered residential rooftop and canopy |  | None | Vision Solar LLC | PSE&G | Accepted | 2020-02-20 | 2020-02-24 | 2021-10-30 | lg solar | lg335n1k-v5 | Solar Panels |  | 0.335 | 6 | 120 | 23 |  | Fixed | Roof
NJSTRE1545387271 | NJSRRE1544511588 | Transition Incentive Program | trenton | 8610 | 12 | 11.73 | Residential | Yes | Behind the Meter | Net-metered residential rooftop and canopy |  | None | Vision Solar LLC | PSE&G | Accepted | 2020-02-20 | 2020-02-24 | 2021-10-30 | lg solar | lg335n1k-v5 | Solar Panels |  | 0.335 | 10 | 300 | 40 |  | Fixed | Roof
NJSTRE1545387271 | NJSRRE1544511588 | Transition Incentive Program | trenton | 8610 | 12 | 11.73 | Residential | Yes | Behind the Meter | Net-metered residential rooftop and canopy |  | None | Vision Solar LLC | PSE&G | Accepted | 2020-02-20 | 2020-02-24 | 2021-10-30 | lg solar | lg335n1k-v5 | Solar Panels |  | 0.335 | 16 | 120 | 9 |  | Fixed | Roof
NJSTRE1545387278 | NJSRRE1543496780 | Transition Incentive Program | Roselle Boro | 7203 | 10 | 2.8 | Residential | No | Behind the Meter | Net-metered residential rooftop and canopy |  | None | SunnyMac LLC | PSE&G | Accepted | 2019-12-06 | 2019-12-10 | 2021-10-30 | Enphase | IQ7XS-96-ACM-US | Inverters | 0.315 |  | 8 |  |  | 0.99 |  | Outdoor | roof
NJSTRE1545387278 | NJSRRE1543496780 | Transition Incentive Program | Roselle Boro | 7203 | 10 | 2.8 | Residential | No | Behind the Meter | Net-metered residential rooftop and canopy |  | None | SunnyMac LLC | PSE&G | Accepted | 2019-12-06 | 2019-12-10 | 2021-10-30 | SunPower | SPR-X21-350 | Solar Panels |  | 0.35 | 3 | 170 | 38 |  | Fixed | Roof
NJSTRE1545387278 | NJSRRE1543496780 | Transition Incentive Program | Roselle Boro | 7203 | 10 | 2.8 | Residential | No | Behind the Meter | Net-metered residential rooftop and canopy |  | None | SunnyMac LLC | PSE&G | Accepted | 2019-12-06 | 2019-12-10 | 2021-10-30 | SunPower | SPR-X21-350 | Solar Panels |  | 0.35 | 5 | 260 | 38 |  | Fixed | Roof
NJSTRE1545387279 | NJSRRE1543672334 | Transition Incentive Program | Howell | 7731 | 17 | 15.68 | Commercial | No | Behind the Meter | Net-metered non-residential rooftop and canopy |  | None | Powerlutions | JCP&L | Accepted | 2019-12-23 | 2019-12-30 | 2021-10-30 | SolarEdge | SE14.4KUS | Inverters | 14.4 |  | 1 |  |  | 0.99 |  | Outdoor | near meter
NJSTRE1545387279 | NJSRRE1543672334 | Transition Incentive Program | Howell | 7731 | 17 | 15.68 | Commercial | No | Behind the Meter | Net-metered non-residential rooftop and canopy |  | None | Powerlutions | JCP&L | Accepted | 2019-12-23 | 2019-12-30 | 2021-10-30 | Axitec | AC-320MH/120S | Solar Panels |  | 0.32 | 49 | 95 | 19 |  | Fixed | Roof
NJSTRE1545387280 | NJSRRE1544467152 | Transition Incentive Program | Newton | 7860 | 1 | 4.65 | Residential | Yes | Behind the Meter | Behind the Meter |  | None | Sunrun Installation Services, Inc. | JCP&L | Eligible for TI Program | 2020-02-17 | 2020-02-20 | 2021-10-30 | Delta | M4-TL-US | Inverters | 4000 |  | 1 |  |  | 0.98 |  | Outdoor | rooftop
NJSTRE1545387280 | NJSRRE1544467152 | Transition Incentive Program | Newton | 7860 | 1 | 4.65 | Residential | Yes | Behind the Meter | Behind the Meter |  | None | Sunrun Installation Services, Inc. | JCP&L | Eligible for TI Program | 2020-02-17 | 2020-02-20 | 2021-10-30 | REC Solar | REC310TP2M | Solar Panels |  | 0.31 | 15 | 276 | 18 |  | Fixed | Roof
NJSTRE1545387282 | NJSRRE1543876171 | Transition Incentive Program | LINDEN | 7036 | 10 | 3.15 | Residential | No | Behind the Meter | Net-metered residential rooftop and canopy |  | None | Vivint Solar Developer, LLC | PSE&G | Accepted | 2020-01-02 | 2020-01-08 | 2021-10-30 | SolarEdge Technologies | SE3800H-US | Inverters | 3800 |  | 1 |  |  | 0.992 |  | Outdoor | Near the utility meter
NJSTRE1545387282 | NJSRRE1543876171 | Transition Incentive Program | LINDEN | 7036 | 10 | 3.15 | Residential | No | Behind the Meter | Net-metered residential rooftop and canopy |  | None | Vivint Solar Developer, LLC | PSE&G | Accepted | 2020-01-02 | 2020-01-08 | 2021-10-30 | Hanwha Solar | Q.PEAK BLK-G5 315 | Solar Panels |  | 0.315 | 10 | 306 | 37 |  | Fixed | Roof
NJSTRE1545387283 | NJSRRE1544419719 | Transition Incentive Program | Manahawkin | 8050 | 18 | 4.48 | Residential | Yes | Behind the Meter | Net-metered residential rooftop and canopy |  | None | Vivint Solar Developer, LLC | AC Electric | Accepted | 2020-02-07 | 2020-02-11 | 2021-10-30 | SOLAREDGE | SE3800H-US | Inverters | 3800 |  | 1 |  |  | 0.992 |  | Outdoor | Near the Utility Meter
NJSTRE1545387283 | NJSRRE1544419719 | Transition Incentive Program | Manahawkin | 8050 | 18 | 4.48 | Residential | Yes | Behind the Meter | Net-metered residential rooftop and canopy |  | None | Vivint Solar Developer, LLC | AC Electric | Accepted | 2020-02-07 | 2020-02-11 | 2021-10-30 | JINKO SOLAR | JKM320M-60HBL | Solar Panels |  | 0.32 | 10 | 100 | 26 |  | Fixed | Roof
NJSTRE1545387283 | NJSRRE1544419719 | Transition Incentive Program | Manahawkin | 8050 | 18 | 4.48 | Residential | Yes | Behind the Meter | Net-metered residential rooftop and canopy |  | None | Vivint Solar Developer, LLC | AC Electric | Accepted | 2020-02-07 | 2020-02-11 | 2021-10-30 | JINKO SOLAR | JKM320M-60HBL | Solar Panels |  | 0.32 | 4 | 190 | 26 |  | Fixed | Roof
NJSTRE1545387285 | NJSRRE1544356650 | Transition Incentive Program | VOORHEES | 8043 | 14 | 4.1 | Residential | Yes | Behind the Meter | Net-metered residential rooftop and canopy |  | None | Vivint Solar Developer, LLC | PSE&G | Accepted | 2020-02-05 | 2020-02-07 | 2021-10-30 | SolarEdge | SE3800H-US | Inverters | 3800 |  | 1 |  |  | 0.992 |  | Outdoor | Near the utility meter
NJSTRE1545387285 | NJSRRE1544356650 | Transition Incentive Program | VOORHEES | 8043 | 14 | 4.1 | Residential | Yes | Behind the Meter | Net-metered residential rooftop and canopy |  | None | Vivint Solar Developer, LLC | PSE&G | Accepted | 2020-02-05 | 2020-02-07 | 2021-10-30 | Hanwha Solar | Q.PEAK BLK-G5 315 | Solar Panels |  | 0.315 | 4 | 357 | 19 |  | Fixed | Roof
NJSTRE1545387285 | NJSRRE1544356650 | Transition Incentive Program | VOORHEES | 8043 | 14 | 4.1 | Residential | Yes | Behind the Meter | Net-metered residential rooftop and canopy |  | None | Vivint Solar Developer, LLC | PSE&G | Accepted | 2020-02-05 | 2020-02-07 | 2021-10-30 | Hanwha Solar | Q.PEAK BLK-G5 315 | Solar Panels |  | 0.315 | 6 | 177 | 19 |  | Fixed | Roof
NJSTRE1545387285 | NJSRRE1544356650 | Transition Incentive Program | VOORHEES | 8043 | 14 | 4.1 | Residential | Yes | Behind the Meter | Net-metered residential rooftop and canopy |  | None | Vivint Solar Developer, LLC | PSE&G | Accepted | 2020-02-05 | 2020-02-07 | 2021-10-30 | Hanwha Solar | Q.PEAK BLK-G5 315 | Solar Panels |  | 0.315 | 3 | 357 | 19 |  | Fixed | Roof
NJSTRE1545387288 | NJSRRE1543828765 | Transition Incentive Program | WILLINGBORO | 8046 | 13 | 4.41 | Residential | Yes | Behind the Meter | Net-metered residential rooftop and canopy |  | None | Vivint Solar Developer, LLC | PSE&G | Accepted | 2019-12-31 | 2020-01-06 | 2021-10-30 | Solar Edge | SE3800H-US | Inverters | 3800 |  | 1 |  |  | 0.992 |  | Outdoor | Near the utility meter
NJSTRE1545387288 | NJSRRE1543828765 | Transition Incentive Program | WILLINGBORO | 8046 | 13 | 4.41 | Residential | Yes | Behind the Meter | Net-metered residential rooftop and canopy |  | None | Vivint Solar Developer, LLC | PSE&G | Accepted | 2019-12-31 | 2020-01-06 | 2021-10-30 | Hanwha Solar | Q.PEAK BLK-G5 315 | Solar Panels |  | 0.315 | 14 | 237 | 24 |  | Fixed | Roof
NJSTRE1545387289 | NJSRRE1544220025 | Transition Incentive Program | Sewell | 8080 | 15 | 16.17 | Commercial | No | Behind the Meter | Behind the Meter |  | None | Spectacular Solar | AC Electric | Eligible for TI Program | 2020-01-24 | 2020-01-28 | 2021-10-30 | Solar Edge | SE14.4US | Inverters | 14400 |  | 1 |  |  | 0.97 |  | Outside | Behind Meter
NJSTRE1545387289 | NJSRRE1544220025 | Transition Incentive Program | Sewell | 8080 | 15 | 16.17 | Commercial | No | Behind the Meter | Behind the Meter |  | None | Spectacular Solar | AC Electric | Eligible for TI Program | 2020-01-24 | 2020-01-28 | 2021-10-30 | Axitec | AXIpremiumHC | Solar Panels |  | 0.385 | 42 | 180 | 1 |  | Fixed | Roof
NJSTRE1545387291 | NJSRRE1543436814 | Transition Incentive Program | Paterson City | 7524 | 6 | 8.41 | Residential | Yes | Behind the Meter | Behind the Meter |  | None | Sunrun Installation Services, Inc. | PSE&G | Eligible for TI Program | 2019-11-22 | 2019-11-26 | 2021-10-30 | Delta Electronics | M8-TL-US | Inverters | 7680 |  | 1 |  |  | 0.96 |  | Outdoor | Next To Meter
NJSTRE1545387291 | NJSRRE1543436814 | Transition Incentive Program | Paterson City | 7524 | 6 | 8.41 | Residential | Yes | Behind the Meter | Behind the Meter |  | None | Sunrun Installation Services, Inc. | PSE&G | Eligible for TI Program | 2019-11-22 | 2019-11-26 | 2021-10-30 | REC Solar | REC290TP2 BLK | Solar Panels |  | 0.29 | 20 | 193 | 43 |  | Fixed | Roof
NJSTRE1545387291 | NJSRRE1543436814 | Transition Incentive Program | Paterson City | 7524 | 6 | 8.41 | Residential | Yes | Behind the Meter | Behind the Meter |  | None | Sunrun Installation Services, Inc. | PSE&G | Eligible for TI Program | 2019-11-22 | 2019-11-26 | 2021-10-30 | REC Solar | REC290TP2 BLK | Solar Panels |  | 0.29 | 9 | 193 | 14 |  | Fixed | Roof
NJSTRE1545387295 | NJSRRE1543918532 | Transition Incentive Program | Woodbridge Township | 8830 | 11 | 6.08 | Residential | No | Behind the Meter | Behind the Meter |  | None | Sunrun Installation Services, Inc. | PSE&G | Eligible for TI Program | 2020-01-03 | 2020-01-08 | 2021-10-30 | Delta Electronics | M5-TL-US | Inverters | 4800 |  | 1 |  |  | 0.96 |  | Outdoor | Next To Meter
NJSTRE1545387295 | NJSRRE1543918532 | Transition Incentive Program | Woodbridge Township | 8830 | 11 | 6.08 | Residential | No | Behind the Meter | Behind the Meter |  | None | Sunrun Installation Services, Inc. | PSE&G | Eligible for TI Program | 2020-01-03 | 2020-01-08 | 2021-10-30 | Hanwha Q-Cells | Q.PEAK DUO-G7 320 | Solar Panels |  | 0.32 | 19 | 88 | 37 |  | Fixed | Roof
NJSTRE1545387296 | NJSRRE1543422150 | Transition Incentive Program | Elizabeth City | 7202 | 10 | 15.95 | Residential | Yes | Behind the Meter | Behind the Meter |  | None | Sunrun Installation Services, Inc. | PSE&G | Eligible for TI Program | 2019-11-19 | 2019-11-22 | 2021-10-30 | Delta Electronics | M10-TL-US | Inverters | 9600 |  | 1 |  |  | 0.96 |  | Outdoor | Next To Meter
NJSTRE1545387296 | NJSRRE1543422150 | Transition Incentive Program | Elizabeth City | 7202 | 10 | 15.95 | Residential | Yes | Behind the Meter | Behind the Meter |  | None | Sunrun Installation Services, Inc. | PSE&G | Eligible for TI Program | 2019-11-19 | 2019-11-22 | 2021-10-30 | Delta Electronics | M6-TL-US | Inverters | 5760 |  | 1 |  |  | 0.96 |  | Outdoor | Next To Meter
NJSTRE1545387296 | NJSRRE1543422150 | Transition Incentive Program | Elizabeth City | 7202 | 10 | 15.95 | Residential | Yes | Behind the Meter | Behind the Meter |  | None | Sunrun Installation Services, Inc. | PSE&G | Eligible for TI Program | 2019-11-19 | 2019-11-22 | 2021-10-30 | REC Solar | REC290TP2 BLK | Solar Panels |  | 0.29 | 27 | 147 | 40 |  | Fixed | Roof
NJSTRE1545387296 | NJSRRE1543422150 | Transition Incentive Program | Elizabeth City | 7202 | 10 | 15.95 | Residential | Yes | Behind the Meter | Behind the Meter |  | None | Sunrun Installation Services, Inc. | PSE&G | Eligible for TI Program | 2019-11-19 | 2019-11-22 | 2021-10-30 | REC Solar | REC290TP2 BLK | Solar Panels |  | 0.29 | 28 | 327 | 40 |  | Fixed | Roof
NJSTRE1545387297 | NJSRRE1544165407 | Transition Incentive Program | Hawthorne | 7506 | 6 | 4.16 | Residential | Yes | Behind the Meter | Behind the Meter |  | None | Sunrun Installation Services, Inc. | PSE&G | Eligible for TI Program | 2020-01-14 | 2020-01-20 | 2021-10-30 | Delta Electronics | M4-TL-US | Inverters | 3840 |  | 1 |  |  | 0.96 |  | Outdoor | Next To Meter
NJSTRE1545387297 | NJSRRE1544165407 | Transition Incentive Program | Hawthorne | 7506 | 6 | 4.16 | Residential | Yes | Behind the Meter | Behind the Meter |  | None | Sunrun Installation Services, Inc. | PSE&G | Eligible for TI Program | 2020-01-14 | 2020-01-20 | 2021-10-30 | Hanwha Q-Cells | Q.PEAK DUO-G7 320 | Solar Panels |  | 0.32 | 13 | 82 | 9 |  | Fixed | Roof
NJSTRE1545387298 | NJSRRE1544215753 | Transition Incentive Program | SWEDESBORO | 8085 | 15 | 5.99 | Residential | Yes | Behind the Meter | Net-metered residential rooftop and canopy |  | None | Vivint Solar Developer, LLC | AC Electric | Accepted | 2020-01-23 | 2020-01-28 | 2021-10-30 | SolarEdge | SE7600H-US | Inverters | 7600 |  | 1 |  |  | 0.992 |  | Outdoor | Near the utility meter
NJSTRE1545387298 | NJSRRE1544215753 | Transition Incentive Program | SWEDESBORO | 8085 | 15 | 5.99 | Residential | Yes | Behind the Meter | Net-metered residential rooftop and canopy |  | None | Vivint Solar Developer, LLC | AC Electric | Accepted | 2020-01-23 | 2020-01-28 | 2021-10-30 | Hanwha Solar | Q.PEAK BLK-G5 315 | Solar Panels |  | 0.315 | 19 | 110 | 34 |  | Fixed | Roof
NJSTRE1545387299 | NJSRRE1544456587 | Transition Incentive Program | Villas | 8251 | 21 | 9.32 | Residential | Yes | Behind the Meter | Behind the Meter |  | None | Sunrun Installation Services, Inc. | AC Electric | Eligible for TI Program | 2020-02-14 | 2020-02-19 | 2021-10-30 | Enphase Energy | IQ7PLUS-72-x-US (240V) | Inverters | 290 |  | 27 |  |  | 0.96 |  | Outdoor | Rooftop
NJSTRE1545387299 | NJSRRE1544456587 | Transition Incentive Program | Villas | 8251 | 21 | 9.32 | Residential | Yes | Behind the Meter | Behind the Meter |  | None | Sunrun Installation Services, Inc. | AC Electric | Eligible for TI Program | 2020-02-14 | 2020-02-19 | 2021-10-30 | LG Electronics | LG345N1C-V5 | Solar Panels |  | 0.345 | 10 | 214 | 23 |  | Fixed | Roof
NJSTRE1545387299 | NJSRRE1544456587 | Transition Incentive Program | Villas | 8251 | 21 | 9.32 | Residential | Yes | Behind the Meter | Behind the Meter |  | None | Sunrun Installation Services, Inc. | AC Electric | Eligible for TI Program | 2020-02-14 | 2020-02-19 | 2021-10-30 | LG Electronics | LG345N1C-V5 | Solar Panels |  | 0.345 | 9 | 34 | 23 |  | Fixed | Roof
NJSTRE1545387299 | NJSRRE1544456587 | Transition Incentive Program | Villas | 8251 | 21 | 9.32 | Residential | Yes | Behind the Meter | Behind the Meter |  | None | Sunrun Installation Services, Inc. | AC Electric | Eligible for TI Program | 2020-02-14 | 2020-02-19 | 2021-10-30 | LG Electronics | LG345N1C-V5 | Solar Panels |  | 0.345 | 5 | 35 | 30 |  | Fixed | Roof
NJSTRE1545387299 | NJSRRE1544456587 | Transition Incentive Program | Villas | 8251 | 21 | 9.32 | Residential | Yes | Behind the Meter | Behind the Meter |  | None | Sunrun Installation Services, Inc. | AC Electric | Eligible for TI Program | 2020-02-14 | 2020-02-19 | 2021-10-30 | LG Electronics | LG345N1C-V5 | Solar Panels |  | 0.345 | 3 | 214 | 30 |  | Fixed | Roof
NJSTRE1545387300 | NJSRRE1544442776 | Transition Incentive Program | PENNINGTON | 8534 | 12 | 5.36 | Residential | No | Behind the Meter | Net-metered residential rooftop and canopy |  | None | Vivint Solar Developer, LLC | PSE&G | Accepted | 2020-02-17 | 2020-02-18 | 2021-10-30 | SOLAREDGE | SE3800H-US | Inverters | 3800 |  | 1 |  |  | 0.992 |  | Outdoor | Near the Utility Meter
NJSTRE1545387300 | NJSRRE1544442776 | Transition Incentive Program | PENNINGTON | 8534 | 12 | 5.36 | Residential | No | Behind the Meter | Net-metered residential rooftop and canopy |  | None | Vivint Solar Developer, LLC | PSE&G | Accepted | 2020-02-17 | 2020-02-18 | 2021-10-30 | HANWHA SOLAR | Q.PEAK BLK-G5 315 | Solar Panels |  | 0.315 | 17 | 172 | 24 |  | Fixed | Roof
NJSTRE1545387302 | NJSRRE1543557363 | Transition Incentive Program | Middletown | 7748 | 17 | 7.88 | Residential | Yes | Behind the Meter | Net-metered residential rooftop and canopy |  | None | Vivint Solar Developer, LLC | JCP&L | Accepted | 2019-12-20 | 2019-12-20 | 2021-10-30 | Solar Edge | SE7600H-US | Inverters | 7600 |  | 1 |  |  | 0.992 |  | Outdoor | Near the utility meter
NJSTRE1545387302 | NJSRRE1543557363 | Transition Incentive Program | Middletown | 7748 | 17 | 7.88 | Residential | Yes | Behind the Meter | Net-metered residential rooftop and canopy |  | None | Vivint Solar Developer, LLC | JCP&L | Accepted | 2019-12-20 | 2019-12-20 | 2021-10-30 | Hanwha Solar | Q.PEAK BLK-G5 315 | Solar Panels |  | 0.315 | 25 | 163 | 24 |  | Fixed | Roof
NJSTRE1545387305 | NJSRRE1544414642 | Transition Incentive Program | BURLINGTON | 8016 | 13 | 7.36 | Residential | Yes | Behind the Meter | Net-metered residential rooftop and canopy |  | None | Vivint Solar Developer, LLC | PSE&G | Accepted | 2020-02-06 | 2020-02-11 | 2021-10-30 | SolarEdge | SE7600H-US | Inverters | 7600 |  | 1 |  |  | 0.992 |  | Outdoor | Near the utility meter
NJSTRE1545387305 | NJSRRE1544414642 | Transition Incentive Program | BURLINGTON | 8016 | 13 | 7.36 | Residential | Yes | Behind the Meter | Net-metered residential rooftop and canopy |  | None | Vivint Solar Developer, LLC | PSE&G | Accepted | 2020-02-06 | 2020-02-11 | 2021-10-30 | Jinko Solar | JKM320M-60HBL | Solar Panels |  | 0.32 | 3 | 81 | 17 |  | Fixed | Roof
NJSTRE1545387305 | NJSRRE1544414642 | Transition Incentive Program | BURLINGTON | 8016 | 13 | 7.36 | Residential | Yes | Behind the Meter | Net-metered residential rooftop and canopy |  | None | Vivint Solar Developer, LLC | PSE&G | Accepted | 2020-02-06 | 2020-02-11 | 2021-10-30 | Jinko Solar | JKM320M-60HBL | Solar Panels |  | 0.32 | 8 | 81 | 15 |  | Fixed | Roof
NJSTRE1545387305 | NJSRRE1544414642 | Transition Incentive Program | BURLINGTON | 8016 | 13 | 7.36 | Residential | Yes | Behind the Meter | Net-metered residential rooftop and canopy |  | None | Vivint Solar Developer, LLC | PSE&G | Accepted | 2020-02-06 | 2020-02-11 | 2021-10-30 | Jinko Solar | JKM320M-60HBL | Solar Panels |  | 0.32 | 12 | 261 | 15 |  | Fixed | Roof
NJSTRE1545387306 | NJSRRE1544334865 | Transition Incentive Program | Clifton | 7012 | 6 | 5.67 | Residential | Yes | Behind the Meter | Net-metered residential rooftop and canopy |  | None | Vivint Solar Developer, LLC | PSE&G | Accepted | 2020-01-30 | 2020-02-04 | 2021-10-30 | SolarEdge | SE3800H-US | Inverters | 3800 |  | 1 |  |  | 0.992 |  | Outdoor | Near the utility meter
NJSTRE1545387306 | NJSRRE1544334865 | Transition Incentive Program | Clifton | 7012 | 6 | 5.67 | Residential | Yes | Behind the Meter | Net-metered residential rooftop and canopy |  | None | Vivint Solar Developer, LLC | PSE&G | Accepted | 2020-01-30 | 2020-02-04 | 2021-10-30 | Hanwha Solar | Q.PEAK BLK-G5 315 | Solar Panels |  | 0.315 | 6 | 43 | 39 |  | Fixed | Roof
NJSTRE1545387306 | NJSRRE1544334865 | Transition Incentive Program | Clifton | 7012 | 6 | 5.67 | Residential | Yes | Behind the Meter | Net-metered residential rooftop and canopy |  | None | Vivint Solar Developer, LLC | PSE&G | Accepted | 2020-01-30 | 2020-02-04 | 2021-10-30 | Hanwha Solar | Q.PEAK BLK-G5 315 | Solar Panels |  | 0.315 | 12 | 223 | 9 |  | Fixed | Roof
NJSTRE1545387310 | NJSRRE1543880407 | Transition Incentive Program | Union | 7083 | 10 | 5.76 | Residential | Yes | Behind the Meter | Behind the Meter |  | None | Sunrun Installation Services, Inc. | PSE&G | Eligible for TI Program | 2020-01-02 | 2020-01-07 | 2021-10-30 | Delta Electronics | M6-TL-US | Inverters | 5760 |  | 1 |  |  | 0.96 |  | Outdoor | Next To Meter
NJSTRE1545387310 | NJSRRE1543880407 | Transition Incentive Program | Union | 7083 | 10 | 5.76 | Residential | Yes | Behind the Meter | Behind the Meter |  | None | Sunrun Installation Services, Inc. | PSE&G | Eligible for TI Program | 2020-01-02 | 2020-01-07 | 2021-10-30 | Hanwha Q-Cells | Q.PEAK DUO-G7 320 | Solar Panels |  | 0.32 | 6 | 216 | 34 |  | Fixed | Roof
NJSTRE1545387310 | NJSRRE1543880407 | Transition Incentive Program | Union | 7083 | 10 | 5.76 | Residential | Yes | Behind the Meter | Behind the Meter |  | None | Sunrun Installation Services, Inc. | PSE&G | Eligible for TI Program | 2020-01-02 | 2020-01-07 | 2021-10-30 | Hanwha Q-Cells | Q.PEAK DUO-G7 320 | Solar Panels |  | 0.32 | 6 | 36 | 27 |  | Fixed | Roof
NJSTRE1545387310 | NJSRRE1543880407 | Transition Incentive Program | Union | 7083 | 10 | 5.76 | Residential | Yes | Behind the Meter | Behind the Meter |  | None | Sunrun Installation Services, Inc. | PSE&G | Eligible for TI Program | 2020-01-02 | 2020-01-07 | 2021-10-30 | Hanwha Q-Cells | Q.PEAK DUO-G7 320 | Solar Panels |  | 0.32 | 6 | 217 | 27 |  | Fixed | Roof
NJSTRE1545387312 | NJSRRE1544535142 | Transition Incentive Program | Springfield Twp | 8505 | 13 | 16.56 | Farm | No | Behind the Meter | Net-metered non-residential rooftop and canopy |  | None | Paradise Energy Solutions, LLC | PSE&G | Accepted | 2020-02-25 | 2020-02-27 | 2021-10-30 | Continental Controls | WattNode | Meters |  |  | 1 |  |  |  | Yes | Indoor
NJSTRE1545387312 | NJSRRE1544535142 | Transition Incentive Program | Springfield Twp | 8505 | 13 | 16.56 | Farm | No | Behind the Meter | Net-metered non-residential rooftop and canopy |  | None | Paradise Energy Solutions, LLC | PSE&G | Accepted | 2020-02-25 | 2020-02-27 | 2021-10-30 | Solar Edge | SE20KUS | Inverters | 20000 |  | 1 |  |  | 0.98 |  | Indoor | Inverter Shelter
NJSTRE1545387312 | NJSRRE1544535142 | Transition Incentive Program | Springfield Twp | 8505 | 13 | 16.56 | Farm | No | Behind the Meter | Net-metered non-residential rooftop and canopy |  | None | Paradise Energy Solutions, LLC | PSE&G | Accepted | 2020-02-25 | 2020-02-27 | 2021-10-30 | Axitec | AC-385MH/144S | Solar Panels |  | 0.385 | 43 | 177 | 25 |  | Fixed | Roof | AG Building Roof
NJSTRE1545387314 | NJSRRE1544130366 | Transition Incentive Program | wanaque | 7465 | 6 | 4.1 | Residential | No | Behind the Meter | Net-metered residential rooftop and canopy |  | None | Vision Solar LLC | JCP&L | Accepted | 2020-01-07 | 2020-01-10 | 2021-10-30 | enphase | iq7-60-2-us | Inverters | 0.25 |  | 13 |  |  | 0.96 |  | Other | behind panels
NJSTRE1545387314 | NJSRRE1544130366 | Transition Incentive Program | wanaque | 7465 | 6 | 4.1 | Residential | No | Behind the Meter | Net-metered residential rooftop and canopy |  | None | Vision Solar LLC | JCP&L | Accepted | 2020-01-07 | 2020-01-10 | 2021-10-30 | hanwa qcells | qpeak duo-g5 315 | Solar Panels |  | 0.315 | 13 | 255 | 37 |  | Fixed | Roof
NJSTRE1545387315 | NJSRRE1544512232 | Transition Incentive Program | New Egypt | 8533 | 18 | 5.87 | Residential | Yes | Behind the Meter | Behind the Meter |  | None | Sunrun Installation Services, Inc. | JCP&L | Eligible for TI Program | 2020-02-20 | 2020-02-24 | 2021-10-30 | Enphase Energy | IQ7PLUS-72-x-US (240V) | Inverters | 290 |  | 17 |  |  | 0.96 |  | Outdoor | Rooftop
NJSTRE1545387315 | NJSRRE1544512232 | Transition Incentive Program | New Egypt | 8533 | 18 | 5.87 | Residential | Yes | Behind the Meter | Behind the Meter |  | None | Sunrun Installation Services, Inc. | JCP&L | Eligible for TI Program | 2020-02-20 | 2020-02-24 | 2021-10-30 | LG Electronics | LG345N1C-V5 | Solar Panels |  | 0.345 | 3 | 152 | 23 |  | Fixed | Roof
NJSTRE1545387315 | NJSRRE1544512232 | Transition Incentive Program | New Egypt | 8533 | 18 | 5.87 | Residential | Yes | Behind the Meter | Behind the Meter |  | None | Sunrun Installation Services, Inc. | JCP&L | Eligible for TI Program | 2020-02-20 | 2020-02-24 | 2021-10-30 | LG Electronics | LG345N1C-V5 | Solar Panels |  | 0.345 | 10 | 62 | 27 |  | Fixed | Roof
NJSTRE1545387315 | NJSRRE1544512232 | Transition Incentive Program | New Egypt | 8533 | 18 | 5.87 | Residential | Yes | Behind the Meter | Behind the Meter |  | None | Sunrun Installation Services, Inc. | JCP&L | Eligible for TI Program | 2020-02-20 | 2020-02-24 | 2021-10-30 | LG Electronics | LG345N1C-V5 | Solar Panels |  | 0.345 | 4 | 242 | 27 |  | Fixed | Roof
NJSTRE1545387317 | NJSRRE1543464360 | Transition Incentive Program | Dover | 7801 | 3 | 11.6 | Residential | Yes | Behind the Meter | Behind the Meter |  | None | Sunrun Installation Services, Inc. | JCP&L | Eligible for TI Program | 2019-12-02 | 2019-12-04 | 2021-10-30 | Delta Electronics | M10-TL-US | Inverters | 9600 |  | 1 |  |  | 0.96 |  | Outdoor | Next To Meter
NJSTRE1545387317 | NJSRRE1543464360 | Transition Incentive Program | Dover | 7801 | 3 | 11.6 | Residential | Yes | Behind the Meter | Behind the Meter |  | None | Sunrun Installation Services, Inc. | JCP&L | Eligible for TI Program | 2019-12-02 | 2019-12-04 | 2021-10-30 | REC Solar | REC290TP2 BLK | Solar Panels |  | 0.29 | 16 | 151 | 19 |  | Fixed | Roof
NJSTRE1545387317 | NJSRRE1543464360 | Transition Incentive Program | Dover | 7801 | 3 | 11.6 | Residential | Yes | Behind the Meter | Behind the Meter |  | None | Sunrun Installation Services, Inc. | JCP&L | Eligible for TI Program | 2019-12-02 | 2019-12-04 | 2021-10-30 | REC Solar | REC290TP2 BLK | Solar Panels |  | 0.29 | 24 | 151 | 40 |  | Fixed | Roof
NJSTRE1545387319 | NJSRRE1543670910 | Transition Incentive Program | Howell | 7731 | 17 | 15.68 | Commercial | No | Behind the Meter | Net-metered non-residential rooftop and canopy |  | None | Powerlutions | JCP&L | Accepted | 2019-12-23 | 2019-12-30 | 2021-10-30 | SolarEdge | SE14.4KUS | Inverters | 14.4 |  | 1 |  |  | 0.99 |  | Outdoor | near meter
NJSTRE1545387319 | NJSRRE1543670910 | Transition Incentive Program | Howell | 7731 | 17 | 15.68 | Commercial | No | Behind the Meter | Net-metered non-residential rooftop and canopy |  | None | Powerlutions | JCP&L | Accepted | 2019-12-23 | 2019-12-30 | 2021-10-30 | Axitec | AC-320MH/120S | Solar Panels |  | 0.32 | 49 | 95 | 19 |  | Fixed | Roof
NJSTRE1545387322 | NJSRRE1544165108 | Transition Incentive Program | Rockaway | 7866 | 3 | 14.88 | Residential | Yes | Behind the Meter | Behind the Meter |  | None | Sunrun Installation Services, Inc. | JCP&L | Eligible for TI Program | 2020-01-14 | 2020-01-17 | 2021-10-30 | Delta Electronics | M10-TL-US | Inverters | 9600 |  | 1 |  |  | 0.96 |  | Outdoor | Next To Meter
NJSTRE1545387322 | NJSRRE1544165108 | Transition Incentive Program | Rockaway | 7866 | 3 | 14.88 | Residential | Yes | Behind the Meter | Behind the Meter |  | None | Sunrun Installation Services, Inc. | JCP&L | Eligible for TI Program | 2020-01-14 | 2020-01-17 | 2021-10-30 | Delta Electronics | M4-TL-US | Inverters | 3840 |  | 1 |  |  | 0.96 |  | Outdoor | Next To Meter
NJSTRE1545387322 | NJSRRE1544165108 | Transition Incentive Program | Rockaway | 7866 | 3 | 14.88 | Residential | Yes | Behind the Meter | Behind the Meter |  | None | Sunrun Installation Services, Inc. | JCP&L | Eligible for TI Program | 2020-01-14 | 2020-01-17 | 2021-10-30 | REC Solar | REC310TP2M | Solar Panels |  | 0.31 | 24 | 254 | 18 |  | Fixed | Roof
NJSTRE1545387322 | NJSRRE1544165108 | Transition Incentive Program | Rockaway | 7866 | 3 | 14.88 | Residential | Yes | Behind the Meter | Behind the Meter |  | None | Sunrun Installation Services, Inc. | JCP&L | Eligible for TI Program | 2020-01-14 | 2020-01-17 | 2021-10-30 | REC Solar | REC310TP2M | Solar Panels |  | 0.31 | 24 | 74 | 18 |  | Fixed | Roof
NJSTRE1545387323 | NJSRRE1544465612 | Transition Incentive Program | Vineland | 8361 | 20 | 6.62 | Residential | Yes | Behind the Meter | Net-metered residential rooftop and canopy |  | None | Suntuity Solar LLC | Vineland Muni Electric | Accepted | 2020-02-17 | 2020-02-19 | 2021-10-30 | Enphase Energy | IQ7-60-2-US | Inverters | 240 |  | 21 |  |  | 0.97 |  | Outdoor | Behind the PV Modules
NJSTRE1545387323 | NJSRRE1544465612 | Transition Incentive Program | Vineland | 8361 | 20 | 6.62 | Residential | Yes | Behind the Meter | Net-metered residential rooftop and canopy |  | None | Suntuity Solar LLC | Vineland Muni Electric | Accepted | 2020-02-17 | 2020-02-19 | 2021-10-30 | Hanwha Solar | Q-Cells 315 Mono | Solar Panels |  | 0.315 | 13 | 273 | 20 |  | Fixed | Roof
NJSTRE1545387323 | NJSRRE1544465612 | Transition Incentive Program | Vineland | 8361 | 20 | 6.62 | Residential | Yes | Behind the Meter | Net-metered residential rooftop and canopy |  | None | Suntuity Solar LLC | Vineland Muni Electric | Accepted | 2020-02-17 | 2020-02-19 | 2021-10-30 | Hanwha Solar | Q-Cells 315 Mono | Solar Panels |  | 0.315 | 8 | 93 | 20 |  | Fixed | Roof
NJSTRE1545387325 | NJSRRE1544311123 | Transition Incentive Program | CHERRY HILL | 8002 | 14 | 9.14 | Residential | Yes | Behind the Meter | Net-metered residential rooftop and canopy |  | None | Vivint Solar Developer, LLC | PSE&G | Accepted | 2020-01-28 | 2020-01-30 | 2021-10-30 | SolarEdge | SE3800H-US | Inverters | 3800 |  | 2 |  |  | 0.992 |  | Outdoor | Near the utility meter
NJSTRE1545387325 | NJSRRE1544311123 | Transition Incentive Program | CHERRY HILL | 8002 | 14 | 9.14 | Residential | Yes | Behind the Meter | Net-metered residential rooftop and canopy |  | None | Vivint Solar Developer, LLC | PSE&G | Accepted | 2020-01-28 | 2020-01-30 | 2021-10-30 | Hanwha Solar | Q.PEAK BLK-G5 315 | Solar Panels |  | 0.315 | 3 | 317 | 35 |  | Fixed | Roof
NJSTRE1545387325 | NJSRRE1544311123 | Transition Incentive Program | CHERRY HILL | 8002 | 14 | 9.14 | Residential | Yes | Behind the Meter | Net-metered residential rooftop and canopy |  | None | Vivint Solar Developer, LLC | PSE&G | Accepted | 2020-01-28 | 2020-01-30 | 2021-10-30 | Hanwha Solar | Q.PEAK BLK-G5 315 | Solar Panels |  | 0.315 | 9 | 227 | 20 |  | Fixed | Roof
NJSTRE1545387325 | NJSRRE1544311123 | Transition Incentive Program | CHERRY HILL | 8002 | 14 | 9.14 | Residential | Yes | Behind the Meter | Net-metered residential rooftop and canopy |  | None | Vivint Solar Developer, LLC | PSE&G | Accepted | 2020-01-28 | 2020-01-30 | 2021-10-30 | Hanwha Solar | Q.PEAK BLK-G5 315 | Solar Panels |  | 0.315 | 7 | 47 | 18 |  | Fixed | Roof
NJSTRE1545387325 | NJSRRE1544311123 | Transition Incentive Program | CHERRY HILL | 8002 | 14 | 9.14 | Residential | Yes | Behind the Meter | Net-metered residential rooftop and canopy |  | None | Vivint Solar Developer, LLC | PSE&G | Accepted | 2020-01-28 | 2020-01-30 | 2021-10-30 | Hanwha Solar | Q.PEAK BLK-G5 315 | Solar Panels |  | 0.315 | 7 | 137 | 14 |  | Fixed | Roof
NJSTRE1545387325 | NJSRRE1544311123 | Transition Incentive Program | CHERRY HILL | 8002 | 14 | 9.14 | Residential | Yes | Behind the Meter | Net-metered residential rooftop and canopy |  | None | Vivint Solar Developer, LLC | PSE&G | Accepted | 2020-01-28 | 2020-01-30 | 2021-10-30 | Hanwha Solar | Q.PEAK BLK-G5 315 | Solar Panels |  | 0.315 | 3 | 317 | 34 |  | Fixed | Roof
NJSTRE1545387326 | NJSRRE1544456610 | Transition Incentive Program | Forked River | 8731 | 18 | 14.26 | Residential | Yes | Behind the Meter | Behind the Meter |  | None | Sunrun Installation Services, Inc. | JCP&L | Eligible for TI Program | 2020-02-14 | 2020-02-19 | 2021-10-30 | Delta Electronics | M8-TL-US | Inverters | 7680 |  | 1 |  |  | 0.96 |  | Outdoor | Next To Meter
NJSTRE1545387326 | NJSRRE1544456610 | Transition Incentive Program | Forked River | 8731 | 18 | 14.26 | Residential | Yes | Behind the Meter | Behind the Meter |  | None | Sunrun Installation Services, Inc. | JCP&L | Eligible for TI Program | 2020-02-14 | 2020-02-19 | 2021-10-30 | Delta Electronics | M4-TL-US | Inverters | 3840 |  | 1 |  |  | 0.96 |  | Outdoor | Next To Meter
NJSTRE1545387326 | NJSRRE1544456610 | Transition Incentive Program | Forked River | 8731 | 18 | 14.26 | Residential | Yes | Behind the Meter | Behind the Meter |  | None | Sunrun Installation Services, Inc. | JCP&L | Eligible for TI Program | 2020-02-14 | 2020-02-19 | 2021-10-30 | REC Solar | REC310TP2M | Solar Panels |  | 0.31 | 24 | 60 | 27 |  | Fixed | Roof
NJSTRE1545387326 | NJSRRE1544456610 | Transition Incentive Program | Forked River | 8731 | 18 | 14.26 | Residential | Yes | Behind the Meter | Behind the Meter |  | None | Sunrun Installation Services, Inc. | JCP&L | Eligible for TI Program | 2020-02-14 | 2020-02-19 | 2021-10-30 | REC Solar | REC310TP2M | Solar Panels |  | 0.31 | 7 | 331 | 27 |  | Fixed | Roof
NJSTRE1545387326 | NJSRRE1544456610 | Transition Incentive Program | Forked River | 8731 | 18 | 14.26 | Residential | Yes | Behind the Meter | Behind the Meter |  | None | Sunrun Installation Services, Inc. | JCP&L | Eligible for TI Program | 2020-02-14 | 2020-02-19 | 2021-10-30 | REC Solar | REC310TP2M | Solar Panels |  | 0.31 | 15 | 240 | 27 |  | Fixed | Roof
NJSTRE1545387331 | NJSRRE1544512244 | Transition Incentive Program | BELLEVILLE | 7109 | 9 | 12.29 | Residential | No | Behind the Meter | Net-metered residential rooftop and canopy |  | None | Vivint Solar Developer, LLC | PSE&G | Accepted | 2020-02-21 | 2020-03-11 | 2021-10-30 | Solar Edge | SE10000H-US | Inverters | 10000 |  | 1 |  |  | 0.992 |  | Outdoor | Near the Utility Meter
NJSTRE1545387331 | NJSRRE1544512244 | Transition Incentive Program | BELLEVILLE | 7109 | 9 | 12.29 | Residential | No | Behind the Meter | Net-metered residential rooftop and canopy |  | None | Vivint Solar Developer, LLC | PSE&G | Accepted | 2020-02-21 | 2020-03-11 | 2021-10-30 | Hanwha Solar | Q.PEAK BLK-G5 315 | Solar Panels |  | 0.315 | 7 | 291 | 23 |  | Fixed | Roof
NJSTRE1545387331 | NJSRRE1544512244 | Transition Incentive Program | BELLEVILLE | 7109 | 9 | 12.29 | Residential | No | Behind the Meter | Net-metered residential rooftop and canopy |  | None | Vivint Solar Developer, LLC | PSE&G | Accepted | 2020-02-21 | 2020-03-11 | 2021-10-30 | Hanwha Solar | Q.PEAK BLK-G5 315 | Solar Panels |  | 0.315 | 32 | 111 | 23 |  | Fixed | Roof
NJSTRE1545387332 | NJSRRE1543464182 | Transition Incentive Program | Millville | 8332 | 20 | 2.64 | Residential | Yes | Behind the Meter | Behind the Meter |  | None | Sunrun Installation Services, Inc. | AC Electric | Eligible for TI Program | 2019-12-02 | 2019-12-04 | 2021-10-30 | Enphase Energy | IQ7-60-x-US (240V) | Inverters | 240 |  | 8 |  |  | 0.96 |  | Outdoor | Rooftop
NJSTRE1545387332 | NJSRRE1543464182 | Transition Incentive Program | Millville | 8332 | 20 | 2.64 | Residential | Yes | Behind the Meter | Behind the Meter |  | None | Sunrun Installation Services, Inc. | AC Electric | Eligible for TI Program | 2019-12-02 | 2019-12-04 | 2021-10-30 | LG Electronics | LG330N1C-A5 | Solar Panels |  | 0.33 | 4 | 176 | 45 |  | Fixed | Roof
NJSTRE1545387332 | NJSRRE1543464182 | Transition Incentive Program | Millville | 8332 | 20 | 2.64 | Residential | Yes | Behind the Meter | Behind the Meter |  | None | Sunrun Installation Services, Inc. | AC Electric | Eligible for TI Program | 2019-12-02 | 2019-12-04 | 2021-10-30 | LG Electronics | LG330N1C-A5 | Solar Panels |  | 0.33 | 2 | 87 | 45 |  | Fixed | Roof
NJSTRE1545387332 | NJSRRE1543464182 | Transition Incentive Program | Millville | 8332 | 20 | 2.64 | Residential | Yes | Behind the Meter | Behind the Meter |  | None | Sunrun Installation Services, Inc. | AC Electric | Eligible for TI Program | 2019-12-02 | 2019-12-04 | 2021-10-30 | LG Electronics | LG330N1C-A5 | Solar Panels |  | 0.33 | 2 | 266 | 45 |  | Fixed | Roof
NJSTRE1545387334 | NJSRRE1543501618 | Transition Incentive Program | MANAHAWKIN | 8050 | 18 | 5.99 | Residential | Yes | Behind the Meter | Net-metered residential rooftop and canopy |  | None | Vivint Solar Developer, LLC | AC Electric | Accepted | 2019-12-09 | 2019-12-11 | 2021-10-30 | SOLAREDGE | SE7600H-US | Inverters | 7600 |  | 1 |  |  | 0.992 |  | Outdoor | Near the Utility Meter
NJSTRE1545387334 | NJSRRE1543501618 | Transition Incentive Program | MANAHAWKIN | 8050 | 18 | 5.99 | Residential | Yes | Behind the Meter | Net-metered residential rooftop and canopy |  | None | Vivint Solar Developer, LLC | AC Electric | Accepted | 2019-12-09 | 2019-12-11 | 2021-10-30 | HANWHA SOLAR | Q.PEAK BLK-G5 315 | Solar Panels |  | 0.315 | 19 | 126 | 25 |  | Fixed | Roof
NJSTRE1545387335 | NJSRRE1543532517 | Transition Incentive Program | Franklin Park | 8823 | 5 | 13.23 | Residential | No | Behind the Meter | Net-metered residential rooftop and canopy |  | None | Vivint Solar Developer, LLC | PSE&G | Accepted | 2019-12-12 | 2019-12-16 | 2021-10-30 | SOLAREDGE | SE7600H-US | Inverters | 7600 |  | 1 |  |  | 0.992 |  | Outdoor | Near the Utility Meter
NJSTRE1545387335 | NJSRRE1543532517 | Transition Incentive Program | Franklin Park | 8823 | 5 | 13.23 | Residential | No | Behind the Meter | Net-metered residential rooftop and canopy |  | None | Vivint Solar Developer, LLC | PSE&G | Accepted | 2019-12-12 | 2019-12-16 | 2021-10-30 | SolarEdge | SE3800H-US | Inverters | 3800 |  | 1 |  |  | 0.992 |  | Outdoor | Near the Utility Meter
NJSTRE1545387335 | NJSRRE1543532517 | Transition Incentive Program | Franklin Park | 8823 | 5 | 13.23 | Residential | No | Behind the Meter | Net-metered residential rooftop and canopy |  | None | Vivint Solar Developer, LLC | PSE&G | Accepted | 2019-12-12 | 2019-12-16 | 2021-10-30 | HANWHA SOLAR | Q.PEAK BLK-G5 315 | Solar Panels |  | 0.315 | 12 | 30 | 27 |  | Fixed | Roof
NJSTRE1545387335 | NJSRRE1543532517 | Transition Incentive Program | Franklin Park | 8823 | 5 | 13.23 | Residential | No | Behind the Meter | Net-metered residential rooftop and canopy |  | None | Vivint Solar Developer, LLC | PSE&G | Accepted | 2019-12-12 | 2019-12-16 | 2021-10-30 | HANWHA SOLAR | Q.PEAK BLK-G5 315 | Solar Panels |  | 0.315 | 11 | 210 | 27 |  | Fixed | Roof
NJSTRE1545387335 | NJSRRE1543532517 | Transition Incentive Program | Franklin Park | 8823 | 5 | 13.23 | Residential | No | Behind the Meter | Net-metered residential rooftop and canopy |  | None | Vivint Solar Developer, LLC | PSE&G | Accepted | 2019-12-12 | 2019-12-16 | 2021-10-30 | HANWHA SOLAR | Q.PEAK BLK-G5 315 | Solar Panels |  | 0.315 | 7 | 210 | 23 |  | Fixed | Roof
NJSTRE1545387335 | NJSRRE1543532517 | Transition Incentive Program | Franklin Park | 8823 | 5 | 13.23 | Residential | No | Behind the Meter | Net-metered residential rooftop and canopy |  | None | Vivint Solar Developer, LLC | PSE&G | Accepted | 2019-12-12 | 2019-12-16 | 2021-10-30 | HANWHA SOLAR | Q.PEAK BLK-G5 315 | Solar Panels |  | 0.315 | 12 | 120 | 39 |  | Fixed | Roof
NJSTRE1545387337 | NJSRRE1543529184 | Transition Incentive Program | TOMS RIVER | 8757 | 18 | 11.03 | Residential | Yes | Behind the Meter | Net-metered residential rooftop and canopy |  | None | Vivint Solar Developer, LLC | JCP&L | Accepted | 2019-12-12 | 2019-12-16 | 2021-10-30 | SOLAREDGE | SE7600H-US | Inverters | 7600 |  | 1 |  |  | 0.992 |  | Outdoor | Near the Utility Meter
NJSTRE1545387337 | NJSRRE1543529184 | Transition Incentive Program | TOMS RIVER | 8757 | 18 | 11.03 | Residential | Yes | Behind the Meter | Net-metered residential rooftop and canopy |  | None | Vivint Solar Developer, LLC | JCP&L | Accepted | 2019-12-12 | 2019-12-16 | 2021-10-30 | HANWHA SOLAR | Q.PEAK BLK-G5 315 | Solar Panels |  | 0.315 | 18 | 17 | 23 |  | Fixed | Roof
NJSTRE1545387337 | NJSRRE1543529184 | Transition Incentive Program | TOMS RIVER | 8757 | 18 | 11.03 | Residential | Yes | Behind the Meter | Net-metered residential rooftop and canopy |  | None | Vivint Solar Developer, LLC | JCP&L | Accepted | 2019-12-12 | 2019-12-16 | 2021-10-30 | HANWHA SOLAR | Q.PEAK BLK-G5 315 | Solar Panels |  | 0.315 | 17 | 197 | 23 |  | Fixed | Roof
NJSTRE1545387338 | NJSRRE1543858942 | Transition Incentive Program | Hillsborough | 8844 | 5 | 12.6 | Residential | Yes | Behind the Meter | Net-metered residential rooftop and canopy |  | None | Vivint Solar Developer, LLC | PSE&G | Accepted | 2020-01-02 | 2020-01-06 | 2021-10-30 | SOLAREDGE | SE7600H-US | Inverters | 7600 |  | 1 |  |  | 0.992 |  | Outdoor | Near the Utility Meter
NJSTRE1545387338 | NJSRRE1543858942 | Transition Incentive Program | Hillsborough | 8844 | 5 | 12.6 | Residential | Yes | Behind the Meter | Net-metered residential rooftop and canopy |  | None | Vivint Solar Developer, LLC | PSE&G | Accepted | 2020-01-02 | 2020-01-06 | 2021-10-30 | Hanwha Solar | SOLAR Q.PEAK BLK-G5 315 | Solar Panels |  | 0.315 | 6 | 289 | 37 |  | Fixed | Roof
NJSTRE1545387338 | NJSRRE1543858942 | Transition Incentive Program | Hillsborough | 8844 | 5 | 12.6 | Residential | Yes | Behind the Meter | Net-metered residential rooftop and canopy |  | None | Vivint Solar Developer, LLC | PSE&G | Accepted | 2020-01-02 | 2020-01-06 | 2021-10-30 | HANWHA SOLAR | Q.PEAK BLK-G5 315 | Solar Panels |  | 0.315 | 6 | 289 | 37 |  | Fixed | Roof
NJSTRE1545387338 | NJSRRE1543858942 | Transition Incentive Program | Hillsborough | 8844 | 5 | 12.6 | Residential | Yes | Behind the Meter | Net-metered residential rooftop and canopy |  | None | Vivint Solar Developer, LLC | PSE&G | Accepted | 2020-01-02 | 2020-01-06 | 2021-10-30 | HANWHA SOLAR | Q.PEAK BLK-G5 315 | Solar Panels |  | 0.315 | 4 | 37 | 19 |  | Fixed | Roof
NJSTRE1545387338 | NJSRRE1543858942 | Transition Incentive Program | Hillsborough | 8844 | 5 | 12.6 | Residential | Yes | Behind the Meter | Net-metered residential rooftop and canopy |  | None | Vivint Solar Developer, LLC | PSE&G | Accepted | 2020-01-02 | 2020-01-06 | 2021-10-30 | HANWHA SOLAR | Q.PEAK BLK-G5 315 | Solar Panels |  | 0.315 | 5 | 199 | 37 |  | Fixed | Roof
NJSTRE1545387338 | NJSRRE1543858942 | Transition Incentive Program | Hillsborough | 8844 | 5 | 12.6 | Residential | Yes | Behind the Meter | Net-metered residential rooftop and canopy |  | None | Vivint Solar Developer, LLC | PSE&G | Accepted | 2020-01-02 | 2020-01-06 | 2021-10-30 | HANWHA SOLAR | Q.PEAK BLK-G5 315 | Solar Panels |  | 0.315 | 13 | 289 | 36 |  | Fixed | Roof
NJSTRE1545387338 | NJSRRE1543858942 | Transition Incentive Program | Hillsborough | 8844 | 5 | 12.6 | Residential | Yes | Behind the Meter | Net-metered residential rooftop and canopy |  | None | Vivint Solar Developer, LLC | PSE&G | Accepted | 2020-01-02 | 2020-01-06 | 2021-10-30 | HANWHA SOLAR | Q.PEAK BLK-G5 315 | Solar Panels |  | 0.315 | 6 | 199 | 36 |  | Fixed | Roof
NJSTRE1545387339 | NJSRRE1544524617 | Transition Incentive Program | Boonton | 7005 | 3 | 3.41 | Residential | Yes | Behind the Meter | Behind the Meter |  | None | Sunrun Installation Services, Inc. | JCP&L | Eligible for TI Program | 2020-02-24 | 2020-02-27 | 2021-10-30 | Enphase Energy | IQ7-60-x-US (240V) | Inverters | 240 |  | 11 |  |  | 0.96 |  | Outdoor | Rooftop
NJSTRE1545387339 | NJSRRE1544524617 | Transition Incentive Program | Boonton | 7005 | 3 | 3.41 | Residential | Yes | Behind the Meter | Behind the Meter |  | None | Sunrun Installation Services, Inc. | JCP&L | Eligible for TI Program | 2020-02-24 | 2020-02-27 | 2021-10-30 | REC Solar | REC310TP2M | Solar Panels |  | 0.31 | 11 | 18 | 34 |  | Fixed | Roof
NJSTRE1545387341 | NJSRRE1543853736 | Transition Incentive Program | Springfield | 7081 | 10 | 14.49 | Residential | Yes | Behind the Meter | Net-metered residential rooftop and canopy |  | None | Vivint Solar Developer, LLC | JCP&L | Accepted | 2020-01-02 | 2020-01-06 | 2021-10-30 | SOLAREDGE | SE10000H-US | Inverters | 10000 |  | 1 |  |  | 0.992 |  | Outdoor | Near the Utility Meter
NJSTRE1545387341 | NJSRRE1543853736 | Transition Incentive Program | Springfield | 7081 | 10 | 14.49 | Residential | Yes | Behind the Meter | Net-metered residential rooftop and canopy |  | None | Vivint Solar Developer, LLC | JCP&L | Accepted | 2020-01-02 | 2020-01-06 | 2021-10-30 | HANWHA SOLAR | Q.PEAK BLK-G5 315 | Solar Panels |  | 0.315 | 46 | 172 | 32 |  | Fixed | Roof
NJSTRE1545387342 | NJSRRE1544511903 | Transition Incentive Program | EAST BRUNSWICK TWP | 8816 | 11 | 11.34 | Residential | No | Behind the Meter | Behind the Meter |  | None | Tesla Energy Operations Inc. | PSE&G | Eligible for TI Program | 2020-02-20 | 2020-02-24 | 2021-10-30 | Tesla | AC Powerwall 2.0 | Electric Storage Battery |  |  | 3 |  |  |  | Lithium Ion |  | Inside
NJSTRE1545387342 | NJSRRE1544511903 | Transition Incentive Program | EAST BRUNSWICK TWP | 8816 | 11 | 11.34 | Residential | No | Behind the Meter | Behind the Meter |  | None | Tesla Energy Operations Inc. | PSE&G | Eligible for TI Program | 2020-02-20 | 2020-02-24 | 2021-10-30 | SolarEdge Technologies | SE10000H-US | Inverters | 10000 |  | 1 |  |  | 0.99 |  | Outdoor | Outdoor
NJSTRE1545387342 | NJSRRE1544511903 | Transition Incentive Program | EAST BRUNSWICK TWP | 8816 | 11 | 11.34 | Residential | No | Behind the Meter | Behind the Meter |  | None | Tesla Energy Operations Inc. | PSE&G | Eligible for TI Program | 2020-02-20 | 2020-02-24 | 2021-10-30 | Hanwha Q CELLS | Q.PEAK DUO BLK-G5/SC315 | Solar Panels |  | 0.315 | 10 | 264 | 23 |  | Fixed | Roof
NJSTRE1545387342 | NJSRRE1544511903 | Transition Incentive Program | EAST BRUNSWICK TWP | 8816 | 11 | 11.34 | Residential | No | Behind the Meter | Behind the Meter |  | None | Tesla Energy Operations Inc. | PSE&G | Eligible for TI Program | 2020-02-20 | 2020-02-24 | 2021-10-30 | Hanwha Q CELLS | Q.PEAK DUO BLK-G5/SC315 | Solar Panels |  | 0.315 | 12 | 84 | 23 |  | Fixed | Roof
NJSTRE1545387342 | NJSRRE1544511903 | Transition Incentive Program | EAST BRUNSWICK TWP | 8816 | 11 | 11.34 | Residential | No | Behind the Meter | Behind the Meter |  | None | Tesla Energy Operations Inc. | PSE&G | Eligible for TI Program | 2020-02-20 | 2020-02-24 | 2021-10-30 | Hanwha Q CELLS | Q.PEAK DUO BLK-G5/SC315 | Solar Panels |  | 0.315 | 11 | 174 | 18 |  | Fixed | Roof
NJSTRE1545387342 | NJSRRE1544511903 | Transition Incentive Program | EAST BRUNSWICK TWP | 8816 | 11 | 11.34 | Residential | No | Behind the Meter | Behind the Meter |  | None | Tesla Energy Operations Inc. | PSE&G | Eligible for TI Program | 2020-02-20 | 2020-02-24 | 2021-10-30 | Hanwha Q CELLS | Q.PEAK DUO BLK-G5/SC315 | Solar Panels |  | 0.315 | 3 | 84 | 18 |  | Fixed | Roof
NJSTRE1545387345 | NJSRRE1544308168 | Transition Incentive Program | Ocean Grove | 7756 | 17 | 16.7 | Residential | Yes | Behind the Meter | Net-metered residential rooftop and canopy |  | None | Vivint Solar Developer, LLC | JCP&L | Accepted | 2020-01-27 | 2020-01-29 | 2021-10-30 | SOLAREDGE | SE7600H-US | Inverters | 7600 |  | 1 |  |  | 0.992 |  | Outdoor | Near the Utility Meter
NJSTRE1545387345 | NJSRRE1544308168 | Transition Incentive Program | Ocean Grove | 7756 | 17 | 16.7 | Residential | Yes | Behind the Meter | Net-metered residential rooftop and canopy |  | None | Vivint Solar Developer, LLC | JCP&L | Accepted | 2020-01-27 | 2020-01-29 | 2021-10-30 | SOLAREDGE | SE3800H-US | Inverters | 3800 |  | 1 |  |  | 0.992 |  | Outdoor | Near the Utility Meter
NJSTRE1545387345 | NJSRRE1544308168 | Transition Incentive Program | Ocean Grove | 7756 | 17 | 16.7 | Residential | Yes | Behind the Meter | Net-metered residential rooftop and canopy |  | None | Vivint Solar Developer, LLC | JCP&L | Accepted | 2020-01-27 | 2020-01-29 | 2021-10-30 | HANWHA SOLAR | Q.PEAK BLK-G5 315 | Solar Panels |  | 0.315 | 26 | 287 | 8 |  | Fixed | Roof
NJSTRE1545387345 | NJSRRE1544308168 | Transition Incentive Program | Ocean Grove | 7756 | 17 | 16.7 | Residential | Yes | Behind the Meter | Net-metered residential rooftop and canopy |  | None | Vivint Solar Developer, LLC | JCP&L | Accepted | 2020-01-27 | 2020-01-29 | 2021-10-30 | HANWHA SOLAR | Q.PEAK BLK-G5 315 | Solar Panels |  | 0.315 | 27 | 107 | 8 |  | Fixed | Roof
NJSTRE1545387346 | NJSRRE1543443608 | Transition Incentive Program | PENNSAUKEN | 8110 | 14 | 9.14 | Residential | Yes | Behind the Meter | Net-metered residential rooftop and canopy |  | None | Vivint Solar Developer, LLC | PSE&G | Accepted | 2019-11-26 | 2019-11-27 | 2021-10-30 | SolarEdge | SE7600H-US | Inverters | 7600 |  | 1 |  |  | 0.992 |  | Outdoor | Near the Utility Meter
NJSTRE1545387346 | NJSRRE1543443608 | Transition Incentive Program | PENNSAUKEN | 8110 | 14 | 9.14 | Residential | Yes | Behind the Meter | Net-metered residential rooftop and canopy |  | None | Vivint Solar Developer, LLC | PSE&G | Accepted | 2019-11-26 | 2019-11-27 | 2021-10-30 | Hanwha Solar | Q.PEAK BLK-G5 315 | Solar Panels |  | 0.315 | 11 | 222 | 40 |  | Fixed | Roof
NJSTRE1545387346 | NJSRRE1543443608 | Transition Incentive Program | PENNSAUKEN | 8110 | 14 | 9.14 | Residential | Yes | Behind the Meter | Net-metered residential rooftop and canopy |  | None | Vivint Solar Developer, LLC | PSE&G | Accepted | 2019-11-26 | 2019-11-27 | 2021-10-30 | Hanwha Solar | Q.PEAK BLK-G5 315 | Solar Panels |  | 0.315 | 18 | 42 | 40 |  | Fixed | Roof
NJSTRE1545387347 | NJSRRE1544374094 | Transition Incentive Program | Keansburg | 7734 | 17 | 9.92 | Residential | Yes | Behind the Meter | Net-metered residential rooftop and canopy |  | None | All Season Solar | JCP&L | Accepted | 2020-02-05 | 2020-02-10 | 2021-10-30 | Enphase | IQ7 | Inverters | 240 |  | 31 |  |  | 0.97 |  | Outdoor | Under Module
NJSTRE1545387347 | NJSRRE1544374094 | Transition Incentive Program | Keansburg | 7734 | 17 | 9.92 | Residential | Yes | Behind the Meter | Net-metered residential rooftop and canopy |  | None | All Season Solar | JCP&L | Accepted | 2020-02-05 | 2020-02-10 | 2021-10-30 | Trina | TSM-DD06M05II 320W NOV 19 | Solar Panels |  | 0.32 | 15 | 128 | 45 |  | Fixed | Roof
NJSTRE1545387347 | NJSRRE1544374094 | Transition Incentive Program | Keansburg | 7734 | 17 | 9.92 | Residential | Yes | Behind the Meter | Net-metered residential rooftop and canopy |  | None | All Season Solar | JCP&L | Accepted | 2020-02-05 | 2020-02-10 | 2021-10-30 | Trina | TSM-DD06M05II 320W NOV 19 | Solar Panels |  | 0.32 | 16 | 218 | 26 |  | Fixed | Roof
NJSTRE1545387348 | NJSRRE1543547906 | Transition Incentive Program | Paterson | 7503 | 6 | 5.36 | Residential | Yes | Behind the Meter | Net-metered residential rooftop and canopy |  | None | Vivint Solar Developer, LLC | PSE&G | Accepted | 2019-12-13 | 2019-12-18 | 2021-10-30 | Solar Edge | SE3800H-US | Inverters | 3800 |  | 1 |  |  | 0.992 |  | Outdoor | Near the utility meter
NJSTRE1545387348 | NJSRRE1543547906 | Transition Incentive Program | Paterson | 7503 | 6 | 5.36 | Residential | Yes | Behind the Meter | Net-metered residential rooftop and canopy |  | None | Vivint Solar Developer, LLC | PSE&G | Accepted | 2019-12-13 | 2019-12-18 | 2021-10-30 | Hanwha | Q.PEAK BLK-G5 315 | Solar Panels |  | 0.315 | 7 | 346 | 23 |  | Fixed | Roof
NJSTRE1545387348 | NJSRRE1543547906 | Transition Incentive Program | Paterson | 7503 | 6 | 5.36 | Residential | Yes | Behind the Meter | Net-metered residential rooftop and canopy |  | None | Vivint Solar Developer, LLC | PSE&G | Accepted | 2019-12-13 | 2019-12-18 | 2021-10-30 | Hanwha | Q.PEAK BLK-G5 315 | Solar Panels |  | 0.315 | 4 | 346 | 36 |  | Fixed | Roof
NJSTRE1545387348 | NJSRRE1543547906 | Transition Incentive Program | Paterson | 7503 | 6 | 5.36 | Residential | Yes | Behind the Meter | Net-metered residential rooftop and canopy |  | None | Vivint Solar Developer, LLC | PSE&G | Accepted | 2019-12-13 | 2019-12-18 | 2021-10-30 | Hanwha | Q.PEAK BLK-G5 315 | Solar Panels |  | 0.315 | 3 | 166 | 26 |  | Fixed | Roof
NJSTRE1545387348 | NJSRRE1543547906 | Transition Incentive Program | Paterson | 7503 | 6 | 5.36 | Residential | Yes | Behind the Meter | Net-metered residential rooftop and canopy |  | None | Vivint Solar Developer, LLC | PSE&G | Accepted | 2019-12-13 | 2019-12-18 | 2021-10-30 | Hanwha | Q.PEAK BLK-G5 315 | Solar Panels |  | 0.315 | 3 | 166 | 36 |  | Fixed | Roof
NJSTRE1545387349 | NJSRRE1543823415 | Transition Incentive Program | Stewartsville | 8886 | 2 | 20.93 | Residential | Yes | Behind the Meter | Net-metered residential rooftop and canopy |  | None | SunPower Corporation, Systems | JCP&L | Accepted | 2019-12-27 | 2020-01-02 | 2021-10-30 | SUNPOWER | SPR-E20-327-E-AC | Inverters | 320 |  | 64 |  |  | 0.96 |  | Other | under each panel
NJSTRE1545387349 | NJSRRE1543823415 | Transition Incentive Program | Stewartsville | 8886 | 2 | 20.93 | Residential | Yes | Behind the Meter | Net-metered residential rooftop and canopy |  | None | SunPower Corporation, Systems | JCP&L | Accepted | 2019-12-27 | 2020-01-02 | 2021-10-30 | SUNPOWER | SPR-E20-327-E-AC | Solar Panels |  | 0.327 | 13 | 326 | 40 |  | Fixed | Roof
NJSTRE1545387349 | NJSRRE1543823415 | Transition Incentive Program | Stewartsville | 8886 | 2 | 20.93 | Residential | Yes | Behind the Meter | Net-metered residential rooftop and canopy |  | None | SunPower Corporation, Systems | JCP&L | Accepted | 2019-12-27 | 2020-01-02 | 2021-10-30 | SUNPOWER | SPR-E20-327-E-AC | Solar Panels |  | 0.327 | 7 | 146 | 40 |  | Fixed | Roof
NJSTRE1545387349 | NJSRRE1543823415 | Transition Incentive Program | Stewartsville | 8886 | 2 | 20.93 | Residential | Yes | Behind the Meter | Net-metered residential rooftop and canopy |  | None | SunPower Corporation, Systems | JCP&L | Accepted | 2019-12-27 | 2020-01-02 | 2021-10-30 | SUNPOWER | SPR-E20-327-E-AC | Solar Panels |  | 0.327 | 6 | 56 | 40 |  | Fixed | Roof
NJSTRE1545387349 | NJSRRE1543823415 | Transition Incentive Program | Stewartsville | 8886 | 2 | 20.93 | Residential | Yes | Behind the Meter | Net-metered residential rooftop and canopy |  | None | SunPower Corporation, Systems | JCP&L | Accepted | 2019-12-27 | 2020-01-02 | 2021-10-30 | SUNPOWER | SPR-E20-327-E-AC | Solar Panels |  | 0.327 | 3 | 236 | 40 |  | Fixed | Roof
NJSTRE1545387349 | NJSRRE1543823415 | Transition Incentive Program | Stewartsville | 8886 | 2 | 20.93 | Residential | Yes | Behind the Meter | Net-metered residential rooftop and canopy |  | None | SunPower Corporation, Systems | JCP&L | Accepted | 2019-12-27 | 2020-01-02 | 2021-10-30 | SUNPOWER | SPR-E20-327-E-AC | Solar Panels |  | 0.327 | 9 | 56 | 40 |  | Fixed | Roof
NJSTRE1545387349 | NJSRRE1543823415 | Transition Incentive Program | Stewartsville | 8886 | 2 | 20.93 | Residential | Yes | Behind the Meter | Net-metered residential rooftop and canopy |  | None | SunPower Corporation, Systems | JCP&L | Accepted | 2019-12-27 | 2020-01-02 | 2021-10-30 | SUNPOWER | SPR-E20-327-E-AC | Solar Panels |  | 0.327 | 3 | 236 | 40 |  | Fixed | Roof
NJSTRE1545387349 | NJSRRE1543823415 | Transition Incentive Program | Stewartsville | 8886 | 2 | 20.93 | Residential | Yes | Behind the Meter | Net-metered residential rooftop and canopy |  | None | SunPower Corporation, Systems | JCP&L | Accepted | 2019-12-27 | 2020-01-02 | 2021-10-30 | SUNPOWER | SPR-E20-327-E-AC | Solar Panels |  | 0.327 | 11 | 236 | 40 |  | Fixed | Roof
NJSTRE1545387349 | NJSRRE1543823415 | Transition Incentive Program | Stewartsville | 8886 | 2 | 20.93 | Residential | Yes | Behind the Meter | Net-metered residential rooftop and canopy |  | None | SunPower Corporation, Systems | JCP&L | Accepted | 2019-12-27 | 2020-01-02 | 2021-10-30 | SUNPOWER | SPR-E20-327-E-AC | Solar Panels |  | 0.327 | 12 | 146 | 40 |  | Fixed | Roof
NJSTRE1545387352 | NJSRRE1544524247 | Transition Incentive Program | laurel springs | 8021 | 14 | 6.37 | Residential | No | Behind the Meter | Net-metered residential rooftop and canopy |  | None | Vision Solar LLC | AC Electric | Accepted | 2020-02-24 | 2020-03-03 | 2021-10-30 | enphase | iq7-60-2-us | Inverters | 0.25 |  | 19 |  |  | 0.96 |  | Other | behind panels
NJSTRE1545387352 | NJSRRE1544524247 | Transition Incentive Program | laurel springs | 8021 | 14 | 6.37 | Residential | No | Behind the Meter | Net-metered residential rooftop and canopy |  | None | Vision Solar LLC | AC Electric | Accepted | 2020-02-24 | 2020-03-03 | 2021-10-30 | hanwa qcells | qpeak duo g5 315 | Solar Panels |  | 0.335 | 19 | 207 | 12 |  | Fixed | Roof
NJSTRE1545387353 | NJSRRE1544431504 | Transition Incentive Program | Woodbridge Township | 7095 | 11 | 3.1 | Residential | Yes | Behind the Meter | Behind the Meter |  | None | Sunrun Installation Services, Inc. | PSE&G | Eligible for TI Program | 2020-02-11 | 2020-02-14 | 2021-10-30 | Delta Electronics | M4-TL-US | Inverters | 3840 |  | 1 |  |  | 0.96 |  | Outdoor | Next To Meter
NJSTRE1545387353 | NJSRRE1544431504 | Transition Incentive Program | Woodbridge Township | 7095 | 11 | 3.1 | Residential | Yes | Behind the Meter | Behind the Meter |  | None | Sunrun Installation Services, Inc. | PSE&G | Eligible for TI Program | 2020-02-11 | 2020-02-14 | 2021-10-30 | REC Solar | REC310TP2M | Solar Panels |  | 0.31 | 10 | 188 | 18 |  | Fixed | Roof
NJSTRE1545387355 | NJSRRE1543827327 | Transition Incentive Program | South Plainfield | 7080 | 11 | 7.29 | Residential | Yes | Behind the Meter | Net-metered residential rooftop and canopy |  | None | Vivint Solar Developer, LLC | PSE&G | Accepted | 2020-01-03 | 2020-01-03 | 2021-10-30 | Enphase | M215-60-2LL-S2X-IG | Inverters | 215 |  | 31 |  |  | 0.96 |  | Outdoor | Underneath each module
NJSTRE1545387355 | NJSRRE1543827327 | Transition Incentive Program | South Plainfield | 7080 | 11 | 7.29 | Residential | Yes | Behind the Meter | Net-metered residential rooftop and canopy |  | None | Vivint Solar Developer, LLC | PSE&G | Accepted | 2020-01-03 | 2020-01-03 | 2021-10-30 | Canadian Solar | CS6P-235PX | Solar Panels |  | 0.235 | 9 | 0 | 15 |  | Fixed | Roof
NJSTRE1545387355 | NJSRRE1543827327 | Transition Incentive Program | South Plainfield | 7080 | 11 | 7.29 | Residential | Yes | Behind the Meter | Net-metered residential rooftop and canopy |  | None | Vivint Solar Developer, LLC | PSE&G | Accepted | 2020-01-03 | 2020-01-03 | 2021-10-30 | Canadian Solar | CS6P-235PX | Solar Panels |  | 0.235 | 14 | 180 | 15 |  | Fixed | Roof
NJSTRE1545387355 | NJSRRE1543827327 | Transition Incentive Program | South Plainfield | 7080 | 11 | 7.29 | Residential | Yes | Behind the Meter | Net-metered residential rooftop and canopy |  | None | Vivint Solar Developer, LLC | PSE&G | Accepted | 2020-01-03 | 2020-01-03 | 2021-10-30 | Canadian Solar | CS6P-235PX | Solar Panels |  | 0.235 | 8 | 270 | 15 |  | Fixed | Roof
NJSTRE1545387356 | NJSRRE1543434999 | Transition Incentive Program | TEANECK | 7666 | 7 | 5.04 | Residential | Yes | Behind the Meter | Net-metered residential rooftop and canopy |  | None | Vivint Solar Developer, LLC | PSE&G | Accepted | 2019-11-26 | 2019-11-26 | 2021-10-30 | Solar Edge | SE3800H-US000BNC4 | Inverters | 3800 |  | 1 |  |  | 0.992 |  | Outdoor | Near the utility meter
NJSTRE1545387356 | NJSRRE1543434999 | Transition Incentive Program | TEANECK | 7666 | 7 | 5.04 | Residential | Yes | Behind the Meter | Net-metered residential rooftop and canopy |  | None | Vivint Solar Developer, LLC | PSE&G | Accepted | 2019-11-26 | 2019-11-26 | 2021-10-30 | Hanwha | Q.PEAK BLK-G5 315 | Solar Panels |  | 0.315 | 9 | 112 | 33 |  | Fixed | Roof
NJSTRE1545387356 | NJSRRE1543434999 | Transition Incentive Program | TEANECK | 7666 | 7 | 5.04 | Residential | Yes | Behind the Meter | Net-metered residential rooftop and canopy |  | None | Vivint Solar Developer, LLC | PSE&G | Accepted | 2019-11-26 | 2019-11-26 | 2021-10-30 | Hanwha | Q.PEAK BLK-G5 315 | Solar Panels |  | 0.315 | 3 | 22 | 32 |  | Fixed | Roof
NJSTRE1545387356 | NJSRRE1543434999 | Transition Incentive Program | TEANECK | 7666 | 7 | 5.04 | Residential | Yes | Behind the Meter | Net-metered residential rooftop and canopy |  | None | Vivint Solar Developer, LLC | PSE&G | Accepted | 2019-11-26 | 2019-11-26 | 2021-10-30 | Hanwha | Q.PEAK BLK-G5 315 | Solar Panels |  | 0.315 | 4 | 292 | 33 |  | Fixed | Roof
NJSTRE1545387359 | NJSRRE1543474180 | Transition Incentive Program | Washington Township | 8012 | 14 | 6.51 | Residential | Yes | Behind the Meter | Behind the Meter |  | None | Orbit Energy & Power, LLC | AC Electric | Eligible for TI Program | 2019-12-03 | 2019-12-05 | 2021-10-30 | ENPHASE | IQ7-60-2-US | Inverters | 0.24 |  | 21 |  |  | 0.99 |  | Outside | ROOF
NJSTRE1545387359 | NJSRRE1543474180 | Transition Incentive Program | Washington Township | 8012 | 14 | 6.51 | Residential | Yes | Behind the Meter | Behind the Meter |  | None | Orbit Energy & Power, LLC | AC Electric | Eligible for TI Program | 2019-12-03 | 2019-12-05 | 2021-10-30 | TRINA SOLAR | TSM-DD05A.08 (II) 310W | Solar Panels |  | 0.31 | 21 | 192 | 20 |  | Fixed | Roof
NJSTRE1545387361 | NJSRRE1543651810 | Transition Incentive Program | Sicklerville | 8081 | 14 | 24.05 | Residential | No | Behind the Meter | Behind the Meter |  | None | Sunny Corp | AC Electric | Eligible for TI Program | 2019-12-23 | 2019-12-27 | 2021-10-30 | ENPHASE | IQ7X | Inverters | 1.37 |  | 74 |  |  | 0.1 |  | Outdoor | ON ROOF
NJSTRE1545387361 | NJSRRE1543651810 | Transition Incentive Program | Sicklerville | 8081 | 14 | 24.05 | Residential | No | Behind the Meter | Behind the Meter |  | None | Sunny Corp | AC Electric | Eligible for TI Program | 2019-12-23 | 2019-12-27 | 2021-10-30 | Panasonic | VBHN325KA03 | Solar Panels |  | 0.325 | 8 | 298 | 44 |  | Fixed | Roof
NJSTRE1545387361 | NJSRRE1543651810 | Transition Incentive Program | Sicklerville | 8081 | 14 | 24.05 | Residential | No | Behind the Meter | Behind the Meter |  | None | Sunny Corp | AC Electric | Eligible for TI Program | 2019-12-23 | 2019-12-27 | 2021-10-30 | PANASONIC | VBHN325KA03 | Solar Panels |  | 0.325 | 4 | 118 | 34 |  | Fixed | Roof
NJSTRE1545387361 | NJSRRE1543651810 | Transition Incentive Program | Sicklerville | 8081 | 14 | 24.05 | Residential | No | Behind the Meter | Behind the Meter |  | None | Sunny Corp | AC Electric | Eligible for TI Program | 2019-12-23 | 2019-12-27 | 2021-10-30 | Panasonic | VBHN325KA03 | Solar Panels |  | 0.325 | 10 | 118 | 44 |  | Fixed | Roof
NJSTRE1545387361 | NJSRRE1543651810 | Transition Incentive Program | Sicklerville | 8081 | 14 | 24.05 | Residential | No | Behind the Meter | Behind the Meter |  | None | Sunny Corp | AC Electric | Eligible for TI Program | 2019-12-23 | 2019-12-27 | 2021-10-30 | PANASONIC | VBHN325KA03 | Solar Panels |  | 0.325 | 22 | 28 | 32 |  | Fixed | Roof
NJSTRE1545387361 | NJSRRE1543651810 | Transition Incentive Program | Sicklerville | 8081 | 14 | 24.05 | Residential | No | Behind the Meter | Behind the Meter |  | None | Sunny Corp | AC Electric | Eligible for TI Program | 2019-12-23 | 2019-12-27 | 2021-10-30 | PANASONIC | VBHN325KA03 | Solar Panels |  | 0.325 | 4 | 118 | 44 |  | Fixed | Roof
NJSTRE1545387361 | NJSRRE1543651810 | Transition Incentive Program | Sicklerville | 8081 | 14 | 24.05 | Residential | No | Behind the Meter | Behind the Meter |  | None | Sunny Corp | AC Electric | Eligible for TI Program | 2019-12-23 | 2019-12-27 | 2021-10-30 | PANASONIC | VBHN325KA03 | Solar Panels |  | 0.325 | 4 | 118 | 34 |  | Fixed | Roof
NJSTRE1545387361 | NJSRRE1543651810 | Transition Incentive Program | Sicklerville | 8081 | 14 | 24.05 | Residential | No | Behind the Meter | Behind the Meter |  | None | Sunny Corp | AC Electric | Eligible for TI Program | 2019-12-23 | 2019-12-27 | 2021-10-30 | PANASONIC | VBHN325KA03 | Solar Panels |  | 0.325 | 4 | 298 | 44 |  | Fixed | Roof
NJSTRE1545387361 | NJSRRE1543651810 | Transition Incentive Program | Sicklerville | 8081 | 14 | 24.05 | Residential | No | Behind the Meter | Behind the Meter |  | None | Sunny Corp | AC Electric | Eligible for TI Program | 2019-12-23 | 2019-12-27 | 2021-10-30 | Panasonic | VBHN325KA03 | Solar Panels |  | 0.325 | 18 | 208 | 34 |  | Fixed | Roof
NJSTRE1545387363 | NJSRRE1543477656 | Transition Incentive Program | NEPTUNE | 7753 | 17 | 9.77 | Residential | Yes | Behind the Meter | Net-metered residential rooftop and canopy |  | None | Vivint Solar Developer, LLC | JCP&L | Accepted | 2019-12-04 | 2019-12-06 | 2021-10-30 | Solar Edge | SE7600H-US | Inverters | 7600 |  | 1 |  |  | 0.992 |  | Outdoor | Near the utility meter
NJSTRE1545387363 | NJSRRE1543477656 | Transition Incentive Program | NEPTUNE | 7753 | 17 | 9.77 | Residential | Yes | Behind the Meter | Net-metered residential rooftop and canopy |  | None | Vivint Solar Developer, LLC | JCP&L | Accepted | 2019-12-04 | 2019-12-06 | 2021-10-30 | Hanwha | Q.PEAK BLK-G5 315 | Solar Panels |  | 0.315 | 15 | 29 | 21 |  | Fixed | Roof
NJSTRE1545387363 | NJSRRE1543477656 | Transition Incentive Program | NEPTUNE | 7753 | 17 | 9.77 | Residential | Yes | Behind the Meter | Net-metered residential rooftop and canopy |  | None | Vivint Solar Developer, LLC | JCP&L | Accepted | 2019-12-04 | 2019-12-06 | 2021-10-30 | Hanwha | Q.PEAK BLK-G5 315 | Solar Panels |  | 0.315 | 16 | 209 | 21 |  | Fixed | Roof
NJSTRE1545387364 | NJSRRE1544431439 | Transition Incentive Program | JERSEY CITY | 7305 | 8 | 5.89 | Residential | No | Behind the Meter | Behind the Meter |  | None | Sunrun Installation Services, Inc. | PSE&G | Eligible for TI Program | 2020-02-11 | 2020-03-06 | 2021-10-30 | Delta Electronics | M5-TL-US | Inverters | 4800 |  | 1 |  |  | 0.96 |  | Outdoor | Next To Meter
NJSTRE1545387364 | NJSRRE1544431439 | Transition Incentive Program | JERSEY CITY | 7305 | 8 | 5.89 | Residential | No | Behind the Meter | Behind the Meter |  | None | Sunrun Installation Services, Inc. | PSE&G | Eligible for TI Program | 2020-02-11 | 2020-03-06 | 2021-10-30 | REC Solar | REC310TP2M | Solar Panels |  | 0.31 | 19 | 221 | 10 |  | Fixed | Roof
NJSTRE1545387368 | NJSRRE1543827337 | Transition Incentive Program | Roselle | 7203 | 10 | 6.08 | Residential | Yes | Behind the Meter | Behind the Meter |  | None | Sunrun Installation Services, Inc. | PSE&G | Eligible for TI Program | 2019-12-30 | 2020-01-03 | 2021-10-30 | Delta Electronics | M5-TL-US | Inverters | 4800 |  | 1 |  |  | 0.96 |  | Outdoor | Next To Meter
NJSTRE1545387368 | NJSRRE1543827337 | Transition Incentive Program | Roselle | 7203 | 10 | 6.08 | Residential | Yes | Behind the Meter | Behind the Meter |  | None | Sunrun Installation Services, Inc. | PSE&G | Eligible for TI Program | 2019-12-30 | 2020-01-03 | 2021-10-30 | Hanwha Q-Cells | Q.PEAK DUO-G7 320 | Solar Panels |  | 0.32 | 19 | 170 | 34 |  | Fixed | Roof
NJSTRE1545387371 | NJSRRE1544472595 | Transition Incentive Program | South Brunswick Township | 8852 | 11 | 8.71 | Residential | No | Behind the Meter | Net-metered residential rooftop and canopy |  | None | SunnyMac LLC | PSE&G | Accepted | 2020-02-19 | 2020-02-21 | 2021-10-30 | Enphase | IQ7XS-96-ACM-US | Inverters | 0.315 |  | 26 |  |  | 0.99 |  | Outdoor | roof
NJSTRE1545387371 | NJSRRE1544472595 | Transition Incentive Program | South Brunswick Township | 8852 | 11 | 8.71 | Residential | No | Behind the Meter | Net-metered residential rooftop and canopy |  | None | SunnyMac LLC | PSE&G | Accepted | 2020-02-19 | 2020-02-21 | 2021-10-30 | SunPower | SPR-X21-335 | Solar Panels |  | 0.335 | 3 | 244 | 28 |  | Fixed | Roof
NJSTRE1545387371 | NJSRRE1544472595 | Transition Incentive Program | South Brunswick Township | 8852 | 11 | 8.71 | Residential | No | Behind the Meter | Net-metered residential rooftop and canopy |  | None | SunnyMac LLC | PSE&G | Accepted | 2020-02-19 | 2020-02-21 | 2021-10-30 | SunPower | SPR-X21-335 | Solar Panels |  | 0.335 | 9 | 244 | 34 |  | Fixed | Roof
NJSTRE1545387371 | NJSRRE1544472595 | Transition Incentive Program | South Brunswick Township | 8852 | 11 | 8.71 | Residential | No | Behind the Meter | Net-metered residential rooftop and canopy |  | None | SunnyMac LLC | PSE&G | Accepted | 2020-02-19 | 2020-02-21 | 2021-10-30 | SunPower | SPR-X21-335 | Solar Panels |  | 0.335 | 10 | 154 | 34 |  | Fixed | Roof
NJSTRE1545387371 | NJSRRE1544472595 | Transition Incentive Program | South Brunswick Township | 8852 | 11 | 8.71 | Residential | No | Behind the Meter | Net-metered residential rooftop and canopy |  | None | SunnyMac LLC | PSE&G | Accepted | 2020-02-19 | 2020-02-21 | 2021-10-30 | SunPower | SPR-X21-335 | Solar Panels |  | 0.335 | 2 | 244 | 34 |  | Fixed | Roof
NJSTRE1545387371 | NJSRRE1544472595 | Transition Incentive Program | South Brunswick Township | 8852 | 11 | 8.71 | Residential | No | Behind the Meter | Net-metered residential rooftop and canopy |  | None | SunnyMac LLC | PSE&G | Accepted | 2020-02-19 | 2020-02-21 | 2021-10-30 | SunPower | SPR-X21-335 | Solar Panels |  | 0.335 | 2 | 334 | 34 |  | Fixed | Roof
NJSTRE1545387374 | NJSRRE1544201303 | Transition Incentive Program | Keyport | 7735 | 17 | 6.3 | Residential | Yes | Behind the Meter | Net-metered residential rooftop and canopy |  | None | Vivint Solar Developer, LLC | JCP&L | Accepted | 2020-01-21 | 2020-01-27 | 2021-10-30 | SOLAREDGE | SE7600H-US | Inverters | 7600 |  | 1 |  |  | 0.992 |  | Outdoor | Near the Utility Meter
NJSTRE1545387374 | NJSRRE1544201303 | Transition Incentive Program | Keyport | 7735 | 17 | 6.3 | Residential | Yes | Behind the Meter | Net-metered residential rooftop and canopy |  | None | Vivint Solar Developer, LLC | JCP&L | Accepted | 2020-01-21 | 2020-01-27 | 2021-10-30 | HANWHA SOLAR | Q.PEAK BLK-G5 315 | Solar Panels |  | 0.315 | 10 | 166 | 31 |  | Fixed | Roof
NJSTRE1545387374 | NJSRRE1544201303 | Transition Incentive Program | Keyport | 7735 | 17 | 6.3 | Residential | Yes | Behind the Meter | Net-metered residential rooftop and canopy |  | None | Vivint Solar Developer, LLC | JCP&L | Accepted | 2020-01-21 | 2020-01-27 | 2021-10-30 | HANWHA SOLAR | Q.PEAK BLK-G5 315 | Solar Panels |  | 0.315 | 10 | 346 | 31 |  | Fixed | Roof
NJSTRE1545387376 | NJSRRE1544465788 | Transition Incentive Program | TOMS RIVER | 8753 | 18 | 2.56 | Residential | Yes | Behind the Meter | Net-metered residential rooftop and canopy |  | None | Vivint Solar Developer, LLC | JCP&L | Accepted | 2020-02-17 | 2020-02-19 | 2021-10-30 | SolarEdge | SE3800H-US | Inverters | 3800 |  | 1 |  |  | 0.992 |  | Outdoor | Near the utility meter
NJSTRE1545387376 | NJSRRE1544465788 | Transition Incentive Program | TOMS RIVER | 8753 | 18 | 2.56 | Residential | Yes | Behind the Meter | Net-metered residential rooftop and canopy |  | None | Vivint Solar Developer, LLC | JCP&L | Accepted | 2020-02-17 | 2020-02-19 | 2021-10-30 | Jinko Solar | JKM320M-60HBL | Solar Panels |  | 0.32 | 6 | 4 | 23 |  | Fixed | Roof
NJSTRE1545387376 | NJSRRE1544465788 | Transition Incentive Program | TOMS RIVER | 8753 | 18 | 2.56 | Residential | Yes | Behind the Meter | Net-metered residential rooftop and canopy |  | None | Vivint Solar Developer, LLC | JCP&L | Accepted | 2020-02-17 | 2020-02-19 | 2021-10-30 | Jinko Solar | JKM320M-60HBL | Solar Panels |  | 0.32 | 2 | 184 | 24 |  | Fixed | Roof
NJSTRE1545387379 | NJSRRE1543672193 | Transition Incentive Program | FIELDSBORO | 8505 | 13 | 8.82 | Residential | No | Behind the Meter | Net-metered residential rooftop and canopy |  | None | Vivint Solar Developer, LLC | PSE&G | Accepted | 2019-12-26 | 2019-12-30 | 2021-10-30 | Solar Edge | SE7600H-US | Inverters | 7600 |  | 1 |  |  | 0.992 |  | Outdoor | Near the utility meter
NJSTRE1545387379 | NJSRRE1543672193 | Transition Incentive Program | FIELDSBORO | 8505 | 13 | 8.82 | Residential | No | Behind the Meter | Net-metered residential rooftop and canopy |  | None | Vivint Solar Developer, LLC | PSE&G | Accepted | 2019-12-26 | 2019-12-30 | 2021-10-30 | Hanwha Solar | Q.PEAK BLK-G5 315 | Solar Panels |  | 0.315 | 12 | 137 | 14 |  | Fixed | Roof
NJSTRE1545387379 | NJSRRE1543672193 | Transition Incentive Program | FIELDSBORO | 8505 | 13 | 8.82 | Residential | No | Behind the Meter | Net-metered residential rooftop and canopy |  | None | Vivint Solar Developer, LLC | PSE&G | Accepted | 2019-12-26 | 2019-12-30 | 2021-10-30 | Hanwha Solar | Q.PEAK BLK-G5 315 | Solar Panels |  | 0.315 | 16 | 317 | 14 |  | Fixed | Roof
NJSTRE1545387380 | NJSRRE1544165362 | Transition Incentive Program | Hamilton Township | 8610 | 12 | 7.26 | Residential | No | Behind the Meter | Behind the Meter |  | None | Sunrun Installation Services, Inc. | PSE&G | Eligible for TI Program | 2020-01-14 | 2020-01-20 | 2021-10-30 | Delta Electronics | M6-TL-US | Inverters | 5760 |  | 1 |  |  | 0.96 |  | Outdoor | Next To Meter
NJSTRE1545387380 | NJSRRE1544165362 | Transition Incentive Program | Hamilton Township | 8610 | 12 | 7.26 | Residential | No | Behind the Meter | Behind the Meter |  | None | Sunrun Installation Services, Inc. | PSE&G | Eligible for TI Program | 2020-01-14 | 2020-01-20 | 2021-10-30 | LG Electronics | LG330N1C-A5 | Solar Panels |  | 0.33 | 22 | 185 | 18 |  | Fixed | Roof
NJSTRE1545387381 | NJSRRE1544185790 | Transition Incentive Program | Paterson | 7504 | 6 | 8.68 | Residential | Yes | Behind the Meter | Behind the Meter |  | None | Sunrun Installation Services, Inc. | PSE&G | Eligible for TI Program | 2020-01-16 | 2020-01-22 | 2021-10-30 | Delta Electronics | M8-TL-US | Inverters | 7680 |  | 1 |  |  | 0.96 |  | Outdoor | Next To Meter
NJSTRE1545387381 | NJSRRE1544185790 | Transition Incentive Program | Paterson | 7504 | 6 | 8.68 | Residential | Yes | Behind the Meter | Behind the Meter |  | None | Sunrun Installation Services, Inc. | PSE&G | Eligible for TI Program | 2020-01-16 | 2020-01-22 | 2021-10-30 | REC Solar | REC310TP2M | Solar Panels |  | 0.31 | 7 | 278 | 30 |  | Fixed | Roof
NJSTRE1545387381 | NJSRRE1544185790 | Transition Incentive Program | Paterson | 7504 | 6 | 8.68 | Residential | Yes | Behind the Meter | Behind the Meter |  | None | Sunrun Installation Services, Inc. | PSE&G | Eligible for TI Program | 2020-01-16 | 2020-01-22 | 2021-10-30 | REC Solar | REC310TP2M | Solar Panels |  | 0.31 | 21 | 98 | 30 |  | Fixed | Roof
NJSTRE1545387382 | NJSRRE1544331654 | Transition Incentive Program | Bloomfield | 7003 | 9 | 4.03 | Residential | No | Behind the Meter | Behind the Meter |  | None | Sunrun Installation Services, Inc. | PSE&G | Eligible for TI Program | 2020-01-29 | 2020-02-03 | 2021-10-30 | Delta Electronics | M4-TL-US | Inverters | 3840 |  | 1 |  |  | 0.96 |  | Outdoor | Next To Meter
NJSTRE1545387382 | NJSRRE1544331654 | Transition Incentive Program | Bloomfield | 7003 | 9 | 4.03 | Residential | No | Behind the Meter | Behind the Meter |  | None | Sunrun Installation Services, Inc. | PSE&G | Eligible for TI Program | 2020-01-29 | 2020-02-03 | 2021-10-30 | REC Solar | REC310TP2M | Solar Panels |  | 0.31 | 13 | 221 | 23 |  | Fixed | Roof
NJSTRE1545387386 | NJSRRE1544441316 | Transition Incentive Program | Morganville | 7751 | 17 | 8.85 | Residential | Yes | Behind the Meter | Net-metered residential rooftop and canopy |  | None | Bright Planet Solar | JCP&L | Accepted | 2020-02-12 | 2020-02-17 | 2021-10-30 | SOLAR EDGE | SE7600H-USRGM | Inverters | 7600 |  | 1 |  |  | 0.98 |  | Outdoor | OUTSIDE
NJSTRE1545387386 | NJSRRE1544441316 | Transition Incentive Program | Morganville | 7751 | 17 | 8.85 | Residential | Yes | Behind the Meter | Net-metered residential rooftop and canopy |  | None | Bright Planet Solar | JCP&L | Accepted | 2020-02-12 | 2020-02-17 | 2021-10-30 | TRINA SOLAR | TSM-DD05A.05(II) 295W | Solar Panels |  | 0.295 | 12 | 22 | 191 |  | Fixed | Roof
NJSTRE1545387386 | NJSRRE1544441316 | Transition Incentive Program | Morganville | 7751 | 17 | 8.85 | Residential | Yes | Behind the Meter | Net-metered residential rooftop and canopy |  | None | Bright Planet Solar | JCP&L | Accepted | 2020-02-12 | 2020-02-17 | 2021-10-30 | TRINA SOLAR | TSM-DD05A.05(II) 295W | Solar Panels |  | 0.295 | 11 | 191 | 22 |  | Fixed | Roof
NJSTRE1545387386 | NJSRRE1544441316 | Transition Incentive Program | Morganville | 7751 | 17 | 8.85 | Residential | Yes | Behind the Meter | Net-metered residential rooftop and canopy |  | None | Bright Planet Solar | JCP&L | Accepted | 2020-02-12 | 2020-02-17 | 2021-10-30 | TRINA SOLAR | TSM-DD05A.05(II) 295W | Solar Panels |  | 0.295 | 7 | 191 | 22 |  | Fixed | Roof
NJSTRE1545387387 | NJSRRE1544334785 | Transition Incentive Program | Perth Amboy | 8861 | 11 | 6.4 | Residential | Yes | Behind the Meter | Net-metered residential rooftop and canopy |  | None | All Season Solar | PSE&G | Accepted | 2020-01-30 | 2020-02-04 | 2021-10-30 | Enphase | IQ7 | Inverters | 240 |  | 20 |  |  | 0.97 |  | Outdoor | Under Module
NJSTRE1545387387 | NJSRRE1544334785 | Transition Incentive Program | Perth Amboy | 8861 | 11 | 6.4 | Residential | Yes | Behind the Meter | Net-metered residential rooftop and canopy |  | None | All Season Solar | PSE&G | Accepted | 2020-01-30 | 2020-02-04 | 2021-10-30 | Trina | TSMDD06M05II | Solar Panels |  | 0.32 | 20 | 215 | 44 |  | Fixed | Roof
NJSTRE1545387388 | NJSRRE1543456383 | Transition Incentive Program | Ventnor City | 8406 | 19 | 5.04 | Residential | Yes | Behind the Meter | Net-metered residential rooftop and canopy |  | None | Suntuity Solar LLC | AC Electric | Accepted | 2019-11-28 | 2019-12-03 | 2021-10-30 | Enphase Energy | IQ7-60-2-US | Inverters | 240 |  | 16 |  |  | 0.97 |  | Outdoor | Behind the PV Modules
NJSTRE1545387388 | NJSRRE1543456383 | Transition Incentive Program | Ventnor City | 8406 | 19 | 5.04 | Residential | Yes | Behind the Meter | Net-metered residential rooftop and canopy |  | None | Suntuity Solar LLC | AC Electric | Accepted | 2019-11-28 | 2019-12-03 | 2021-10-30 | Yingli Green Energy | YL315D-30b | Solar Panels |  | 0.315 | 2 | 148 | 33 |  | Fixed | Roof
NJSTRE1545387388 | NJSRRE1543456383 | Transition Incentive Program | Ventnor City | 8406 | 19 | 5.04 | Residential | Yes | Behind the Meter | Net-metered residential rooftop and canopy |  | None | Suntuity Solar LLC | AC Electric | Accepted | 2019-11-28 | 2019-12-03 | 2021-10-30 | Yingli Green Energy | YL315D-30b | Solar Panels |  | 0.315 | 2 | 58 | 23 |  | Fixed | Roof
NJSTRE1545387388 | NJSRRE1543456383 | Transition Incentive Program | Ventnor City | 8406 | 19 | 5.04 | Residential | Yes | Behind the Meter | Net-metered residential rooftop and canopy |  | None | Suntuity Solar LLC | AC Electric | Accepted | 2019-11-28 | 2019-12-03 | 2021-10-30 | Yingli Green Energy | YL315D-30b | Solar Panels |  | 0.315 | 2 | 238 | 23 |  | Fixed | Roof
NJSTRE1545387388 | NJSRRE1543456383 | Transition Incentive Program | Ventnor City | 8406 | 19 | 5.04 | Residential | Yes | Behind the Meter | Net-metered residential rooftop and canopy |  | None | Suntuity Solar LLC | AC Electric | Accepted | 2019-11-28 | 2019-12-03 | 2021-10-30 | Yingli Green Energy | YL315D-30b | Solar Panels |  | 0.315 | 2 | 158 | 36 |  | Fixed | Roof
NJSTRE1545387388 | NJSRRE1543456383 | Transition Incentive Program | Ventnor City | 8406 | 19 | 5.04 | Residential | Yes | Behind the Meter | Net-metered residential rooftop and canopy |  | None | Suntuity Solar LLC | AC Electric | Accepted | 2019-11-28 | 2019-12-03 | 2021-10-30 | Yingli Green Energy | YL315D-30b | Solar Panels |  | 0.315 | 2 | 268 | 33 |  | Fixed | Roof
NJSTRE1545387388 | NJSRRE1543456383 | Transition Incentive Program | Ventnor City | 8406 | 19 | 5.04 | Residential | Yes | Behind the Meter | Net-metered residential rooftop and canopy |  | None | Suntuity Solar LLC | AC Electric | Accepted | 2019-11-28 | 2019-12-03 | 2021-10-30 | Yingli Green Energy | YL315D-30b | Solar Panels |  | 0.315 | 2 | 148 | 33 |  | Fixed | Roof
NJSTRE1545387388 | NJSRRE1543456383 | Transition Incentive Program | Ventnor City | 8406 | 19 | 5.04 | Residential | Yes | Behind the Meter | Net-metered residential rooftop and canopy |  | None | Suntuity Solar LLC | AC Electric | Accepted | 2019-11-28 | 2019-12-03 | 2021-10-30 | Yingli Green Energy | YL315D-30b | Solar Panels |  | 0.315 | 2 | 58 | 22 |  | Fixed | Roof
NJSTRE1545387388 | NJSRRE1543456383 | Transition Incentive Program | Ventnor City | 8406 | 19 | 5.04 | Residential | Yes | Behind the Meter | Net-metered residential rooftop and canopy |  | None | Suntuity Solar LLC | AC Electric | Accepted | 2019-11-28 | 2019-12-03 | 2021-10-30 | Yingli Green Energy | YL315D-30b | Solar Panels |  | 0.315 | 2 | 328 | 33 |  | Fixed | Roof
NJSTRE1545387391 | NJSRRE1544191639 | Transition Incentive Program | Perth Amboy | 8861 | 11 | 8.75 | Residential | Yes | Behind the Meter | Net-metered residential rooftop and canopy |  | None | Pro Custom Solar dba Momentum Solar | PSE&G | Accepted | 2020-01-17 | 2020-01-22 | 2021-10-30 | ENPHASE ENERGY | IQ7PLUS-72-2-US | Inverters | 295 |  | 25 |  |  | 0.97 |  | Outdoor | ROOF
NJSTRE1545387391 | NJSRRE1544191639 | Transition Incentive Program | Perth Amboy | 8861 | 11 | 8.75 | Residential | Yes | Behind the Meter | Net-metered residential rooftop and canopy |  | None | Pro Custom Solar dba Momentum Solar | PSE&G | Accepted | 2020-01-17 | 2020-01-22 | 2021-10-30 | LG ELECTRONICS | LG 350N1C-V5 | Solar Panels |  | 0.35 | 9 | 308 | 20 |  | Fixed | Roof
NJSTRE1545387391 | NJSRRE1544191639 | Transition Incentive Program | Perth Amboy | 8861 | 11 | 8.75 | Residential | Yes | Behind the Meter | Net-metered residential rooftop and canopy |  | None | Pro Custom Solar dba Momentum Solar | PSE&G | Accepted | 2020-01-17 | 2020-01-22 | 2021-10-30 | LG ELECTRONICS | LG 350N1C-V5 | Solar Panels |  | 0.35 | 16 | 128 | 39 |  | Fixed | Roof
NJSTRE1545387392 | NJSRRE1544343776 | Transition Incentive Program | Mount Holly | 8060 | 13 | 5.12 | Residential | Yes | Behind the Meter | Behind the Meter |  | None | Skyline Solar, LLC | PSE&G | Eligible for TI Program | 2020-01-31 | 2020-02-05 | 2021-10-30 | SolarEdge | SE3800H-US | Inverters | 3800 |  | 1 |  |  | 0.99 |  | Outside | within ten feet of meter
NJSTRE1545387392 | NJSRRE1544343776 | Transition Incentive Program | Mount Holly | 8060 | 13 | 5.12 | Residential | Yes | Behind the Meter | Behind the Meter |  | None | Skyline Solar, LLC | PSE&G | Eligible for TI Program | 2020-01-31 | 2020-02-05 | 2021-10-30 | Hanwha Q-Cells | Q.PEAK DUO-G5 320 | Solar Panels |  | 0.32 | 16 | 195,15 | 20 |  | Fixed | Roof
NJSTRE1545387393 | NJSRRE1543821191 | Transition Incentive Program | Lakewood | 8701 | 18 | 13.64 | Residential | No | Behind the Meter | Net-metered residential rooftop and canopy |  | None | Powerlutions | JCP&L | Accepted | 2019-12-26 | 2019-12-31 | 2021-10-30 | Enphse | IQ7-60-2-US | Inverters | 240 |  | 44 |  |  | 0.99 |  | Outdoor | near meter
NJSTRE1545387393 | NJSRRE1543821191 | Transition Incentive Program | Lakewood | 8701 | 18 | 13.64 | Residential | No | Behind the Meter | Net-metered residential rooftop and canopy |  | None | Powerlutions | JCP&L | Accepted | 2019-12-26 | 2019-12-31 | 2021-10-30 | Trina | TSM-310 DD05A | Solar Panels |  | 0.31 | 6 | 117 | 40 |  | Fixed | Roof
NJSTRE1545387393 | NJSRRE1543821191 | Transition Incentive Program | Lakewood | 8701 | 18 | 13.64 | Residential | No | Behind the Meter | Net-metered residential rooftop and canopy |  | None | Powerlutions | JCP&L | Accepted | 2019-12-26 | 2019-12-31 | 2021-10-30 | Trina | TSM-310 DD05A | Solar Panels |  | 0.31 | 24 | 117 | 40 |  | Fixed | Roof
NJSTRE1545387393 | NJSRRE1543821191 | Transition Incentive Program | Lakewood | 8701 | 18 | 13.64 | Residential | No | Behind the Meter | Net-metered residential rooftop and canopy |  | None | Powerlutions | JCP&L | Accepted | 2019-12-26 | 2019-12-31 | 2021-10-30 | Trina | TSM-310 DD05A | Solar Panels |  | 0.31 | 14 | 297 | 18 |  | Fixed | Roof
NJSTRE1545387394 | NJSRRE1544442710 | Transition Incentive Program | Sewell | 8080 | 15 | 11.06 | Residential | Yes | Behind the Meter | Net-metered residential rooftop and canopy |  | None | Vision Solar LLC | AC Electric | Accepted | 2020-02-13 | 2020-02-18 | 2021-10-30 | enphase | iq7-60-2-us | Inverters | 0.25 |  | 33 |  |  | 0.96 |  | Other | behind panels
NJSTRE1545387394 | NJSRRE1544442710 | Transition Incentive Program | Sewell | 8080 | 15 | 11.06 | Residential | Yes | Behind the Meter | Net-metered residential rooftop and canopy |  | None | Vision Solar LLC | AC Electric | Accepted | 2020-02-13 | 2020-02-18 | 2021-10-30 | lg solar | lg335n1k-v5 | Solar Panels |  | 0.335 | 6 | 194 | 37 |  | Fixed | Roof
NJSTRE1545387394 | NJSRRE1544442710 | Transition Incentive Program | Sewell | 8080 | 15 | 11.06 | Residential | Yes | Behind the Meter | Net-metered residential rooftop and canopy |  | None | Vision Solar LLC | AC Electric | Accepted | 2020-02-13 | 2020-02-18 | 2021-10-30 | lg solar | lg335n1k-v5 | Solar Panels |  | 0.335 | 12 | 194 | 9 |  | Fixed | Roof
NJSTRE1545387394 | NJSRRE1544442710 | Transition Incentive Program | Sewell | 8080 | 15 | 11.06 | Residential | Yes | Behind the Meter | Net-metered residential rooftop and canopy |  | None | Vision Solar LLC | AC Electric | Accepted | 2020-02-13 | 2020-02-18 | 2021-10-30 | lg solar | lg335n1k-v5 | Solar Panels |  | 0.335 | 3 | 104 | 9 |  | Fixed | Roof
NJSTRE1545387394 | NJSRRE1544442710 | Transition Incentive Program | Sewell | 8080 | 15 | 11.06 | Residential | Yes | Behind the Meter | Net-metered residential rooftop and canopy |  | None | Vision Solar LLC | AC Electric | Accepted | 2020-02-13 | 2020-02-18 | 2021-10-30 | lg solar | lg335n1k-v5 | Solar Panels |  | 0.335 | 7 | 284 | 7 |  | Fixed | Roof
NJSTRE1545387394 | NJSRRE1544442710 | Transition Incentive Program | Sewell | 8080 | 15 | 11.06 | Residential | Yes | Behind the Meter | Net-metered residential rooftop and canopy |  | None | Vision Solar LLC | AC Electric | Accepted | 2020-02-13 | 2020-02-18 | 2021-10-30 | lg solar | lg335n1k-v5 | Solar Panels |  | 0.335 | 5 | 14 | 37 |  | Fixed | Roof
NJSTRE1545387395 | NJSRRE1544000875 | Transition Incentive Program | Washington | 7882 | 2 | 6.4 | Residential | Yes | Behind the Meter | Behind the Meter |  | None | Sunrun Installation Services, Inc. | JCP&L | Eligible for TI Program | 2020-01-06 | 2020-01-09 | 2021-10-30 | Delta Electronics | M6-TL-US | Inverters | 5760 |  | 1 |  |  | 0.96 |  | Outdoor | Next To Meter
NJSTRE1545387395 | NJSRRE1544000875 | Transition Incentive Program | Washington | 7882 | 2 | 6.4 | Residential | Yes | Behind the Meter | Behind the Meter |  | None | Sunrun Installation Services, Inc. | JCP&L | Eligible for TI Program | 2020-01-06 | 2020-01-09 | 2021-10-30 | Hanwha Q-Cells | Q.PEAK DUO-G7 320 | Solar Panels |  | 0.32 | 20 | 155 | 18 |  | Fixed | Roof
NJSTRE1545387398 | NJSRRE1543473927 | Transition Incentive Program | Hasbrouck Heights | 7604 | 7 | 5.4 | Residential | No | Behind the Meter | Net-metered residential rooftop and canopy |  | None | Apex Solar Power | PSE&G | Accepted | 2019-12-03 | 2019-12-05 | 2021-10-30 | SOLAREDGE | SE5000H-US | Inverters | 5 |  | 1 |  |  | 0.98 |  | Outdoor | WITH METER
NJSTRE1545387398 | NJSRRE1543473927 | Transition Incentive Program | Hasbrouck Heights | 7604 | 7 | 5.4 | Residential | No | Behind the Meter | Net-metered residential rooftop and canopy |  | None | Apex Solar Power | PSE&G | Accepted | 2019-12-03 | 2019-12-05 | 2021-10-30 | SOLARIA | 360R-PD | Solar Panels |  | 0.36 | 6 | 305 | 34 |  | Fixed | Roof
NJSTRE1545387398 | NJSRRE1543473927 | Transition Incentive Program | Hasbrouck Heights | 7604 | 7 | 5.4 | Residential | No | Behind the Meter | Net-metered residential rooftop and canopy |  | None | Apex Solar Power | PSE&G | Accepted | 2019-12-03 | 2019-12-05 | 2021-10-30 | SOLARIA | 360R-PD | Solar Panels |  | 0.36 | 6 | 125 | 34 |  | Fixed | Roof
NJSTRE1545387398 | NJSRRE1543473927 | Transition Incentive Program | Hasbrouck Heights | 7604 | 7 | 5.4 | Residential | No | Behind the Meter | Net-metered residential rooftop and canopy |  | None | Apex Solar Power | PSE&G | Accepted | 2019-12-03 | 2019-12-05 | 2021-10-30 | SOLARIA | 360R-PD | Solar Panels |  | 0.36 | 3 | 215 | 34 |  | Fixed | Roof
NJSTRE1545387401 | NJSRRE1543443412 | Transition Incentive Program | HACKETTSTOWN | 7840 | 2 | 4.1 | Residential | Yes | Behind the Meter | Net-metered residential rooftop and canopy |  | None | Vivint Solar Developer, LLC | JCP&L | Accepted | 2019-11-26 | 2019-11-27 | 2021-10-30 | SOLAREDGE | SE3800H-US | Inverters | 3800 |  | 1 |  |  | 0.992 |  | Outdoor | Near the Utility Meter
NJSTRE1545387401 | NJSRRE1543443412 | Transition Incentive Program | HACKETTSTOWN | 7840 | 2 | 4.1 | Residential | Yes | Behind the Meter | Net-metered residential rooftop and canopy |  | None | Vivint Solar Developer, LLC | JCP&L | Accepted | 2019-11-26 | 2019-11-27 | 2021-10-30 | HANWHA SOLAR | Q.PEAK BLK-G5 315 | Solar Panels |  | 0.315 | 13 | 121 | 34 |  | Fixed | Roof
NJSTRE1545387402 | NJSRRE1543853029 | Transition Incentive Program | Irvington Town | 7111 | 9 | 4.16 | Residential | Yes | Behind the Meter | Behind the Meter |  | None | Posigen NJ LLC | PSE&G | Eligible for TI Program | 2020-01-02 | 2020-01-06 | 2021-10-30 | SolarEdge | SE3800H-US | Inverters | 3800 |  | 1 |  |  | 0.99 |  | Outside | within ten feet of meter
NJSTRE1545387402 | NJSRRE1543853029 | Transition Incentive Program | Irvington Town | 7111 | 9 | 4.16 | Residential | Yes | Behind the Meter | Behind the Meter |  | None | Posigen NJ LLC | PSE&G | Eligible for TI Program | 2020-01-02 | 2020-01-06 | 2021-10-30 | Silfab | SLA320M | Solar Panels |  | 0.32 | 13 | 216 | 33 |  | Fixed | Roof
NJSTRE1545387403 | NJSRRE1544436538 | Transition Incentive Program | Franklin Twp | 8873 | 5 | 11.9 | Commercial | No | Behind the Meter | Behind the Meter |  | None | Maier Solar Engineering dba Solar Me | PSE&G | Eligible for TI Program | 2020-02-12 | 2020-02-14 | 2021-10-30 | Solar Edge | SE9KUS | Inverters | 9000 |  | 1 |  |  | 0.97 |  | Outdoor | Next to meter
NJSTRE1545387403 | NJSRRE1544436538 | Transition Incentive Program | Franklin Twp | 8873 | 5 | 11.9 | Commercial | No | Behind the Meter | Behind the Meter |  | None | Maier Solar Engineering dba Solar Me | PSE&G | Eligible for TI Program | 2020-02-12 | 2020-02-14 | 2021-10-30 | Hyundai | HiS-350TI | Solar Panels |  | 0.35 | 27 | 234 | 17 |  | Fixed | Roof
NJSTRE1545387403 | NJSRRE1544436538 | Transition Incentive Program | Franklin Twp | 8873 | 5 | 11.9 | Commercial | No | Behind the Meter | Behind the Meter |  | None | Maier Solar Engineering dba Solar Me | PSE&G | Eligible for TI Program | 2020-02-12 | 2020-02-14 | 2021-10-30 | Hyundai | HiS-350TI | Solar Panels |  | 0.35 | 7 | 234 | 25 |  | Fixed | Roof
NJSTRE1545387404 | NJSRRE1543827042 | Transition Incentive Program | Carteret | 7008 | 11 | 7.04 | Residential | Yes | Behind the Meter | Behind the Meter |  | None | Skyline Solar, LLC | PSE&G | Eligible for TI Program | 2019-12-30 | 2020-01-03 | 2021-10-30 | SolarEdge | SE5000H-US | Inverters | 5000 |  | 1 |  |  | 0.99 |  | Outside | within ten feet of meter
NJSTRE1545387404 | NJSRRE1543827042 | Transition Incentive Program | Carteret | 7008 | 11 | 7.04 | Residential | Yes | Behind the Meter | Behind the Meter |  | None | Skyline Solar, LLC | PSE&G | Eligible for TI Program | 2019-12-30 | 2020-01-03 | 2021-10-30 | Hanwha Q-Cells | Q.PEAK DUO-G5 320 | Solar Panels |  | 0.32 | 22 | 106286 | 20 |  | Fixed | Roof
NJSTRE1545387405 | NJSRRE1543447235 | Transition Incentive Program | JERSEY CITY | 7305 | 8 | 2.35 | Residential | No | Behind the Meter | Behind the Meter |  | None | Infinity Solar Systems | PSE&G | Eligible for TI Program | 2019-11-26 | 2019-12-03 | 2021-10-30 | ENPHASE | IQ7-60-X-US | Inverters | 240 |  | 7 |  |  | 0.97 |  | Outside | MICROINVERTERS
NJSTRE1545387405 | NJSRRE1543447235 | Transition Incentive Program | JERSEY CITY | 7305 | 8 | 2.35 | Residential | No | Behind the Meter | Behind the Meter |  | None | Infinity Solar Systems | PSE&G | Eligible for TI Program | 2019-11-26 | 2019-12-03 | 2021-10-30 | LG | LG335N1K-V5 | Solar Panels |  | 0.335 | 7 | 196 | 35 |  | Fixed | Roof
NJSTRE1545387406 | NJSRRE1544436560 | Transition Incentive Program | Elizabth | 7206 | 10 | 70.07 | Residential | No | Behind the Meter | Net-metered residential rooftop and canopy |  | None | UNITED SOLAR | PSE&G | Accepted | 2020-02-12 | 2020-02-14 | 2021-10-30 | SQUARE D | H324NRB | Inverters | 208 |  | 61 |  |  | 0.94 |  | Outside | ROOF
NJSTRE1545387406 | NJSRRE1544436560 | Transition Incentive Program | Elizabth | 7206 | 10 | 70.07 | Residential | No | Behind the Meter | Net-metered residential rooftop and canopy |  | None | UNITED SOLAR | PSE&G | Accepted | 2020-02-12 | 2020-02-14 | 2021-10-30 | AXITEC | AC-385MH | Solar Panels |  | 0.385 | 182 | 270 | 0 |  | Fixed | Roof
NJSTRE1545387409 | NJSRRE1543825738 | Transition Incentive Program | Morganville | 7751 | 17 | 15.41 | Residential | No | Behind the Meter | Net-metered residential rooftop and canopy |  | None | Morgan Associates and Consulting LLC | JCP&L | Accepted | 2019-12-29 | 2020-01-03 | 2021-10-30 | LG | LG 335 | Solar Panels |  | 0.335 | 46 | 167 | 14 |  | Fixed | Roof
NJSTRE1545387410 | NJSRRE1544333312 | Transition Incentive Program | Absecon | 8201 | 19 | 24.32 | Residential | No | Behind the Meter | Net-metered residential ground mount |  | None | Castle Energy, LLC | AC Electric | Accepted | 2020-01-30 | 2020-02-03 | 2021-10-30 | Enphase Energy | IQ7-60-2-US | Inverters | 240 |  | 76 |  |  | 0.967 |  | Outdoor | under each solar panel
NJSTRE1545387410 | NJSRRE1544333312 | Transition Incentive Program | Absecon | 8201 | 19 | 24.32 | Residential | No | Behind the Meter | Net-metered residential ground mount |  | None | Castle Energy, LLC | AC Electric | Accepted | 2020-01-30 | 2020-02-03 | 2021-10-30 | Hanwha Q-Cells | Q.Peak DUO-G5 320 | Solar Panels |  | 0.32 | 76 | 180 | 25 |  | Fixed | Ground
NJSTRE1545387411 | NJSRRE1543963268 | Transition Incentive Program | Woodbine | 8270 | 21 | 6.4 | Residential | Yes | Behind the Meter | Behind the Meter |  | ACE | Sun Up Zero Down | AC Electric | Eligible for TI Program | 2020-01-06 | 2020-01-09 | 2021-10-30 | enphase | IQ7-60-2-US | Inverters | 320 |  | 20 |  |  | 0.976 |  | Outside | outside wall
NJSTRE1545387411 | NJSRRE1543963268 | Transition Incentive Program | Woodbine | 8270 | 21 | 6.4 | Residential | Yes | Behind the Meter | Behind the Meter |  | ACE | Sun Up Zero Down | AC Electric | Eligible for TI Program | 2020-01-06 | 2020-01-09 | 2021-10-30 | trina | TSM-320 DD05H.05 (II) | Solar Panels |  | 0.32 | 20 | 108 | 40 |  | Fixed | Roof
NJSTRE1545387412 | NJSRRE1544311134 | Transition Incentive Program | Elizabeth | 7202 | 10 | 5.56 | Residential | No | Behind the Meter | Net-metered residential rooftop and canopy |  | None | SunPower Corporation, Systems | PSE&G | Accepted | 2020-01-28 | 2020-01-30 | 2021-10-30 | SUNPOWER | SPR-E20-327-E-AC | Inverters | 320 |  | 17 |  |  | 0.96 |  | Other | under each panel
NJSTRE1545387412 | NJSRRE1544311134 | Transition Incentive Program | Elizabeth | 7202 | 10 | 5.56 | Residential | No | Behind the Meter | Net-metered residential rooftop and canopy |  | None | SunPower Corporation, Systems | PSE&G | Accepted | 2020-01-28 | 2020-01-30 | 2021-10-30 | SUNPOWER | SPR-E20-327-E-AC | Solar Panels |  | 0.327 | 3 | 133 | 13 |  | Fixed | Roof
NJSTRE1545387412 | NJSRRE1544311134 | Transition Incentive Program | Elizabeth | 7202 | 10 | 5.56 | Residential | No | Behind the Meter | Net-metered residential rooftop and canopy |  | None | SunPower Corporation, Systems | PSE&G | Accepted | 2020-01-28 | 2020-01-30 | 2021-10-30 | SUNPOWER | SPR-E20-327-E-AC | Solar Panels |  | 0.327 | 11 | 223 | 37 |  | Fixed | Roof
NJSTRE1545387412 | NJSRRE1544311134 | Transition Incentive Program | Elizabeth | 7202 | 10 | 5.56 | Residential | No | Behind the Meter | Net-metered residential rooftop and canopy |  | None | SunPower Corporation, Systems | PSE&G | Accepted | 2020-01-28 | 2020-01-30 | 2021-10-30 | SUNPOWER | SPR-E20-327-E-AC | Solar Panels |  | 0.327 | 3 | 43 | 37 |  | Fixed | Roof
NJSTRE1545387418 | NJSRRE1543436808 | Transition Incentive Program | BEVERLY | 8010 | 13 | 9.14 | Residential | Yes | Behind the Meter | Net-metered residential rooftop and canopy |  | None | Vivint Solar Developer, LLC | PSE&G | Accepted | 2019-11-25 | 2019-11-26 | 2021-10-30 | SOLAREDGE | SE7600H-US | Inverters | 7600 |  | 1 |  |  | 0.992 |  | Outdoor | Near the Utility Meter
NJSTRE1545387418 | NJSRRE1543436808 | Transition Incentive Program | BEVERLY | 8010 | 13 | 9.14 | Residential | Yes | Behind the Meter | Net-metered residential rooftop and canopy |  | None | Vivint Solar Developer, LLC | PSE&G | Accepted | 2019-11-25 | 2019-11-26 | 2021-10-30 | HANWHA SOLAR | Q.PEAK BLK-G5 315 | Solar Panels |  | 0.315 | 11 | 116 | 15 |  | Fixed | Roof
NJSTRE1545387418 | NJSRRE1543436808 | Transition Incentive Program | BEVERLY | 8010 | 13 | 9.14 | Residential | Yes | Behind the Meter | Net-metered residential rooftop and canopy |  | None | Vivint Solar Developer, LLC | PSE&G | Accepted | 2019-11-25 | 2019-11-26 | 2021-10-30 | HANWHA SOLAR | Q.PEAK BLK-G5 315 | Solar Panels |  | 0.315 | 14 | 206 | 16 |  | Fixed | Roof
NJSTRE1545387418 | NJSRRE1543436808 | Transition Incentive Program | BEVERLY | 8010 | 13 | 9.14 | Residential | Yes | Behind the Meter | Net-metered residential rooftop and canopy |  | None | Vivint Solar Developer, LLC | PSE&G | Accepted | 2019-11-25 | 2019-11-26 | 2021-10-30 | HANWHA SOLAR | Q.PEAK BLK-G5 315 | Solar Panels |  | 0.315 | 4 | 296 | 15 |  | Fixed | Roof
NJSTRE1545387423 | NJSRRE1544213836 | Transition Incentive Program | WOODBURY | 8096 | 15 | 4.41 | Residential | Yes | Behind the Meter | Net-metered residential rooftop and canopy |  | None | Vivint Solar Developer, LLC | PSE&G | Accepted | 2020-01-23 | 2020-01-27 | 2021-10-30 | SolarEdge | SE3800H-US | Inverters | 3800 |  | 1 |  |  | 0.992 |  | Outdoor | Near the utility meter
NJSTRE1545387423 | NJSRRE1544213836 | Transition Incentive Program | WOODBURY | 8096 | 15 | 4.41 | Residential | Yes | Behind the Meter | Net-metered residential rooftop and canopy |  | None | Vivint Solar Developer, LLC | PSE&G | Accepted | 2020-01-23 | 2020-01-27 | 2021-10-30 | Hanwha Solar | Q.PEAK BLK-G5 315 | Solar Panels |  | 0.315 | 8 | 195 | 17 |  | Fixed | Roof
NJSTRE1545387423 | NJSRRE1544213836 | Transition Incentive Program | WOODBURY | 8096 | 15 | 4.41 | Residential | Yes | Behind the Meter | Net-metered residential rooftop and canopy |  | None | Vivint Solar Developer, LLC | PSE&G | Accepted | 2020-01-23 | 2020-01-27 | 2021-10-30 | Hanwha Solar | Q.PEAK BLK-G5 315 | Solar Panels |  | 0.315 | 6 | 15 | 17 |  | Fixed | Roof
NJSTRE1545387426 | NJSRRE1543651811 | Transition Incentive Program | Howell | 7731 | 17 | 15.68 | Residential | No | Behind the Meter | Net-metered residential rooftop and canopy |  | None | Powerlutions | JCP&L | Accepted | 2019-12-23 | 2019-12-27 | 2021-10-30 | Solar Edge | SE14.4KUS | Inverters | 14.4 |  | 1 |  |  | 0.99 |  | Outdoor | near meter
NJSTRE1545387426 | NJSRRE1543651811 | Transition Incentive Program | Howell | 7731 | 17 | 15.68 | Residential | No | Behind the Meter | Net-metered residential rooftop and canopy |  | None | Powerlutions | JCP&L | Accepted | 2019-12-23 | 2019-12-27 | 2021-10-30 | Axitec | AC-320MH/120S | Solar Panels |  | 0.32 | 49 | 275 | 19 |  | Fixed | Roof
NJSTRE1545387428 | NJSRRE1543661234 | Transition Incentive Program | Newton | 7860 | 1 | 25.11 | Residential | No | Behind the Meter | Net-metered residential rooftop and canopy |  | None | 1st Light Energy Inc | JCP&L | Accepted | 2019-12-23 | 2019-12-30 | 2021-10-30 | SMA | SB 5.0-1SP-US-41 (240V) | Inverters | 20000 |  | 4 |  |  | 0.97 |  | Outside | within 10 feet of meter
NJSTRE1545387428 | NJSRRE1543661234 | Transition Incentive Program | Newton | 7860 | 1 | 25.11 | Residential | No | Behind the Meter | Net-metered residential rooftop and canopy |  | None | 1st Light Energy Inc | JCP&L | Accepted | 2019-12-23 | 2019-12-30 | 2021-10-30 | Longi | LR6-60HPB-310M | Solar Panels |  | 0.31 | 6 | 271 | 30 |  | Fixed | Roof
NJSTRE1545387428 | NJSRRE1543661234 | Transition Incentive Program | Newton | 7860 | 1 | 25.11 | Residential | No | Behind the Meter | Net-metered residential rooftop and canopy |  | None | 1st Light Energy Inc | JCP&L | Accepted | 2019-12-23 | 2019-12-30 | 2021-10-30 | Longi | LR6-60HPB-310M | Solar Panels |  | 0.31 | 10 | 90 | 51 |  | Fixed | Roof
NJSTRE1545387428 | NJSRRE1543661234 | Transition Incentive Program | Newton | 7860 | 1 | 25.11 | Residential | No | Behind the Meter | Net-metered residential rooftop and canopy |  | None | 1st Light Energy Inc | JCP&L | Accepted | 2019-12-23 | 2019-12-30 | 2021-10-30 | Longi | LR6-60HPB-310M | Solar Panels |  | 0.31 | 26 | 271 | 55 |  | Fixed | Roof
NJSTRE1545387428 | NJSRRE1543661234 | Transition Incentive Program | Newton | 7860 | 1 | 25.11 | Residential | No | Behind the Meter | Net-metered residential rooftop and canopy |  | None | 1st Light Energy Inc | JCP&L | Accepted | 2019-12-23 | 2019-12-30 | 2021-10-30 | Longi | LR6-60HPB-310M | Solar Panels |  | 0.31 | 39 | 181 | 45 |  | Fixed | Roof
NJSTRE1545387429 | NJSRRE1544465813 | Transition Incentive Program | SOMERSET | 8873 | 5 | 11.52 | Residential | Yes | Behind the Meter | Net-metered residential rooftop and canopy |  | None | Vivint Solar Developer, LLC | PSE&G | Accepted | 2020-02-17 | 2020-02-19 | 2021-10-30 | SolarEdge | SE7600H-US | Inverters | 7600 |  | 1 |  |  | 0.992 |  | Outdoor | Near the utility meter
NJSTRE1545387429 | NJSRRE1544465813 | Transition Incentive Program | SOMERSET | 8873 | 5 | 11.52 | Residential | Yes | Behind the Meter | Net-metered residential rooftop and canopy |  | None | Vivint Solar Developer, LLC | PSE&G | Accepted | 2020-02-17 | 2020-02-19 | 2021-10-30 | Jinko Solar | JKM320M-60HBL | Solar Panels |  | 0.32 | 24 | 323 | 39 |  | Fixed | Roof
NJSTRE1545387429 | NJSRRE1544465813 | Transition Incentive Program | SOMERSET | 8873 | 5 | 11.52 | Residential | Yes | Behind the Meter | Net-metered residential rooftop and canopy |  | None | Vivint Solar Developer, LLC | PSE&G | Accepted | 2020-02-17 | 2020-02-19 | 2021-10-30 | Jinko Solar | JKM320M-60HBL | Solar Panels |  | 0.32 | 12 | 143 | 13 |  | Fixed | Roof
NJSTRE1545387430 | NJSRRE1543451873 | Transition Incentive Program | Paterson City | 7502 | 6 | 7.25 | Residential | Yes | Behind the Meter | Behind the Meter |  | None | Sunrun Installation Services, Inc. | PSE&G | Eligible for TI Program | 2019-11-27 | 2019-12-03 | 2021-10-30 | Delta Electronics | M6-TL-US | Inverters | 5760 |  | 1 |  |  | 0.96 |  | Outdoor | Next To Meter
NJSTRE1545387430 | NJSRRE1543451873 | Transition Incentive Program | Paterson City | 7502 | 6 | 7.25 | Residential | Yes | Behind the Meter | Behind the Meter |  | None | Sunrun Installation Services, Inc. | PSE&G | Eligible for TI Program | 2019-11-27 | 2019-12-03 | 2021-10-30 | REC Solar | REC290TP2 BLK | Solar Panels |  | 0.29 | 16 | 139 | 37 |  | Fixed | Roof
NJSTRE1545387430 | NJSRRE1543451873 | Transition Incentive Program | Paterson City | 7502 | 6 | 7.25 | Residential | Yes | Behind the Meter | Behind the Meter |  | None | Sunrun Installation Services, Inc. | PSE&G | Eligible for TI Program | 2019-11-27 | 2019-12-03 | 2021-10-30 | REC Solar | REC290TP2 BLK | Solar Panels |  | 0.29 | 9 | 319 | 5 |  | Fixed | Roof
NJSTRE1545387431 | NJSRRE1544523931 | Transition Incentive Program | Marlboro | 7746 | 17 | 9.38 | Residential | No | Behind the Meter | Behind the Meter |  | None | Green Power Energy | JCP&L | Eligible for TI Program | 2020-02-24 | 2020-02-26 | 2021-10-30 | SolarEdge | SE7600H-US | Inverters | 7600 |  | 1 |  |  | 0.97 |  | Outside | Next to meter
NJSTRE1545387431 | NJSRRE1544523931 | Transition Incentive Program | Marlboro | 7746 | 17 | 9.38 | Residential | No | Behind the Meter | Behind the Meter |  | None | Green Power Energy | JCP&L | Eligible for TI Program | 2020-02-24 | 2020-02-26 | 2021-10-30 | Hanwha | Q.PEAK DUO BLK-G6 335 | Solar Panels |  | 0.335 | 2 | 163 | 34 |  | Fixed | Roof
NJSTRE1545387431 | NJSRRE1544523931 | Transition Incentive Program | Marlboro | 7746 | 17 | 9.38 | Residential | No | Behind the Meter | Behind the Meter |  | None | Green Power Energy | JCP&L | Eligible for TI Program | 2020-02-24 | 2020-02-26 | 2021-10-30 | Hanwha | Q.PEAK DUO BLK-G6 335 | Solar Panels |  | 0.335 | 16 | 254 | 27 |  | Fixed | Roof
NJSTRE1545387431 | NJSRRE1544523931 | Transition Incentive Program | Marlboro | 7746 | 17 | 9.38 | Residential | No | Behind the Meter | Behind the Meter |  | None | Green Power Energy | JCP&L | Eligible for TI Program | 2020-02-24 | 2020-02-26 | 2021-10-30 | Hanwha | Q.PEAK DUO BLK-G6 335 | Solar Panels |  | 0.335 | 7 | 74 | 30 |  | Fixed | Roof
NJSTRE1545387431 | NJSRRE1544523931 | Transition Incentive Program | Marlboro | 7746 | 17 | 9.38 | Residential | No | Behind the Meter | Behind the Meter |  | None | Green Power Energy | JCP&L | Eligible for TI Program | 2020-02-24 | 2020-02-26 | 2021-10-30 | Hanwha | Q.PEAK DUO BLK-G6 335 | Solar Panels |  | 0.335 | 3 | 163 | 30 |  | Fixed | Roof
NJSTRE1545387433 | NJSRRE1543434194 | Transition Incentive Program | Milford | 8848 | 4 | 13.63 | Residential | No | Behind the Meter | Behind the Meter |  | None | Sunrun Installation Services, Inc. | JCP&L | Eligible for TI Program | 2019-11-21 | 2019-11-26 | 2021-10-30 | Delta Electronics | M6-TL-US | Inverters | 5760 |  | 1 |  |  | 0.96 |  | Outdoor | Next To Meter
NJSTRE1545387433 | NJSRRE1543434194 | Transition Incentive Program | Milford | 8848 | 4 | 13.63 | Residential | No | Behind the Meter | Behind the Meter |  | None | Sunrun Installation Services, Inc. | JCP&L | Eligible for TI Program | 2019-11-21 | 2019-11-26 | 2021-10-30 | Delta Electronics | M5-TL-US | Inverters | 4800 |  | 1 |  |  | 0.96 |  | Outdoor | Next To Meter
NJSTRE1545387433 | NJSRRE1543434194 | Transition Incentive Program | Milford | 8848 | 4 | 13.63 | Residential | No | Behind the Meter | Behind the Meter |  | None | Sunrun Installation Services, Inc. | JCP&L | Eligible for TI Program | 2019-11-21 | 2019-11-26 | 2021-10-30 | REC Solar | REC290TP2 BLK | Solar Panels |  | 0.29 | 22 | 140 | 30 |  | Fixed | Roof
NJSTRE1545387433 | NJSRRE1543434194 | Transition Incentive Program | Milford | 8848 | 4 | 13.63 | Residential | No | Behind the Meter | Behind the Meter |  | None | Sunrun Installation Services, Inc. | JCP&L | Eligible for TI Program | 2019-11-21 | 2019-11-26 | 2021-10-30 | REC Solar | REC290TP2 BLK | Solar Panels |  | 0.29 | 25 | 140 | 30 |  | Fixed | Roof
NJSTRE1545387434 | NJSRRE1543556158 | Transition Incentive Program | Sea Girt | 8750 | 17 | 37.44 | Commercial | Yes | Behind the Meter | Net-metered non-residential rooftop and canopy |  | None | Safari Energy, LLC | JCP&L | Accepted | 2019-12-17 | 2020-01-07 | 2021-10-30 | SolarEdge Technologies | SE14.4kUS | Inverters | 1000 |  | 2 |  |  | 0.98 |  | Outdoor | Roof
NJSTRE1545387434 | NJSRRE1543556158 | Transition Incentive Program | Sea Girt | 8750 | 17 | 37.44 | Commercial | Yes | Behind the Meter | Net-metered non-residential rooftop and canopy |  | None | Safari Energy, LLC | JCP&L | Accepted | 2019-12-17 | 2020-01-07 | 2021-10-30 | LG Solar | LG390N2W-A5 | Solar Panels |  | 0.39 | 96 | 200 | 5 |  | Fixed | Roof
NJSTRE1545387438 | NJSRRE1544199144 | Transition Incentive Program | Camden | 8105 | 14 | 5.12 | Residential | Yes | Behind the Meter | Behind the Meter |  | None | Skyline Solar, LLC | PSE&G | Eligible for TI Program | 2020-01-20 | 2020-01-23 | 2021-10-30 | SolarEdge | SE3800H-US | Inverters | 3800 |  | 1 |  |  | 0.99 |  | Outside | within ten feet of meter
NJSTRE1545387438 | NJSRRE1544199144 | Transition Incentive Program | Camden | 8105 | 14 | 5.12 | Residential | Yes | Behind the Meter | Behind the Meter |  | None | Skyline Solar, LLC | PSE&G | Eligible for TI Program | 2020-01-20 | 2020-01-23 | 2021-10-30 | Hanwha Q-Cells | Q.PEAK DUO-G5 320 | Solar Panels |  | 0.32 | 16 | 241 | 25 |  | Fixed | Roof
NJSTRE1545387439 | NJSRRE1544172222 | Transition Incentive Program | Jersey City | 7302 | 8 | 5.49 | Residential | Yes | Behind the Meter | Behind the Meter |  | None | Complete Solar | PSE&G | Eligible for TI Program | 2020-02-07 | 2020-02-10 | 2021-10-30 | SOLAREDGE TECHNOLOGIES | SE5000H-US RGM | Inverters | 5000 |  | 1 |  |  | 0.97 |  | Outdoor | BY MSP
NJSTRE1545387439 | NJSRRE1544172222 | Transition Incentive Program | Jersey City | 7302 | 8 | 5.49 | Residential | Yes | Behind the Meter | Behind the Meter |  | None | Complete Solar | PSE&G | Eligible for TI Program | 2020-02-07 | 2020-02-10 | 2021-10-30 | LONGI SOLAR | LONGI SOLAR- LR6-60PB-305M | Solar Panels |  | 0.305 | 18 | 242.5 | 30 |  | Fixed | Roof
NJSTRE1545387440 | NJSRRE1543498256 | Transition Incentive Program | Teaneck | 7666 | 7 | 8.7 | Residential | Yes | Behind the Meter | Behind the Meter |  | None | Sunrun Installation Services, Inc. | PSE&G | Eligible for TI Program | 2019-12-06 | 2019-12-10 | 2021-10-30 | Enphase Energy | IQ7-60-x-US (240V) | Inverters | 240 |  | 30 |  |  | 0.96 |  | Outdoor | Rooftop
NJSTRE1545387440 | NJSRRE1543498256 | Transition Incentive Program | Teaneck | 7666 | 7 | 8.7 | Residential | Yes | Behind the Meter | Behind the Meter |  | None | Sunrun Installation Services, Inc. | PSE&G | Eligible for TI Program | 2019-12-06 | 2019-12-10 | 2021-10-30 | REC Solar | REC290TP2 BLK | Solar Panels |  | 0.29 | 2 | 116 | 40 |  | Fixed | Roof
NJSTRE1545387440 | NJSRRE1543498256 | Transition Incentive Program | Teaneck | 7666 | 7 | 8.7 | Residential | Yes | Behind the Meter | Behind the Meter |  | None | Sunrun Installation Services, Inc. | PSE&G | Eligible for TI Program | 2019-12-06 | 2019-12-10 | 2021-10-30 | REC Solar | REC290TP2 BLK | Solar Panels |  | 0.29 | 13 | 296 | 30 |  | Fixed | Roof
NJSTRE1545387440 | NJSRRE1543498256 | Transition Incentive Program | Teaneck | 7666 | 7 | 8.7 | Residential | Yes | Behind the Meter | Behind the Meter |  | None | Sunrun Installation Services, Inc. | PSE&G | Eligible for TI Program | 2019-12-06 | 2019-12-10 | 2021-10-30 | REC Solar | REC290TP2 BLK | Solar Panels |  | 0.29 | 15 | 116 | 30 |  | Fixed | Roof
NJSTRE1545387441 | NJSRRE1544514452 | Transition Incentive Program | FORKED RIVER | 8731 | 18 | 14.4 | Residential | Yes | Behind the Meter | Net-metered residential rooftop and canopy |  | None | Vivint Solar Developer, LLC | JCP&L | Accepted | 2020-02-24 | 2020-02-25 | 2021-10-30 | SOLAREDGE | SE10000H-US | Inverters | 10000 |  | 1 |  |  | 0.992 |  | Outdoor | Near the Utility Meter
NJSTRE1545387441 | NJSRRE1544514452 | Transition Incentive Program | FORKED RIVER | 8731 | 18 | 14.4 | Residential | Yes | Behind the Meter | Net-metered residential rooftop and canopy |  | None | Vivint Solar Developer, LLC | JCP&L | Accepted | 2020-02-24 | 2020-02-25 | 2021-10-30 | JINKO SOLAR | JKM320M-60HBL | Solar Panels |  | 0.32 | 22 | 294 | 22 |  | Fixed | Roof
NJSTRE1545387441 | NJSRRE1544514452 | Transition Incentive Program | FORKED RIVER | 8731 | 18 | 14.4 | Residential | Yes | Behind the Meter | Net-metered residential rooftop and canopy |  | None | Vivint Solar Developer, LLC | JCP&L | Accepted | 2020-02-24 | 2020-02-25 | 2021-10-30 | JINKO SOLAR | JKM320M-60HBL | Solar Panels |  | 0.32 | 23 | 114 | 11 |  | Fixed | Roof
NJSTRE1545387442 | NJSRRE1543820287 | Transition Incentive Program | Keyport | 7735 | 17 | 10.4 | Residential | Yes | Behind the Meter | Net-metered residential rooftop and canopy |  | None | Vivint Solar Developer, LLC | JCP&L | Accepted | 2019-12-26 | 2019-12-31 | 2021-10-30 | SOLAREDGE | SE7600H-US | Inverters | 7600 |  | 1 |  |  | 0.992 |  | Outdoor | Near the Utility Meter
NJSTRE1545387442 | NJSRRE1543820287 | Transition Incentive Program | Keyport | 7735 | 17 | 10.4 | Residential | Yes | Behind the Meter | Net-metered residential rooftop and canopy |  | None | Vivint Solar Developer, LLC | JCP&L | Accepted | 2019-12-26 | 2019-12-31 | 2021-10-30 | HANWHA SOLAR | Q.PEAK BLK-G5 315 | Solar Panels |  | 0.315 | 16 | 29 | 35 |  | Fixed | Roof
NJSTRE1545387442 | NJSRRE1543820287 | Transition Incentive Program | Keyport | 7735 | 17 | 10.4 | Residential | Yes | Behind the Meter | Net-metered residential rooftop and canopy |  | None | Vivint Solar Developer, LLC | JCP&L | Accepted | 2019-12-26 | 2019-12-31 | 2021-10-30 | HANWHA SOLAR | Q.PEAK BLK-G5 315 | Solar Panels |  | 0.315 | 17 | 209 | 35 |  | Fixed | Roof
NJSTRE1545387444 | NJSRRE1544316975 | Transition Incentive Program | Verona | 7044 | 9 | 3.47 | Residential | Yes | Behind the Meter | Net-metered residential rooftop and canopy |  | None | Vivint Solar Developer, LLC | PSE&G | Accepted | 2020-01-28 | 2020-01-31 | 2021-10-30 | SOLAREDGE | SE3800H-US | Inverters | 3800 |  | 1 |  |  | 0.992 |  | Outdoor | Near the Utility Meter
NJSTRE1545387444 | NJSRRE1544316975 | Transition Incentive Program | Verona | 7044 | 9 | 3.47 | Residential | Yes | Behind the Meter | Net-metered residential rooftop and canopy |  | None | Vivint Solar Developer, LLC | PSE&G | Accepted | 2020-01-28 | 2020-01-31 | 2021-10-30 | HANWHA SOLAR | Q.PEAK BLK-G5 315 | Solar Panels |  | 0.315 | 11 | 22 | 36 |  | Fixed | Roof
NJSTRE1545387447 | NJSRRE1543481111 | Transition Incentive Program | Millville | 8332 | 20 | 3.84 | Residential | Yes | Behind the Meter | Behind the Meter |  | None | Skyline Solar, LLC | AC Electric | Eligible for TI Program | 2019-12-05 | 2019-12-09 | 2021-10-30 | SolarEdge | SE3800H-US | Inverters | 3800 |  | 1 |  |  | 0.99 |  | Outside | within ten feet of meter
NJSTRE1545387447 | NJSRRE1543481111 | Transition Incentive Program | Millville | 8332 | 20 | 3.84 | Residential | Yes | Behind the Meter | Behind the Meter |  | None | Skyline Solar, LLC | AC Electric | Eligible for TI Program | 2019-12-05 | 2019-12-09 | 2021-10-30 | Hanwha Q-Cells | Q.PEAK DUO-G5 320 | Solar Panels |  | 0.32 | 12 | 193 | 22 |  | Fixed | Roof
NJSTRE1545387448 | NJSRRE1543451910 | Transition Incentive Program | Parlin | 8859 | 11 | 3.19 | Residential | Yes | Behind the Meter | Behind the Meter |  | None | Sunrun Installation Services, Inc. | JCP&L | Eligible for TI Program | 2019-11-27 | 2019-12-03 | 2021-10-30 | Enphase Energy | IQ7-60-x-US (240V) | Inverters | 240 |  | 11 |  |  | 0.96 |  | Outdoor | Rooftop
NJSTRE1545387448 | NJSRRE1543451910 | Transition Incentive Program | Parlin | 8859 | 11 | 3.19 | Residential | Yes | Behind the Meter | Behind the Meter |  | None | Sunrun Installation Services, Inc. | JCP&L | Eligible for TI Program | 2019-11-27 | 2019-12-03 | 2021-10-30 | REC Solar | REC290TP2 BLK | Solar Panels |  | 0.29 | 11 | 125 | 18 |  | Fixed | Roof
NJSTRE1545387449 | NJSRRE1544436690 | Transition Incentive Program | LONG BRANCH | 7740 | 17 | 6.4 | Residential | Yes | Behind the Meter | Net-metered residential rooftop and canopy |  | None | Vivint Solar Developer, LLC | JCP&L | Accepted | 2020-02-12 | 2020-02-17 | 2021-10-30 | SOLAREDGE | SE7600H-US | Inverters | 7600 |  | 1 |  |  | 0.992 |  | Outdoor | Near the Utility Meter
NJSTRE1545387449 | NJSRRE1544436690 | Transition Incentive Program | LONG BRANCH | 7740 | 17 | 6.4 | Residential | Yes | Behind the Meter | Net-metered residential rooftop and canopy |  | None | Vivint Solar Developer, LLC | JCP&L | Accepted | 2020-02-12 | 2020-02-17 | 2021-10-30 | JINKO SOLAR | JKM320M-60HBL | Solar Panels |  | 0.32 | 5 | 352 | 27 |  | Fixed | Roof
NJSTRE1545387449 | NJSRRE1544436690 | Transition Incentive Program | LONG BRANCH | 7740 | 17 | 6.4 | Residential | Yes | Behind the Meter | Net-metered residential rooftop and canopy |  | None | Vivint Solar Developer, LLC | JCP&L | Accepted | 2020-02-12 | 2020-02-17 | 2021-10-30 | JINKO SOLAR | JKM320M-60HBL | Solar Panels |  | 0.32 | 3 | 262 | 27 |  | Fixed | Roof
NJSTRE1545387449 | NJSRRE1544436690 | Transition Incentive Program | LONG BRANCH | 7740 | 17 | 6.4 | Residential | Yes | Behind the Meter | Net-metered residential rooftop and canopy |  | None | Vivint Solar Developer, LLC | JCP&L | Accepted | 2020-02-12 | 2020-02-17 | 2021-10-30 | JINKO SOLAR | JKM320M-60HBL | Solar Panels |  | 0.32 | 12 | 172 | 27 |  | Fixed | Roof
NJSTRE1545387450 | NJSRRE1543651775 | Transition Incentive Program | Toms River | 8753 | 18 | 14.72 | Residential | Yes | Behind the Meter | Behind the Meter |  | None | GenRenew, LLC | JCP&L | Eligible for TI Program | 2019-12-23 | 2019-12-27 | 2021-10-30 | sunpower | MI-C-320-U208/240-10 | Inverters | 320 |  | 45 |  |  | 0.96 |  | Outdoor | microinverter located under modules
NJSTRE1545387450 | NJSRRE1543651775 | Transition Incentive Program | Toms River | 8753 | 18 | 14.72 | Residential | Yes | Behind the Meter | Behind the Meter |  | None | GenRenew, LLC | JCP&L | Eligible for TI Program | 2019-12-23 | 2019-12-27 | 2021-10-30 | sunpower | SPR-E20-327-E-AC | Solar Panels |  | 0.327 | 39 | 226 | 18 |  | Fixed | Roof
NJSTRE1545387450 | NJSRRE1543651775 | Transition Incentive Program | Toms River | 8753 | 18 | 14.72 | Residential | Yes | Behind the Meter | Behind the Meter |  | None | GenRenew, LLC | JCP&L | Eligible for TI Program | 2019-12-23 | 2019-12-27 | 2021-10-30 | sunpower | SPR-E20-327-E-AC | Solar Panels |  | 0.327 | 3 | 316 | 18 |  | Fixed | Roof
NJSTRE1545387450 | NJSRRE1543651775 | Transition Incentive Program | Toms River | 8753 | 18 | 14.72 | Residential | Yes | Behind the Meter | Behind the Meter |  | None | GenRenew, LLC | JCP&L | Eligible for TI Program | 2019-12-23 | 2019-12-27 | 2021-10-30 | sunpower | SPR-E20-327-E-AC | Solar Panels |  | 0.327 | 3 | 136 | 18 |  | Fixed | Roof
NJSTRE1545387451 | NJSRRE1544308376 | Transition Incentive Program | BRICK | 8723 | 18 | 9.14 | Residential | Yes | Behind the Meter | Net-metered residential rooftop and canopy |  | None | Vivint Solar Developer, LLC | JCP&L | Accepted | 2020-01-27 | 2020-01-29 | 2021-10-30 | Solar Edge | SE7600H-US | Inverters | 7600 |  | 1 |  |  | 0.992 |  | Outdoor | NEAR THE UTILITY METER
NJSTRE1545387451 | NJSRRE1544308376 | Transition Incentive Program | BRICK | 8723 | 18 | 9.14 | Residential | Yes | Behind the Meter | Net-metered residential rooftop and canopy |  | None | Vivint Solar Developer, LLC | JCP&L | Accepted | 2020-01-27 | 2020-01-29 | 2021-10-30 | Hanwha Solar | Q.PEAK BLK-G5 315 | Solar Panels |  | 0.315 | 29 | 211 | 20 |  | Fixed | Roof
NJSTRE1545387454 | NJSRRE1544166264 | Transition Incentive Program | Ventnor City | 8406 | 19 | 6.3 | Residential | Yes | Behind the Meter | Net-metered residential rooftop and canopy |  | None | Suntuity Solar LLC | AC Electric | Accepted | 2020-01-15 | 2020-01-20 | 2021-10-30 | Enphase Energy | IQ7-60-2-US | Inverters | 240 |  | 20 |  |  | 0.97 |  | Outdoor | Behind the PV Modules
NJSTRE1545387454 | NJSRRE1544166264 | Transition Incentive Program | Ventnor City | 8406 | 19 | 6.3 | Residential | Yes | Behind the Meter | Net-metered residential rooftop and canopy |  | None | Suntuity Solar LLC | AC Electric | Accepted | 2020-01-15 | 2020-01-20 | 2021-10-30 | Hanwha Solar | Q-Cells 315 Mono | Solar Panels |  | 0.315 | 20 | 143 | 20 |  | Fixed | Roof
NJSTRE1545387457 | NJSRRE1544468848 | Transition Incentive Program | Dayton | 8810 | 11 | 9.38 | Residential | No | Behind the Meter | Net-metered residential rooftop and canopy |  | PSEG | Maier Solar Engineering dba Solar Me | PSE&G | Accepted | 2020-02-18 | 2020-02-20 | 2021-10-30 | Solar Edge | SE10000H-US | Inverters | 10000 |  | 1 |  |  | 0.97 |  | Outdoor | Next to meter
NJSTRE1545387457 | NJSRRE1544468848 | Transition Incentive Program | Dayton | 8810 | 11 | 9.38 | Residential | No | Behind the Meter | Net-metered residential rooftop and canopy |  | PSEG | Maier Solar Engineering dba Solar Me | PSE&G | Accepted | 2020-02-18 | 2020-02-20 | 2021-10-30 | LG | LG335N1K-V5 | Solar Panels |  | 0.335 | 14 | 244 | 43 |  | Fixed | Roof
NJSTRE1545387457 | NJSRRE1544468848 | Transition Incentive Program | Dayton | 8810 | 11 | 9.38 | Residential | No | Behind the Meter | Net-metered residential rooftop and canopy |  | PSEG | Maier Solar Engineering dba Solar Me | PSE&G | Accepted | 2020-02-18 | 2020-02-20 | 2021-10-30 | LG | LG335N1K-V5 | Solar Panels |  | 0.335 | 12 | 244 | 32 |  | Fixed | Roof
NJSTRE1545387457 | NJSRRE1544468848 | Transition Incentive Program | Dayton | 8810 | 11 | 9.38 | Residential | No | Behind the Meter | Net-metered residential rooftop and canopy |  | PSEG | Maier Solar Engineering dba Solar Me | PSE&G | Accepted | 2020-02-18 | 2020-02-20 | 2021-10-30 | LG | LG335N1K-V5 | Solar Panels |  | 0.335 | 2 | 154 | 43 |  | Fixed | Roof
NJSTRE1545387458 | NJSRRE1543556390 | Transition Incentive Program | Toms River | 8757 | 18 | 3.15 | Residential | Yes | Behind the Meter | Net-metered residential rooftop and canopy |  | None | Vivint Solar Developer, LLC | JCP&L | Accepted | 2019-12-17 | 2019-12-20 | 2021-10-30 | Solar Edge | SE3800H-US | Inverters | 3800 |  | 1 |  |  | 0.992 |  | Outdoor | Near the utility meter
NJSTRE1545387458 | NJSRRE1543556390 | Transition Incentive Program | Toms River | 8757 | 18 | 3.15 | Residential | Yes | Behind the Meter | Net-metered residential rooftop and canopy |  | None | Vivint Solar Developer, LLC | JCP&L | Accepted | 2019-12-17 | 2019-12-20 | 2021-10-30 | Hanwha Solar | Q.PEAK BLK-G5 315 | Solar Panels |  | 0.315 | 10 | 17 | 34 |  | Fixed | Roof
NJSTRE1545387459 | NJSRRE1544157424 | Transition Incentive Program | New Milford | 7646 | 7 | 3.15 | Residential | Yes | Behind the Meter | Net-metered residential rooftop and canopy |  | None | Vivint Solar Developer, LLC | PSE&G | Accepted | 2020-01-10 | 2020-01-15 | 2021-10-30 | SolarEdge | SE3800H-US | Inverters | 3800 |  | 1 |  |  | 0.992 |  | Outdoor | Near the utility meter
NJSTRE1545387459 | NJSRRE1544157424 | Transition Incentive Program | New Milford | 7646 | 7 | 3.15 | Residential | Yes | Behind the Meter | Net-metered residential rooftop and canopy |  | None | Vivint Solar Developer, LLC | PSE&G | Accepted | 2020-01-10 | 2020-01-15 | 2021-10-30 | Hanwha Solar | Q.PEAK BLK-G5 315 | Solar Panels |  | 0.315 | 10 | 358 | 33 |  | Fixed | Roof
NJSTRE1545387462 | NJSRRE1543421479 | Transition Incentive Program | CINNAMINSON | 8077 | 13 | 11.97 | Residential | Yes | Behind the Meter | Net-metered residential rooftop and canopy |  | None | Vivint Solar Developer, LLC | PSE&G | Accepted | 2019-11-19 | 2019-11-21 | 2021-10-30 | SOLAR EDGE | SE10000H-US | Inverters | 10000 |  | 1 |  |  | 0.992 |  | Outdoor | NEAR UTILITY METER
NJSTRE1545387462 | NJSRRE1543421479 | Transition Incentive Program | CINNAMINSON | 8077 | 13 | 11.97 | Residential | Yes | Behind the Meter | Net-metered residential rooftop and canopy |  | None | Vivint Solar Developer, LLC | PSE&G | Accepted | 2019-11-19 | 2019-11-21 | 2021-10-30 | HANWHA SOLAR | Q.PEAK BLK-G5 315 | Solar Panels |  | 0.315 | 3 | 338 | 19 |  | Fixed | Roof
NJSTRE1545387462 | NJSRRE1543421479 | Transition Incentive Program | CINNAMINSON | 8077 | 13 | 11.97 | Residential | Yes | Behind the Meter | Net-metered residential rooftop and canopy |  | None | Vivint Solar Developer, LLC | PSE&G | Accepted | 2019-11-19 | 2019-11-21 | 2021-10-30 | HANWHA SOLAR | Q.PEAK BLK-G5 315 | Solar Panels |  | 0.315 | 17 | 158 | 18 |  | Fixed | Roof
NJSTRE1545387462 | NJSRRE1543421479 | Transition Incentive Program | CINNAMINSON | 8077 | 13 | 11.97 | Residential | Yes | Behind the Meter | Net-metered residential rooftop and canopy |  | None | Vivint Solar Developer, LLC | PSE&G | Accepted | 2019-11-19 | 2019-11-21 | 2021-10-30 | HANWHA SOLAR | Q.PEAK BLK-G5 315 | Solar Panels |  | 0.315 | 18 | 338 | 18 |  | Fixed | Roof
NJSTRE1545387463 | NJSRRE1543570713 | Transition Incentive Program | Flemington | 8822 | 4 | 17.66 | Residential | No | Behind the Meter | Net-metered residential ground mount |  | None | Seabright Solar | JCP&L | Accepted | 2019-12-27 | 2019-12-27 | 2021-10-30 | Sunpower | SPR-E20-327 | Inverters | 0.32 |  | 54 |  |  | 0.99 |  | Outside | Ground
NJSTRE1545387463 | NJSRRE1543570713 | Transition Incentive Program | Flemington | 8822 | 4 | 17.66 | Residential | No | Behind the Meter | Net-metered residential ground mount |  | None | Seabright Solar | JCP&L | Accepted | 2019-12-27 | 2019-12-27 | 2021-10-30 | Sunpower | SPR-E20-327 | Solar Panels |  | 0.327 | 54 | 180 | 30 |  | Fixed | Ground
NJSTRE1545387465 | NJSRRE1543827066 | Transition Incentive Program | Kinnelon | 7405 | 3 | 23.4 | Residential | No | Behind the Meter | Behind the Meter |  | None | Green Power Energy | Butler | Eligible for TI Program | 2019-12-30 | 2020-01-03 | 2021-10-30 | SolarEdge | SE11400H-US | Inverters | 11400 |  | 2 |  |  | 0.97 |  | Outside | Next to meter
NJSTRE1545387465 | NJSRRE1543827066 | Transition Incentive Program | Kinnelon | 7405 | 3 | 23.4 | Residential | No | Behind the Meter | Behind the Meter |  | None | Green Power Energy | Butler | Eligible for TI Program | 2019-12-30 | 2020-01-03 | 2021-10-30 | S-Energy | SN360M-10 | Solar Panels |  | 0.36 | 18 | 165 | 27 |  | Fixed | Roof
NJSTRE1545387465 | NJSRRE1543827066 | Transition Incentive Program | Kinnelon | 7405 | 3 | 23.4 | Residential | No | Behind the Meter | Behind the Meter |  | None | Green Power Energy | Butler | Eligible for TI Program | 2019-12-30 | 2020-01-03 | 2021-10-30 | S-Energy | SN360M-10 | Solar Panels |  | 0.36 | 12 | 166 | 27 |  | Fixed | Roof
NJSTRE1545387465 | NJSRRE1543827066 | Transition Incentive Program | Kinnelon | 7405 | 3 | 23.4 | Residential | No | Behind the Meter | Behind the Meter |  | None | Green Power Energy | Butler | Eligible for TI Program | 2019-12-30 | 2020-01-03 | 2021-10-30 | S-Energy | SN360M-10 | Solar Panels |  | 0.36 | 4 | 167 | 27 |  | Fixed | Roof
NJSTRE1545387465 | NJSRRE1543827066 | Transition Incentive Program | Kinnelon | 7405 | 3 | 23.4 | Residential | No | Behind the Meter | Behind the Meter |  | None | Green Power Energy | Butler | Eligible for TI Program | 2019-12-30 | 2020-01-03 | 2021-10-30 | S-Energy | SN360M-10 | Solar Panels |  | 0.36 | 4 | 257 | 34 |  | Fixed | Roof
NJSTRE1545387465 | NJSRRE1543827066 | Transition Incentive Program | Kinnelon | 7405 | 3 | 23.4 | Residential | No | Behind the Meter | Behind the Meter |  | None | Green Power Energy | Butler | Eligible for TI Program | 2019-12-30 | 2020-01-03 | 2021-10-30 | S-Energy | SN360M-10 | Solar Panels |  | 0.36 | 24 | 165 | 27 |  | Fixed | Roof
NJSTRE1545387465 | NJSRRE1543827066 | Transition Incentive Program | Kinnelon | 7405 | 3 | 23.4 | Residential | No | Behind the Meter | Behind the Meter |  | None | Green Power Energy | Butler | Eligible for TI Program | 2019-12-30 | 2020-01-03 | 2021-10-30 | S-Energy | SN360M-10 | Solar Panels |  | 0.36 | 3 | 76 | 27 |  | Fixed | Roof
NJSTRE1545387467 | NJSRRE1543478514 | Transition Incentive Program | Rutherford | 7070 | 7 | 5.87 | Residential | No | Behind the Meter | Net-metered residential rooftop and canopy |  | None | Pro Custom Solar dba Momentum Solar | PSE&G | Accepted | 2019-12-04 | 2019-12-18 | 2021-10-30 | Enphase Energy | IQ7Plus-72-2-US | Inverters | 295 |  | 17 |  |  | 0.97 |  | Outdoor | Roof
NJSTRE1545387467 | NJSRRE1543478514 | Transition Incentive Program | Rutherford | 7070 | 7 | 5.87 | Residential | No | Behind the Meter | Net-metered residential rooftop and canopy |  | None | Pro Custom Solar dba Momentum Solar | PSE&G | Accepted | 2019-12-04 | 2019-12-18 | 2021-10-30 | LG ELECTRONICS | LG 345N1C-V5 | Solar Panels |  | 0.345 | 3 | 37 | 18 |  | Fixed | Roof
NJSTRE1545387467 | NJSRRE1543478514 | Transition Incentive Program | Rutherford | 7070 | 7 | 5.87 | Residential | No | Behind the Meter | Net-metered residential rooftop and canopy |  | None | Pro Custom Solar dba Momentum Solar | PSE&G | Accepted | 2019-12-04 | 2019-12-18 | 2021-10-30 | LG ELECTRONICS | LG 345N1C-V5 | Solar Panels |  | 0.345 | 6 | 127 | 20 |  | Fixed | Roof
NJSTRE1545387467 | NJSRRE1543478514 | Transition Incentive Program | Rutherford | 7070 | 7 | 5.87 | Residential | No | Behind the Meter | Net-metered residential rooftop and canopy |  | None | Pro Custom Solar dba Momentum Solar | PSE&G | Accepted | 2019-12-04 | 2019-12-18 | 2021-10-30 | LG ELECTRONICS | LG 345N1C-V5 | Solar Panels |  | 0.345 | 8 | 217 | 18 |  | Fixed | Roof
NJSTRE1545387468 | NJSRRE1544172057 | Transition Incentive Program | LODI | 7644 | 7 | 6.93 | Residential | Yes | Behind the Meter | Net-metered residential rooftop and canopy |  | None | Vivint Solar Developer, LLC | PSE&G | Accepted | 2020-01-15 | 2020-01-20 | 2021-10-30 | SOLAREDGE | SE7600H-US | Inverters | 7600 |  | 1 |  |  | 0.992 |  | Outdoor | Near the Utility Meter
NJSTRE1545387468 | NJSRRE1544172057 | Transition Incentive Program | LODI | 7644 | 7 | 6.93 | Residential | Yes | Behind the Meter | Net-metered residential rooftop and canopy |  | None | Vivint Solar Developer, LLC | PSE&G | Accepted | 2020-01-15 | 2020-01-20 | 2021-10-30 | HANWHA SOLAR | Q.PEAK BLK-G5 315 | Solar Panels |  | 0.315 | 8 | 162 | 16 |  | Fixed | Roof
NJSTRE1545387468 | NJSRRE1544172057 | Transition Incentive Program | LODI | 7644 | 7 | 6.93 | Residential | Yes | Behind the Meter | Net-metered residential rooftop and canopy |  | None | Vivint Solar Developer, LLC | PSE&G | Accepted | 2020-01-15 | 2020-01-20 | 2021-10-30 | HANWHA SOLAR | Q.PEAK BLK-G5 315 | Solar Panels |  | 0.315 | 14 | 162 | 16 |  | Fixed | Roof
NJSTRE1545387469 | NJSRRE1544419861 | Transition Incentive Program | Barnegat | 8005 | 18 | 12.16 | Residential | Yes | Behind the Meter | Net-metered residential rooftop and canopy |  | None | Vivint Solar Developer, LLC | JCP&L | Accepted | 2020-02-07 | 2020-02-12 | 2021-10-30 | SOLAREDGE | SE10000H-US | Inverters | 10000 |  | 1 |  |  | 0.992 |  | Outdoor | Near the Utility Meter
NJSTRE1545387469 | NJSRRE1544419861 | Transition Incentive Program | Barnegat | 8005 | 18 | 12.16 | Residential | Yes | Behind the Meter | Net-metered residential rooftop and canopy |  | None | Vivint Solar Developer, LLC | JCP&L | Accepted | 2020-02-07 | 2020-02-12 | 2021-10-30 | JINKO SOLAR | JKM320M-60HBL | Solar Panels |  | 0.32 | 12 | 16 | 19 |  | Fixed | Roof
NJSTRE1545387469 | NJSRRE1544419861 | Transition Incentive Program | Barnegat | 8005 | 18 | 12.16 | Residential | Yes | Behind the Meter | Net-metered residential rooftop and canopy |  | None | Vivint Solar Developer, LLC | JCP&L | Accepted | 2020-02-07 | 2020-02-12 | 2021-10-30 | JINKO SOLAR | JKM320M-60HBL | Solar Panels |  | 0.32 | 11 | 196 | 19 |  | Fixed | Roof
NJSTRE1545387469 | NJSRRE1544419861 | Transition Incentive Program | Barnegat | 8005 | 18 | 12.16 | Residential | Yes | Behind the Meter | Net-metered residential rooftop and canopy |  | None | Vivint Solar Developer, LLC | JCP&L | Accepted | 2020-02-07 | 2020-02-12 | 2021-10-30 | JINKO SOLAR | JKM320M-60HBL | Solar Panels |  | 0.32 | 15 | 16 | 19 |  | Fixed | Roof
NJSTRE1545387470 | NJSRRE1543451825 | Transition Incentive Program | Camden | 8105 | 14 | 3.78 | Residential | Yes | Behind the Meter | Net-metered residential rooftop and canopy |  | None | Vivint Solar Developer, LLC | PSE&G | Accepted | 2019-11-27 | 2019-12-03 | 2021-10-30 | Solar Edge | SE3800H-US | Inverters | 3800 |  | 1 |  |  | 0.992 |  | Outdoor | Near the utility meter
NJSTRE1545387470 | NJSRRE1543451825 | Transition Incentive Program | Camden | 8105 | 14 | 3.78 | Residential | Yes | Behind the Meter | Net-metered residential rooftop and canopy |  | None | Vivint Solar Developer, LLC | PSE&G | Accepted | 2019-11-27 | 2019-12-03 | 2021-10-30 | Hanwha | Q.PEAK BLK-G5 315 | Solar Panels |  | 0.315 | 12 | 219 | 2 |  | Fixed | Roof
NJSTRE1545387471 | NJSRRE1543656993 | Transition Incentive Program | Piscataway | 8854 | 11 | 17.69 | Residential | Yes | Behind the Meter | Behind the Meter |  | None | Sunrun Installation Services, Inc. | PSE&G | Eligible for TI Program | 2019-12-23 | 2019-12-27 | 2021-10-30 | Enphase Energy | IQ7-60-x-US (240V) | Inverters | 240 |  | 61 |  |  | 0.96 |  | Outdoor | Rooftop
NJSTRE1545387471 | NJSRRE1543656993 | Transition Incentive Program | Piscataway | 8854 | 11 | 17.69 | Residential | Yes | Behind the Meter | Behind the Meter |  | None | Sunrun Installation Services, Inc. | PSE&G | Eligible for TI Program | 2019-12-23 | 2019-12-27 | 2021-10-30 | REC Solar | REC290TP2 BLK | Solar Panels |  | 0.29 | 14 | 87 | 30 |  | Fixed | Roof
NJSTRE1545387471 | NJSRRE1543656993 | Transition Incentive Program | Piscataway | 8854 | 11 | 17.69 | Residential | Yes | Behind the Meter | Behind the Meter |  | None | Sunrun Installation Services, Inc. | PSE&G | Eligible for TI Program | 2019-12-23 | 2019-12-27 | 2021-10-30 | REC Solar | REC290TP2 BLK | Solar Panels |  | 0.29 | 14 | 267 | 31 |  | Fixed | Roof
NJSTRE1545387471 | NJSRRE1543656993 | Transition Incentive Program | Piscataway | 8854 | 11 | 17.69 | Residential | Yes | Behind the Meter | Behind the Meter |  | None | Sunrun Installation Services, Inc. | PSE&G | Eligible for TI Program | 2019-12-23 | 2019-12-27 | 2021-10-30 | REC Solar | REC290TP2 BLK | Solar Panels |  | 0.29 | 33 | 178 | 31 |  | Fixed | Roof
NJSTRE1545387472 | NJSRRE1544348726 | Transition Incentive Program | CLIFTON CITY | 7011 | 6 | 8.68 | Residential | Yes | Behind the Meter | Behind the Meter |  | None | Sunrun Installation Services, Inc. | PSE&G | Eligible for TI Program | 2020-02-03 | 2020-02-06 | 2021-10-30 | Delta Electronics | M8-TL-US | Inverters | 7680 |  | 1 |  |  | 0.96 |  | Outdoor | Next To Meter
NJSTRE1545387472 | NJSRRE1544348726 | Transition Incentive Program | CLIFTON CITY | 7011 | 6 | 8.68 | Residential | Yes | Behind the Meter | Behind the Meter |  | None | Sunrun Installation Services, Inc. | PSE&G | Eligible for TI Program | 2020-02-03 | 2020-02-06 | 2021-10-30 | REC Solar | REC310TP2M | Solar Panels |  | 0.31 | 6 | Fixed | 30 |  | Fixed | Roof
NJSTRE1545387472 | NJSRRE1544348726 | Transition Incentive Program | CLIFTON CITY | 7011 | 6 | 8.68 | Residential | Yes | Behind the Meter | Behind the Meter |  | None | Sunrun Installation Services, Inc. | PSE&G | Eligible for TI Program | 2020-02-03 | 2020-02-06 | 2021-10-30 | REC Solar | REC310TP2M | Solar Panels |  | 0.31 | 11 | 345 | 9 |  | Fixed | Roof
NJSTRE1545387472 | NJSRRE1544348726 | Transition Incentive Program | CLIFTON CITY | 7011 | 6 | 8.68 | Residential | Yes | Behind the Meter | Behind the Meter |  | None | Sunrun Installation Services, Inc. | PSE&G | Eligible for TI Program | 2020-02-03 | 2020-02-06 | 2021-10-30 | REC Solar | REC310TP2M | Solar Panels |  | 0.31 | 11 | 165 | 9 |  | Fixed | Roof
NJSTRE1545387473 | NJSRRE1543478502 | Transition Incentive Program | ENGLEWOOD | 7631 | 7 | 7.88 | Residential | Yes | Behind the Meter | Net-metered residential rooftop and canopy |  | None | Vivint Solar Developer, LLC | PSE&G | Accepted | 2019-12-05 | 2019-12-09 | 2021-10-30 | SOLAREDGE | SE7600H-US | Inverters | 7600 |  | 1 |  |  | 0.992 |  | Outdoor | Near the Utility Meter
NJSTRE1545387473 | NJSRRE1543478502 | Transition Incentive Program | ENGLEWOOD | 7631 | 7 | 7.88 | Residential | Yes | Behind the Meter | Net-metered residential rooftop and canopy |  | None | Vivint Solar Developer, LLC | PSE&G | Accepted | 2019-12-05 | 2019-12-09 | 2021-10-30 | HANWHA SOLAR | Q.PEAK BLK-G5 315 | Solar Panels |  | 0.315 | 5 | 265 | 28 |  | Fixed | Roof
NJSTRE1545387473 | NJSRRE1543478502 | Transition Incentive Program | ENGLEWOOD | 7631 | 7 | 7.88 | Residential | Yes | Behind the Meter | Net-metered residential rooftop and canopy |  | None | Vivint Solar Developer, LLC | PSE&G | Accepted | 2019-12-05 | 2019-12-09 | 2021-10-30 | HANWHA SOLAR | Q.PEAK BLK-G5 315 | Solar Panels |  | 0.315 | 9 | 85 | 28 |  | Fixed | Roof
NJSTRE1545387473 | NJSRRE1543478502 | Transition Incentive Program | ENGLEWOOD | 7631 | 7 | 7.88 | Residential | Yes | Behind the Meter | Net-metered residential rooftop and canopy |  | None | Vivint Solar Developer, LLC | PSE&G | Accepted | 2019-12-05 | 2019-12-09 | 2021-10-30 | HANWHA SOLAR | Q.PEAK BLK-G5 315 | Solar Panels |  | 0.315 | 11 | 175 | 27 |  | Fixed | Roof
NJSTRE1545387474 | NJSRRE1544353275 | Transition Incentive Program | Perth Amboy | 7960 | 3 | 210.6 | Commercial | Yes | Behind the Meter | Net-metered non-residential rooftop and canopy |  | None | Apollo Solar Partners | PSE&G | Accepted | 2020-02-04 | 2020-02-07 | 2021-10-30 | ALSO ENERGY | VERIS LGATE | Meters |  |  | 1 |  |  |  | Yes | Outdoor
NJSTRE1545387474 | NJSRRE1544353275 | Transition Incentive Program | Perth Amboy | 7960 | 3 | 210.6 | Commercial | Yes | Behind the Meter | Net-metered non-residential rooftop and canopy |  | None | Apollo Solar Partners | PSE&G | Accepted | 2020-02-04 | 2020-02-07 | 2021-10-30 | CHINT POWER SYSTEMS | CSP SCA 50 KTL DO US 480 | Inverters | 50 |  | 2 |  |  | 0.988 |  | Outdoor | ROOF
NJSTRE1545387474 | NJSRRE1544353275 | Transition Incentive Program | Perth Amboy | 7960 | 3 | 210.6 | Commercial | Yes | Behind the Meter | Net-metered non-residential rooftop and canopy |  | None | Apollo Solar Partners | PSE&G | Accepted | 2020-02-04 | 2020-02-07 | 2021-10-30 | CHINT POWER SYSTEMS | CSA 28 KTL DO US 480 | Inverters | 28 |  | 2 |  |  | 0.986 |  | Outdoor | ROOF
NJSTRE1545387474 | NJSRRE1544353275 | Transition Incentive Program | Perth Amboy | 7960 | 3 | 210.6 | Commercial | Yes | Behind the Meter | Net-metered non-residential rooftop and canopy |  | None | Apollo Solar Partners | PSE&G | Accepted | 2020-02-04 | 2020-02-07 | 2021-10-30 | HANWAHA | QCELL PEAK DUO | Solar Panels |  | 0.385 | 547 | 172 | 5 |  | Fixed | Roof
NJSTRE1545387475 | NJSRRE1543478365 | Transition Incentive Program | BERGENFIELD | 7621 | 7 | 8.82 | Residential | Yes | Behind the Meter | Net-metered residential rooftop and canopy |  | None | Vivint Solar Developer, LLC | PSE&G | Accepted | 2019-12-04 | 2019-12-06 | 2021-10-30 | Solar Edge | SE7600H-US | Inverters | 7600 |  | 1 |  |  | 0.992 |  | Outdoor | near the utility meter
NJSTRE1545387475 | NJSRRE1543478365 | Transition Incentive Program | BERGENFIELD | 7621 | 7 | 8.82 | Residential | Yes | Behind the Meter | Net-metered residential rooftop and canopy |  | None | Vivint Solar Developer, LLC | PSE&G | Accepted | 2019-12-04 | 2019-12-06 | 2021-10-30 | Hanwha Solar | Q.PEAKBLK-G5315 | Solar Panels |  | 0.315 | 12 | 177 | 28 |  | Fixed | Roof
NJSTRE1545387475 | NJSRRE1543478365 | Transition Incentive Program | BERGENFIELD | 7621 | 7 | 8.82 | Residential | Yes | Behind the Meter | Net-metered residential rooftop and canopy |  | None | Vivint Solar Developer, LLC | PSE&G | Accepted | 2019-12-04 | 2019-12-06 | 2021-10-30 | Hanwha Solar | Q.PEAKBLK-G5315 | Solar Panels |  | 0.315 | 8 | 267 | 23 |  | Fixed | Roof
NJSTRE1545387475 | NJSRRE1543478365 | Transition Incentive Program | BERGENFIELD | 7621 | 7 | 8.82 | Residential | Yes | Behind the Meter | Net-metered residential rooftop and canopy |  | None | Vivint Solar Developer, LLC | PSE&G | Accepted | 2019-12-04 | 2019-12-06 | 2021-10-30 | Hanwha Solar | Q.PEAKBLK-G5315 | Solar Panels |  | 0.315 | 8 | 177 | 22 |  | Fixed | Roof
NJSTRE1545387477 | NJSRRE1544421195 | Transition Incentive Program | Manahawkin | 8050 | 18 | 6.93 | Residential | Yes | Behind the Meter | Net-metered residential rooftop and canopy |  | None | Vivint Solar Developer, LLC | AC Electric | Accepted | 2020-02-10 | 2020-02-12 | 2021-10-30 | SolarEdge | SE7600H-US | Inverters | 7600 |  | 1 |  |  | 0.992 |  | Outdoor | Near the utility meter
NJSTRE1545387477 | NJSRRE1544421195 | Transition Incentive Program | Manahawkin | 8050 | 18 | 6.93 | Residential | Yes | Behind the Meter | Net-metered residential rooftop and canopy |  | None | Vivint Solar Developer, LLC | AC Electric | Accepted | 2020-02-10 | 2020-02-12 | 2021-10-30 | Hanwha Solar | Q.PEAK BLK-G5 315 | Solar Panels |  | 0.315 | 20 | 245 | 27 |  | Fixed | Roof
NJSTRE1545387477 | NJSRRE1544421195 | Transition Incentive Program | Manahawkin | 8050 | 18 | 6.93 | Residential | Yes | Behind the Meter | Net-metered residential rooftop and canopy |  | None | Vivint Solar Developer, LLC | AC Electric | Accepted | 2020-02-10 | 2020-02-12 | 2021-10-30 | Hanwha Solar | Q.PEAK BLK-G5 315 | Solar Panels |  | 0.315 | 2 | 155 | 27 |  | Fixed | Roof
NJSTRE1545387478 | NJSRRE1543974475 | Transition Incentive Program | JACKSON | 8527 | 18 | 13.86 | Residential | Yes | Behind the Meter | Net-metered residential rooftop and canopy |  | None | Vivint Solar Developer, LLC | JCP&L | Accepted | 2020-01-06 | 2020-01-08 | 2021-10-30 | SOLAREDGE | SE10000H-US | Inverters | 10000 |  | 1 |  |  | 0.992 |  | Outdoor | Near the Utility Meter
NJSTRE1545387478 | NJSRRE1543974475 | Transition Incentive Program | JACKSON | 8527 | 18 | 13.86 | Residential | Yes | Behind the Meter | Net-metered residential rooftop and canopy |  | None | Vivint Solar Developer, LLC | JCP&L | Accepted | 2020-01-06 | 2020-01-08 | 2021-10-30 | HANWHA SOLAR | Q.PEAK BLK-G5 315 | Solar Panels |  | 0.315 | 18 | 210 | 31 |  | Fixed | Roof
NJSTRE1545387478 | NJSRRE1543974475 | Transition Incentive Program | JACKSON | 8527 | 18 | 13.86 | Residential | Yes | Behind the Meter | Net-metered residential rooftop and canopy |  | None | Vivint Solar Developer, LLC | JCP&L | Accepted | 2020-01-06 | 2020-01-08 | 2021-10-30 | HANWHA SOLAR | Q.PEAK BLK-G5 315 | Solar Panels |  | 0.315 | 16 | 30 | 31 |  | Fixed | Roof
NJSTRE1545387478 | NJSRRE1543974475 | Transition Incentive Program | JACKSON | 8527 | 18 | 13.86 | Residential | Yes | Behind the Meter | Net-metered residential rooftop and canopy |  | None | Vivint Solar Developer, LLC | JCP&L | Accepted | 2020-01-06 | 2020-01-08 | 2021-10-30 | HANWHA SOLAR | Q.PEAK BLK-G5 315 | Solar Panels |  | 0.315 | 5 | 120 | 31 |  | Fixed | Roof
NJSTRE1545387478 | NJSRRE1543974475 | Transition Incentive Program | JACKSON | 8527 | 18 | 13.86 | Residential | Yes | Behind the Meter | Net-metered residential rooftop and canopy |  | None | Vivint Solar Developer, LLC | JCP&L | Accepted | 2020-01-06 | 2020-01-08 | 2021-10-30 | HANWHA SOLAR | Q.PEAK BLK-G5 315 | Solar Panels |  | 0.315 | 5 | 300 | 31 |  | Fixed | Roof
NJSTRE1545387480 | NJSRRE1544192800 | Transition Incentive Program | Pleasantville | 8232 | 19 | 12.06 | Residential | No | Behind the Meter | Net-metered residential rooftop and canopy |  | None | Castle Energy, LLC | AC Electric | Accepted | 2020-01-17 | 2020-01-22 | 2021-10-30 | Enphase Energy | IQ7PLUS-72-2-US | Inverters | 290 |  | 36 |  |  | 0.967 |  | Outdoor | on the rooftop under each solar panel
NJSTRE1545387480 | NJSRRE1544192800 | Transition Incentive Program | Pleasantville | 8232 | 19 | 12.06 | Residential | No | Behind the Meter | Net-metered residential rooftop and canopy |  | None | Castle Energy, LLC | AC Electric | Accepted | 2020-01-17 | 2020-01-22 | 2021-10-30 | LG Electronics | LG335N1C-V5 | Solar Panels |  | 0.335 | 22 | 144 | 10 |  | Fixed | Roof
NJSTRE1545387480 | NJSRRE1544192800 | Transition Incentive Program | Pleasantville | 8232 | 19 | 12.06 | Residential | No | Behind the Meter | Net-metered residential rooftop and canopy |  | None | Castle Energy, LLC | AC Electric | Accepted | 2020-01-17 | 2020-01-22 | 2021-10-30 | LG Electronics | LG335N1C-V5 | Solar Panels |  | 0.335 | 14 | 294 | 10 |  | Fixed | Roof
NJSTRE1545387481 | NJSRRE1544523888 | Transition Incentive Program | Browns Mills | 8015 | 13 | 11.06 | Residential | Yes | Behind the Meter | Net-metered residential rooftop and canopy |  | None | Vision Solar LLC | JCP&L | As-Built Incomplete - Review | 2020-02-24 | 2020-02-26 |  | lg solar | lg335n1k-v5 | Solar Panels |  | 0.335 | 32 | 255 | 21 |  | Fixed | Roof
NJSTRE1545387481 | NJSRRE1544523888 | Transition Incentive Program | Browns Mills | 8015 | 13 | 11.06 | Residential | Yes | Behind the Meter | Net-metered residential rooftop and canopy |  | None | Vision Solar LLC | JCP&L | As-Built Incomplete - Review | 2020-02-24 | 2020-02-26 |  | lg solar | lg335n1k-v5 | Solar Panels |  | 0.335 | 1 | 75 | 21 |  | Fixed | Roof
NJSTRE1545387481 | NJSRRE1544523888 | Transition Incentive Program | Browns Mills | 8015 | 13 | 11.06 | Residential | Yes | Behind the Meter | Net-metered residential rooftop and canopy |  | None | Vision Solar LLC | JCP&L | As-Built Incomplete - Review | 2020-02-24 | 2020-02-26 |  | enphase | iq7-60-2-us | Inverters | 240 |  | 33 |  |  | 0.96 |  | Other | behind panels
NJSTRE1545387483 | NJSRRE1544309011 | Transition Incentive Program | Pennsauken | 8109 | 14 | 7.25 | Residential | No | Behind the Meter | Net-metered residential rooftop and canopy |  | None | Vivint Solar Developer, LLC | PSE&G | Accepted | 2020-01-27 | 2020-02-03 | 2021-10-30 | SolarEdge | SE7600H-US | Inverters | 7600 |  | 1 |  |  | 0.992 |  | Outdoor | Near the utility meter
NJSTRE1545387483 | NJSRRE1544309011 | Transition Incentive Program | Pennsauken | 8109 | 14 | 7.25 | Residential | No | Behind the Meter | Net-metered residential rooftop and canopy |  | None | Vivint Solar Developer, LLC | PSE&G | Accepted | 2020-01-27 | 2020-02-03 | 2021-10-30 | LG | LG315N1K-V5 | Solar Panels |  | 0.315 | 8 | 30 | 35 |  | Fixed | Roof
NJSTRE1545387483 | NJSRRE1544309011 | Transition Incentive Program | Pennsauken | 8109 | 14 | 7.25 | Residential | No | Behind the Meter | Net-metered residential rooftop and canopy |  | None | Vivint Solar Developer, LLC | PSE&G | Accepted | 2020-01-27 | 2020-02-03 | 2021-10-30 | LG | LG315N1K-V5 | Solar Panels |  | 0.315 | 15 | 125 | 28 |  | Fixed | Roof
NJSTRE1545387484 | NJSRRE1544308849 | Transition Incentive Program | Erial | 8081 | 14 | 9.6 | Residential | Yes | Behind the Meter | Behind the Meter |  | None | Skyline Solar, LLC | AC Electric | Eligible for TI Program | 2020-01-27 | 2020-01-29 | 2021-10-30 | SolarEdge | SE7600H-US | Inverters | 7600 |  | 1 |  |  | 0.99 |  | Outside | within ten feet of meter
NJSTRE1545387484 | NJSRRE1544308849 | Transition Incentive Program | Erial | 8081 | 14 | 9.6 | Residential | Yes | Behind the Meter | Behind the Meter |  | None | Skyline Solar, LLC | AC Electric | Eligible for TI Program | 2020-01-27 | 2020-01-29 | 2021-10-30 | Hanwha Q-Cells | Q.PEAK DUO-G5 320 | Solar Panels |  | 0.32 | 30 | 218,38 | 20 |  | Fixed | Roof
NJSTRE1545387486 | NJSRRE1543918517 | Transition Incentive Program | Penns Grove | 8069 | 16 | 5.12 | Residential | Yes | Behind the Meter | Behind the Meter |  | None | Skyline Solar, LLC | AC Electric | Eligible for TI Program | 2020-01-03 | 2020-01-07 | 2021-10-30 | SolarEdge | SE3800H-US | Inverters | 3800 |  | 1 |  |  | 0.99 |  | Outside | within ten feet of meter
NJSTRE1545387486 | NJSRRE1543918517 | Transition Incentive Program | Penns Grove | 8069 | 16 | 5.12 | Residential | Yes | Behind the Meter | Behind the Meter |  | None | Skyline Solar, LLC | AC Electric | Eligible for TI Program | 2020-01-03 | 2020-01-07 | 2021-10-30 | Hanwha Q-Cells | Q.PEAK DUO-G5 320 | Solar Panels |  | 0.32 | 16 | 119299 | 22 |  | Fixed | Roof
NJSTRE1545387487 | NJSRRE1543422217 | Transition Incentive Program | CHERRY HILL | 8002 | 14 | 14.81 | Residential | Yes | Behind the Meter | Net-metered residential rooftop and canopy |  | None | Vivint Solar Developer, LLC | PSE&G | Accepted | 2019-11-20 | 2019-11-22 | 2021-10-30 | Solar Edge | SE7600H-US000BNC4 | Inverters | 76000 |  | 1 |  |  | 0.992 |  | Outdoor | Near the utility meter
NJSTRE1545387487 | NJSRRE1543422217 | Transition Incentive Program | CHERRY HILL | 8002 | 14 | 14.81 | Residential | Yes | Behind the Meter | Net-metered residential rooftop and canopy |  | None | Vivint Solar Developer, LLC | PSE&G | Accepted | 2019-11-20 | 2019-11-22 | 2021-10-30 | Hanwha | Q.PEAK BLK-G5 315 | Solar Panels |  | 0.315 | 9 | 39 | 26 |  | Fixed | Roof
NJSTRE1545387487 | NJSRRE1543422217 | Transition Incentive Program | CHERRY HILL | 8002 | 14 | 14.81 | Residential | Yes | Behind the Meter | Net-metered residential rooftop and canopy |  | None | Vivint Solar Developer, LLC | PSE&G | Accepted | 2019-11-20 | 2019-11-22 | 2021-10-30 | Hanwha | Q.PEAK BLK-G5 315 | Solar Panels |  | 0.315 | 23 | 129 | 26 |  | Fixed | Roof
NJSTRE1545387487 | NJSRRE1543422217 | Transition Incentive Program | CHERRY HILL | 8002 | 14 | 14.81 | Residential | Yes | Behind the Meter | Net-metered residential rooftop and canopy |  | None | Vivint Solar Developer, LLC | PSE&G | Accepted | 2019-11-20 | 2019-11-22 | 2021-10-30 | Hanwha | Q.PEAK BLK-G5 315 | Solar Panels |  | 0.315 | 15 | 309 | 26 |  | Fixed | Roof
NJSTRE1545387489 | NJSRRE1543565026 | Transition Incentive Program | Englewood | 7631 | 7 | 6.3 | Residential | Yes | Behind the Meter | Net-metered residential rooftop and canopy |  | None | Vivint Solar Developer, LLC | PSE&G | Accepted | 2019-12-18 | 2019-12-23 | 2021-10-30 | SOLAREDGE | SE7600H-US | Inverters | 7600 |  | 1 |  |  | 0.992 |  | Outdoor | Near the Utility Meter
NJSTRE1545387489 | NJSRRE1543565026 | Transition Incentive Program | Englewood | 7631 | 7 | 6.3 | Residential | Yes | Behind the Meter | Net-metered residential rooftop and canopy |  | None | Vivint Solar Developer, LLC | PSE&G | Accepted | 2019-12-18 | 2019-12-23 | 2021-10-30 | HANWHA SOLAR | Q.PEAK BLK-G5 315 | Solar Panels |  | 0.315 | 20 | 263 | 39 |  | Fixed | Roof
NJSTRE1545387490 | NJSRRE1544512192 | Transition Incentive Program | Woodlynne | 8107 | 14 | 5.12 | Residential | Yes | Behind the Meter | Behind the Meter |  | None | Skyline Solar, LLC | PSE&G | Eligible for TI Program | 2020-02-20 | 2020-02-24 | 2021-10-30 | SolarEdge | SE3800H-US | Inverters | 3800 |  | 1 |  |  | 0.99 |  | Outside | within ten feet of meter
NJSTRE1545387490 | NJSRRE1544512192 | Transition Incentive Program | Woodlynne | 8107 | 14 | 5.12 | Residential | Yes | Behind the Meter | Behind the Meter |  | None | Skyline Solar, LLC | PSE&G | Eligible for TI Program | 2020-02-20 | 2020-02-24 | 2021-10-30 | Hanwha Q-Cells | Q.PEAK DUO-G5 320 | Solar Panels |  | 0.32 | 16 | 179 | 10 |  | Fixed | Roof
NJSTRE1545387492 | NJSRRE1544199044 | Transition Incentive Program | WARETOWN | 8758 | 18 | 9.45 | Residential | Yes | Behind the Meter | Net-metered residential rooftop and canopy |  | None | Vivint Solar Developer, LLC | JCP&L | Accepted | 2020-01-20 | 2020-01-23 | 2021-10-30 | SOLAREDGE | SE7600H-US | Inverters | 7600 |  | 1 |  |  | 0.992 |  | Outdoor | Near the Utility Meter
NJSTRE1545387492 | NJSRRE1544199044 | Transition Incentive Program | WARETOWN | 8758 | 18 | 9.45 | Residential | Yes | Behind the Meter | Net-metered residential rooftop and canopy |  | None | Vivint Solar Developer, LLC | JCP&L | Accepted | 2020-01-20 | 2020-01-23 | 2021-10-30 | HANWHA SOLAR | Q.PEAK BLK-G5 315 | Solar Panels |  | 0.315 | 18 | 119 | 18 |  | Fixed | Roof
NJSTRE1545387492 | NJSRRE1544199044 | Transition Incentive Program | WARETOWN | 8758 | 18 | 9.45 | Residential | Yes | Behind the Meter | Net-metered residential rooftop and canopy |  | None | Vivint Solar Developer, LLC | JCP&L | Accepted | 2020-01-20 | 2020-01-23 | 2021-10-30 | HANWHA SOLAR | Q.PEAK BLK-G5 315 | Solar Panels |  | 0.315 | 12 | 299 | 18 |  | Fixed | Roof
NJSTRE1545387493 | NJSRRE1543565036 | Transition Incentive Program | Somerset | 8873 | 5 | 11.66 | Residential | Yes | Behind the Meter | Net-metered residential rooftop and canopy |  | None | Vivint Solar Developer, LLC | PSE&G | Accepted | 2019-12-20 | 2019-12-23 | 2021-10-30 | SOLAREDGE | SE7600H-US | Inverters | 7600 |  | 1 |  |  | 0.992 |  | Outdoor | Near the Utility Meter
NJSTRE1545387493 | NJSRRE1543565036 | Transition Incentive Program | Somerset | 8873 | 5 | 11.66 | Residential | Yes | Behind the Meter | Net-metered residential rooftop and canopy |  | None | Vivint Solar Developer, LLC | PSE&G | Accepted | 2019-12-20 | 2019-12-23 | 2021-10-30 | HANWHA SOLAR | Q.PEAK BLK-G5 315 | Solar Panels |  | 0.315 | 13 | 129 | 19 |  | Fixed | Roof
NJSTRE1545387493 | NJSRRE1543565036 | Transition Incentive Program | Somerset | 8873 | 5 | 11.66 | Residential | Yes | Behind the Meter | Net-metered residential rooftop and canopy |  | None | Vivint Solar Developer, LLC | PSE&G | Accepted | 2019-12-20 | 2019-12-23 | 2021-10-30 | HANWHA SOLAR | Q.PEAK BLK-G5 315 | Solar Panels |  | 0.315 | 24 | 219 | 19 |  | Fixed | Roof
NJSTRE1545387494 | NJSRRE1543852904 | Transition Incentive Program | HAZLET | 7730 | 17 | 10.71 | Residential | Yes | Behind the Meter | Net-metered residential rooftop and canopy |  | None | Vivint Solar Developer, LLC | JCP&L | Accepted | 2020-01-02 | 2020-01-06 | 2021-10-30 | SolarEdge Technologies | SE7600H-US | Inverters | 7600 |  | 1 |  |  | 0.992 |  | Outdoor | Near the utility meter
NJSTRE1545387494 | NJSRRE1543852904 | Transition Incentive Program | HAZLET | 7730 | 17 | 10.71 | Residential | Yes | Behind the Meter | Net-metered residential rooftop and canopy |  | None | Vivint Solar Developer, LLC | JCP&L | Accepted | 2020-01-02 | 2020-01-06 | 2021-10-30 | Hanwha Solar | Q.PEAK BLK-G5 315 | Solar Panels |  | 0.315 | 15 | 201 | 9 |  | Fixed | Roof
NJSTRE1545387494 | NJSRRE1543852904 | Transition Incentive Program | HAZLET | 7730 | 17 | 10.71 | Residential | Yes | Behind the Meter | Net-metered residential rooftop and canopy |  | None | Vivint Solar Developer, LLC | JCP&L | Accepted | 2020-01-02 | 2020-01-06 | 2021-10-30 | Hanwha Solar | Q.PEAK BLK-G5 315 | Solar Panels |  | 0.315 | 13 | 21 | 9 |  | Fixed | Roof
NJSTRE1545387494 | NJSRRE1543852904 | Transition Incentive Program | HAZLET | 7730 | 17 | 10.71 | Residential | Yes | Behind the Meter | Net-metered residential rooftop and canopy |  | None | Vivint Solar Developer, LLC | JCP&L | Accepted | 2020-01-02 | 2020-01-06 | 2021-10-30 | Hanwha Solar | Q.PEAK BLK-G5 315 | Solar Panels |  | 0.315 | 3 | 201 | 10 |  | Fixed | Roof
NJSTRE1545387494 | NJSRRE1543852904 | Transition Incentive Program | HAZLET | 7730 | 17 | 10.71 | Residential | Yes | Behind the Meter | Net-metered residential rooftop and canopy |  | None | Vivint Solar Developer, LLC | JCP&L | Accepted | 2020-01-02 | 2020-01-06 | 2021-10-30 | Hanwha Solar | Q.PEAK BLK-G5 315 | Solar Panels |  | 0.315 | 3 | 21 | 10 |  | Fixed | Roof
NJSTRE1545387495 | NJSRRE1543672350 | Transition Incentive Program | Howell | 7731 | 17 | 15.68 | Commercial | No | Behind the Meter | Net-metered non-residential rooftop and canopy |  | None | Powerlutions | JCP&L | Accepted | 2019-12-23 | 2019-12-30 | 2021-10-30 | SolarEdge | SE14.4KUS | Inverters | 14.4 |  | 1 |  |  | 0.99 |  | Outdoor | near meter
NJSTRE1545387495 | NJSRRE1543672350 | Transition Incentive Program | Howell | 7731 | 17 | 15.68 | Commercial | No | Behind the Meter | Net-metered non-residential rooftop and canopy |  | None | Powerlutions | JCP&L | Accepted | 2019-12-23 | 2019-12-30 | 2021-10-30 | Axitec | AC-320MH/120S | Solar Panels |  | 0.32 | 49 | 95 | 19 |  | Fixed | Roof
NJSTRE1545387496 | NJSRRE1543502387 | Transition Incentive Program | PATERSON CITY | 7524 | 6 | 3.78 | Residential | Yes | Behind the Meter | Behind the Meter |  | None | Tesla Energy Operations Inc | PSE&G | Eligible for TI Program | 2019-12-10 | 2019-12-12 | 2021-10-30 | SOLAREDGE | SE3800H-US000SNC2 | Inverters | 3800 |  | 1 |  |  | 0.99 |  | Outdoor | Outdoor
NJSTRE1545387496 | NJSRRE1543502387 | Transition Incentive Program | PATERSON CITY | 7524 | 6 | 3.78 | Residential | Yes | Behind the Meter | Behind the Meter |  | None | Tesla Energy Operations Inc | PSE&G | Eligible for TI Program | 2019-12-10 | 2019-12-12 | 2021-10-30 | Hanwha Q-Cells | Q.Peak DUO BLK-G5/SC315 | Solar Panels |  | 0.315 | 12 | 193 | 45 |  | Fixed | Roof
NJSTRE1545387498 | NJSRRE1543547777 | Transition Incentive Program | Lincroft | 7738 | 17 | 12.77 | Residential | No | Behind the Meter | Behind the Meter |  | None | Sunrun Installation Services, Inc. | JCP&L | Eligible for TI Program | 2019-12-13 | 2019-12-18 | 2021-10-30 | LG Chem | RESU 10H SEG | Electric Storage Battery |  |  | 1 |  |  |  | Lithium Ion |  | outside
NJSTRE1545387498 | NJSRRE1543547777 | Transition Incentive Program | Lincroft | 7738 | 17 | 12.77 | Residential | No | Behind the Meter | Behind the Meter |  | None | Sunrun Installation Services, Inc. | JCP&L | Eligible for TI Program | 2019-12-13 | 2019-12-18 | 2021-10-30 | SolarEdge Technologies | SE6000H-USRGM | Inverters | 6000 |  | 1 |  |  | 0.96 |  | Outdoor | Next To Meter
NJSTRE1545387498 | NJSRRE1543547777 | Transition Incentive Program | Lincroft | 7738 | 17 | 12.77 | Residential | No | Behind the Meter | Behind the Meter |  | None | Sunrun Installation Services, Inc. | JCP&L | Eligible for TI Program | 2019-12-13 | 2019-12-18 | 2021-10-30 | SolarEdge Technologies | SE7600A-USS2RGM | Inverters | 7600 |  | 1 |  |  | 0.96 |  | Outdoor | Next To Meter
NJSTRE1545387498 | NJSRRE1543547777 | Transition Incentive Program | Lincroft | 7738 | 17 | 12.77 | Residential | No | Behind the Meter | Behind the Meter |  | None | Sunrun Installation Services, Inc. | JCP&L | Eligible for TI Program | 2019-12-13 | 2019-12-18 | 2021-10-30 | LG Electronics | LG345N1C-V5 | Solar Panels |  | 0.345 | 14 | 191 | 23 |  | Fixed | Roof
NJSTRE1545387498 | NJSRRE1543547777 | Transition Incentive Program | Lincroft | 7738 | 17 | 12.77 | Residential | No | Behind the Meter | Behind the Meter |  | None | Sunrun Installation Services, Inc. | JCP&L | Eligible for TI Program | 2019-12-13 | 2019-12-18 | 2021-10-30 | LG Electronics | LG345N1C-V5 | Solar Panels |  | 0.345 | 23 | 191 | 23 |  | Fixed | Roof
NJSTRE1545387499 | NJSRRE1543513058 | Transition Incentive Program | Landing | 7850 | 3 | 9.57 | Residential | Yes | Behind the Meter | Behind the Meter |  | None | Sunrun Installation Services, Inc. | JCP&L | Eligible for TI Program | 2019-12-11 | 2019-12-16 | 2021-10-30 | Delta Electronics | M4-TL-US | Inverters | 3840 |  | 1 |  |  | 0.96 |  | Outdoor | Next To Meter
NJSTRE1545387499 | NJSRRE1543513058 | Transition Incentive Program | Landing | 7850 | 3 | 9.57 | Residential | Yes | Behind the Meter | Behind the Meter |  | None | Sunrun Installation Services, Inc. | JCP&L | Eligible for TI Program | 2019-12-11 | 2019-12-16 | 2021-10-30 | Delta Electronics | M6-TL-US | Inverters | 5760 |  | 1 |  |  | 0.96 |  | Outdoor | Next To Meter
NJSTRE1545387499 | NJSRRE1543513058 | Transition Incentive Program | Landing | 7850 | 3 | 9.57 | Residential | Yes | Behind the Meter | Behind the Meter |  | None | Sunrun Installation Services, Inc. | JCP&L | Eligible for TI Program | 2019-12-11 | 2019-12-16 | 2021-10-30 | REC Solar | REC290TP2 BLK | Solar Panels |  | 0.29 | 6 | 286 | 23 |  | Fixed | Roof | roof
NJSTRE1545387499 | NJSRRE1543513058 | Transition Incentive Program | Landing | 7850 | 3 | 9.57 | Residential | Yes | Behind the Meter | Behind the Meter |  | None | Sunrun Installation Services, Inc. | JCP&L | Eligible for TI Program | 2019-12-11 | 2019-12-16 | 2021-10-30 | REC Solar | REC290TP2 BLK | Solar Panels |  | 0.29 | 10 | 286 | 18 |  | Fixed | Roof
NJSTRE1545387499 | NJSRRE1543513058 | Transition Incentive Program | Landing | 7850 | 3 | 9.57 | Residential | Yes | Behind the Meter | Behind the Meter |  | None | Sunrun Installation Services, Inc. | JCP&L | Eligible for TI Program | 2019-12-11 | 2019-12-16 | 2021-10-30 | REC Solar | REC290TP2 BLK | Solar Panels |  | 0.29 | 5 | 106 | 18 |  | Fixed | Roof
NJSTRE1545387499 | NJSRRE1543513058 | Transition Incentive Program | Landing | 7850 | 3 | 9.57 | Residential | Yes | Behind the Meter | Behind the Meter |  | None | Sunrun Installation Services, Inc. | JCP&L | Eligible for TI Program | 2019-12-11 | 2019-12-16 | 2021-10-30 | REC Solar | REC290TP2 BLK | Solar Panels |  | 0.29 | 7 | 15 | 23 |  | Fixed | Roof
NJSTRE1545387499 | NJSRRE1543513058 | Transition Incentive Program | Landing | 7850 | 3 | 9.57 | Residential | Yes | Behind the Meter | Behind the Meter |  | None | Sunrun Installation Services, Inc. | JCP&L | Eligible for TI Program | 2019-12-11 | 2019-12-16 | 2021-10-30 | REC Solar | REC290TP2 BLK | Solar Panels |  | 0.29 | 5 | 105 | 23 |  | Fixed | Roof
NJSTRE1545387503 | NJSRRE1544414657 | Transition Incentive Program | GALLOWAY | 8205 | 19 | 8.96 | Residential | Yes | Behind the Meter | Net-metered residential rooftop and canopy |  | None | Vivint Solar Developer, LLC | AC Electric | Accepted | 2020-02-07 | 2020-02-11 | 2021-10-30 | SolarEdge | SE7600H-US | Inverters | 7600 |  | 1 |  |  | 0.992 |  | Outdoor | Near the utility meter
NJSTRE1545387503 | NJSRRE1544414657 | Transition Incentive Program | GALLOWAY | 8205 | 19 | 8.96 | Residential | Yes | Behind the Meter | Net-metered residential rooftop and canopy |  | None | Vivint Solar Developer, LLC | AC Electric | Accepted | 2020-02-07 | 2020-02-11 | 2021-10-30 | Jinko Solar | JKM320M-60HBL | Solar Panels |  | 0.32 | 24 | 65 | 33 |  | Fixed | Roof
NJSTRE1545387503 | NJSRRE1544414657 | Transition Incentive Program | GALLOWAY | 8205 | 19 | 8.96 | Residential | Yes | Behind the Meter | Net-metered residential rooftop and canopy |  | None | Vivint Solar Developer, LLC | AC Electric | Accepted | 2020-02-07 | 2020-02-11 | 2021-10-30 | Jinko Solar | JKM320M-60HBL | Solar Panels |  | 0.32 | 4 | 245 | 33 |  | Fixed | Roof
NJSTRE1545387505 | NJSRRE1543447214 | Transition Incentive Program | Sicklerville | 8081 | 14 | 7.15 | Residential | No | Behind the Meter | Behind the Meter |  | None | Green Power Energy | AC Electric | Eligible for TI Program | 2019-11-26 | 2019-12-02 | 2021-10-30 | SolarEdge | SE6000H-US | Inverters | 6000 |  | 1 |  |  | 0.97 |  | Outside | Next to meter
NJSTRE1545387505 | NJSRRE1543447214 | Transition Incentive Program | Sicklerville | 8081 | 14 | 7.15 | Residential | No | Behind the Meter | Behind the Meter |  | None | Green Power Energy | AC Electric | Eligible for TI Program | 2019-11-26 | 2019-12-02 | 2021-10-30 | Panasonic | VBHN325KA03 | Solar Panels |  | 0.325 | 13 | 237 | 27 |  | Fixed | Roof
NJSTRE1545387505 | NJSRRE1543447214 | Transition Incentive Program | Sicklerville | 8081 | 14 | 7.15 | Residential | No | Behind the Meter | Behind the Meter |  | None | Green Power Energy | AC Electric | Eligible for TI Program | 2019-11-26 | 2019-12-02 | 2021-10-30 | Panasonic | VBHN325KA03 | Solar Panels |  | 0.325 | 4 | 146 | 27 |  | Fixed | Roof
NJSTRE1545387505 | NJSRRE1543447214 | Transition Incentive Program | Sicklerville | 8081 | 14 | 7.15 | Residential | No | Behind the Meter | Behind the Meter |  | None | Green Power Energy | AC Electric | Eligible for TI Program | 2019-11-26 | 2019-12-02 | 2021-10-30 | Panasonic | VBHN325KA03 | Solar Panels |  | 0.325 | 5 | 57 | 27 |  | Fixed | Roof
NJSTRE1545387507 | NJSRRE1544219886 | Transition Incentive Program | Fair Haven | 7704 | 17 | 8.19 | Residential | No | Behind the Meter | Net-metered residential rooftop and canopy |  | None | Vision Solar LLC | JCP&L | Accepted | 2020-01-24 | 2020-01-28 | 2021-10-30 | Enphase | iq7-60-2-us | Inverters | 0.25 |  | 26 |  |  | 0.96 |  | Other | behind panels
NJSTRE1545387507 | NJSRRE1544219886 | Transition Incentive Program | Fair Haven | 7704 | 17 | 8.19 | Residential | No | Behind the Meter | Net-metered residential rooftop and canopy |  | None | Vision Solar LLC | JCP&L | Accepted | 2020-01-24 | 2020-01-28 | 2021-10-30 | hanwa qcells | qpeak duo-g5 315 | Solar Panels |  | 0.315 | 11 | 141 | 23 |  | Fixed | Roof
NJSTRE1545387507 | NJSRRE1544219886 | Transition Incentive Program | Fair Haven | 7704 | 17 | 8.19 | Residential | No | Behind the Meter | Net-metered residential rooftop and canopy |  | None | Vision Solar LLC | JCP&L | Accepted | 2020-01-24 | 2020-01-28 | 2021-10-30 | hanwa qcells | qpeak duo-g5 315 | Solar Panels |  | 0.315 | 2 | 51 | 23 |  | Fixed | Roof
NJSTRE1545387507 | NJSRRE1544219886 | Transition Incentive Program | Fair Haven | 7704 | 17 | 8.19 | Residential | No | Behind the Meter | Net-metered residential rooftop and canopy |  | None | Vision Solar LLC | JCP&L | Accepted | 2020-01-24 | 2020-01-28 | 2021-10-30 | hanwa qcells | qpeak duo-g5 315 | Solar Panels |  | 0.315 | 6 | 231 | 18 |  | Fixed | Roof
NJSTRE1545387507 | NJSRRE1544219886 | Transition Incentive Program | Fair Haven | 7704 | 17 | 8.19 | Residential | No | Behind the Meter | Net-metered residential rooftop and canopy |  | None | Vision Solar LLC | JCP&L | Accepted | 2020-01-24 | 2020-01-28 | 2021-10-30 | hanwa qcells | qpeak duo-g5 315 | Solar Panels |  | 0.315 | 2 | 141 | 18 |  | Fixed | Roof
NJSTRE1545387507 | NJSRRE1544219886 | Transition Incentive Program | Fair Haven | 7704 | 17 | 8.19 | Residential | No | Behind the Meter | Net-metered residential rooftop and canopy |  | None | Vision Solar LLC | JCP&L | Accepted | 2020-01-24 | 2020-01-28 | 2021-10-30 | hanwa qcells | qpeak duo-g5 315 | Solar Panels |  | 0.315 | 2 | 231 | 23 |  | Fixed | Roof
NJSTRE1545387507 | NJSRRE1544219886 | Transition Incentive Program | Fair Haven | 7704 | 17 | 8.19 | Residential | No | Behind the Meter | Net-metered residential rooftop and canopy |  | None | Vision Solar LLC | JCP&L | Accepted | 2020-01-24 | 2020-01-28 | 2021-10-30 | hanwa qcells | qpeak duo-g5 315 | Solar Panels |  | 0.315 | 3 | 321 | 23 |  | Fixed | Roof
NJSTRE1545387508 | NJSRRE1544436714 | Transition Incentive Program | BURLINGTON | 8016 | 13 | 6.4 | Residential | Yes | Behind the Meter | Net-metered residential rooftop and canopy |  | None | Vivint Solar Developer, LLC | PSE&G | Accepted | 2020-02-12 | 2020-02-17 | 2021-10-30 | SOLAREDGE | SE7600H-US | Inverters | 7600 |  | 1 |  |  | 0.992 |  | Outdoor | Near the Utility Meter
NJSTRE1545387508 | NJSRRE1544436714 | Transition Incentive Program | BURLINGTON | 8016 | 13 | 6.4 | Residential | Yes | Behind the Meter | Net-metered residential rooftop and canopy |  | None | Vivint Solar Developer, LLC | PSE&G | Accepted | 2020-02-12 | 2020-02-17 | 2021-10-30 | JINKO SOLAR | JKM320M-60HBL | Solar Panels |  | 0.32 | 18 | 190 | 18 |  | Fixed | Roof
NJSTRE1545387508 | NJSRRE1544436714 | Transition Incentive Program | BURLINGTON | 8016 | 13 | 6.4 | Residential | Yes | Behind the Meter | Net-metered residential rooftop and canopy |  | None | Vivint Solar Developer, LLC | PSE&G | Accepted | 2020-02-12 | 2020-02-17 | 2021-10-30 | JINKO SOLAR | JKM320M-60HBL | Solar Panels |  | 0.32 | 2 | 100 | 18 |  | Fixed | Roof
NJSTRE1545387509 | NJSRRE1543651804 | Transition Incentive Program | Long Branch | 7740 | 17 | 11.66 | Residential | Yes | Behind the Meter | Net-metered residential rooftop and canopy |  | None | Vivint Solar Developer, LLC | JCP&L | Accepted | 2019-12-23 | 2019-12-27 | 2021-10-30 | Solar Edge | SE7600H-US | Inverters | 7600 |  | 1 |  |  | 0.992 |  | Outdoor | Near the utility meter
NJSTRE1545387509 | NJSRRE1543651804 | Transition Incentive Program | Long Branch | 7740 | 17 | 11.66 | Residential | Yes | Behind the Meter | Net-metered residential rooftop and canopy |  | None | Vivint Solar Developer, LLC | JCP&L | Accepted | 2019-12-23 | 2019-12-27 | 2021-10-30 | Hanwha Solar | Q.PEAK BLK-G5 315 | Solar Panels |  | 0.315 | 21 | 328 | 39 |  | Fixed | Roof
NJSTRE1545387509 | NJSRRE1543651804 | Transition Incentive Program | Long Branch | 7740 | 17 | 11.66 | Residential | Yes | Behind the Meter | Net-metered residential rooftop and canopy |  | None | Vivint Solar Developer, LLC | JCP&L | Accepted | 2019-12-23 | 2019-12-27 | 2021-10-30 | Hanwha Solar | Q.PEAK BLK-G5 315 | Solar Panels |  | 0.315 | 3 | 328 | 13 |  | Fixed | Roof
NJSTRE1545387509 | NJSRRE1543651804 | Transition Incentive Program | Long Branch | 7740 | 17 | 11.66 | Residential | Yes | Behind the Meter | Net-metered residential rooftop and canopy |  | None | Vivint Solar Developer, LLC | JCP&L | Accepted | 2019-12-23 | 2019-12-27 | 2021-10-30 | Hanwha Solar | Q.PEAK BLK-G5 315 | Solar Panels |  | 0.315 | 13 | 148 | 39 |  | Fixed | Roof
NJSTRE1545387510 | NJSRRE1544465774 | Transition Incentive Program | vineland | 8361 | 20 | 6.7 | Residential | Yes | Behind the Meter | Net-metered residential rooftop and canopy |  | None | Vision Solar LLC | Vineland Muni Electric | Accepted | 2020-02-17 | 2020-02-19 | 2021-10-30 | enphase | iq7-60-2-us | Inverters | 0.25 |  | 20 |  |  | 0.96 |  | Other | behind panels
NJSTRE1545387510 | NJSRRE1544465774 | Transition Incentive Program | vineland | 8361 | 20 | 6.7 | Residential | Yes | Behind the Meter | Net-metered residential rooftop and canopy |  | None | Vision Solar LLC | Vineland Muni Electric | Accepted | 2020-02-17 | 2020-02-19 | 2021-10-30 | lg solar | lg335n1k-v5 | Solar Panels |  | 0.335 | 14 | 93 | 18 |  | Fixed | Roof
NJSTRE1545387510 | NJSRRE1544465774 | Transition Incentive Program | vineland | 8361 | 20 | 6.7 | Residential | Yes | Behind the Meter | Net-metered residential rooftop and canopy |  | None | Vision Solar LLC | Vineland Muni Electric | Accepted | 2020-02-17 | 2020-02-19 | 2021-10-30 | lg solar | lg335n1k-v5 | Solar Panels |  | 0.335 | 6 | 279 | 18 |  | Fixed | Roof
NJSTRE1545387511 | NJSRRE1543827075 | Transition Incentive Program | Newark City | 7107 | 9 | 9.28 | Residential | Yes | Behind the Meter | Behind the Meter |  | None | Sunrun Installation Services, Inc. | PSE&G | Eligible for TI Program | 2019-12-30 | 2020-01-03 | 2021-10-30 | Delta Electronics | M4-TL-US | Inverters | 3840 |  | 2 |  |  | 0.96 |  | Outdoor | Next To Meter
NJSTRE1545387511 | NJSRRE1543827075 | Transition Incentive Program | Newark City | 7107 | 9 | 9.28 | Residential | Yes | Behind the Meter | Behind the Meter |  | None | Sunrun Installation Services, Inc. | PSE&G | Eligible for TI Program | 2019-12-30 | 2020-01-03 | 2021-10-30 | REC Solar | REC290TP2 BLK | Solar Panels |  | 0.29 | 15 | 115 | 18 |  | Fixed | Roof
NJSTRE1545387511 | NJSRRE1543827075 | Transition Incentive Program | Newark City | 7107 | 9 | 9.28 | Residential | Yes | Behind the Meter | Behind the Meter |  | None | Sunrun Installation Services, Inc. | PSE&G | Eligible for TI Program | 2019-12-30 | 2020-01-03 | 2021-10-30 | REC Solar | REC290TP2 BLK | Solar Panels |  | 0.29 | 17 | 295 | 18 |  | Fixed | Roof
NJSTRE1545387512 | NJSRRE1543547303 | Transition Incentive Program | Howell, | 7731 | 17 | 12.95 | Residential | Yes | Behind the Meter | Net-metered residential rooftop and canopy |  | None | Seabright Solar | JCP&L | Accepted | 2019-12-30 | 2020-01-02 | 2021-10-30 | Sunpower | PVS 6 | Meters |  |  | 1 |  |  |  | Yes | Outdoor
NJSTRE1545387512 | NJSRRE1543547303 | Transition Incentive Program | Howell, | 7731 | 17 | 12.95 | Residential | Yes | Behind the Meter | Net-metered residential rooftop and canopy |  | None | Seabright Solar | JCP&L | Accepted | 2019-12-30 | 2020-01-02 | 2021-10-30 | Sunpower | SPR-X21-350 | Inverters | 0.32 |  | 37 |  |  | 0.99 |  | Outside | Roof
NJSTRE1545387512 | NJSRRE1543547303 | Transition Incentive Program | Howell, | 7731 | 17 | 12.95 | Residential | Yes | Behind the Meter | Net-metered residential rooftop and canopy |  | None | Seabright Solar | JCP&L | Accepted | 2019-12-30 | 2020-01-02 | 2021-10-30 | Sunpower | SPR-X21-350 | Solar Panels |  | 0.35 | 10 | 237 | 26 |  | Fixed | Roof
NJSTRE1545387512 | NJSRRE1543547303 | Transition Incentive Program | Howell, | 7731 | 17 | 12.95 | Residential | Yes | Behind the Meter | Net-metered residential rooftop and canopy |  | None | Seabright Solar | JCP&L | Accepted | 2019-12-30 | 2020-01-02 | 2021-10-30 | Sunpower | SPR-X21-350 | Solar Panels |  | 0.35 | 27 | 57 | 26 |  | Fixed | Roof
NJSTRE1545387514 | NJSRRE1544316851 | Transition Incentive Program | Teaneck | 7666 | 7 | 13.86 | Residential | Yes | Behind the Meter | Behind the Meter |  | None | Trinity Solar | PSE&G | Eligible for TI Program | 2020-01-28 | 2020-01-31 | 2021-10-30 | Solar Edge | SE11400 | Inverters | 11400 |  | 1 |  |  | 0.97 |  | Outside | side of home
NJSTRE1545387514 | NJSRRE1544316851 | Transition Incentive Program | Teaneck | 7666 | 7 | 13.86 | Residential | Yes | Behind the Meter | Behind the Meter |  | None | Trinity Solar | PSE&G | Eligible for TI Program | 2020-01-28 | 2020-01-31 | 2021-10-30 | Hanwha | Q.PEAK DUO BLK-G5 315 | Solar Panels |  | 0.315 | 16 | 116 | 34 |  | Fixed | Roof
NJSTRE1545387514 | NJSRRE1544316851 | Transition Incentive Program | Teaneck | 7666 | 7 | 13.86 | Residential | Yes | Behind the Meter | Behind the Meter |  | None | Trinity Solar | PSE&G | Eligible for TI Program | 2020-01-28 | 2020-01-31 | 2021-10-30 | Hanwha | Q.PEAK DUO BLK-G5 315 | Solar Panels |  | 0.315 | 22 | 296 | 34 |  | Fixed | Roof
NJSTRE1545387514 | NJSRRE1544316851 | Transition Incentive Program | Teaneck | 7666 | 7 | 13.86 | Residential | Yes | Behind the Meter | Behind the Meter |  | None | Trinity Solar | PSE&G | Eligible for TI Program | 2020-01-28 | 2020-01-31 | 2021-10-30 | Hanwha | Q.PEAK DUO BLK-G5 315 | Solar Panels |  | 0.315 | 6 | 206 | 9 |  | Fixed | Roof
NJSTRE1545387515 | NJSRRE1544465757 | Transition Incentive Program | MANAHAWKIN | 8050 | 18 | 9.92 | Residential | Yes | Behind the Meter | Net-metered residential rooftop and canopy |  | None | Vivint Solar Developer, LLC | AC Electric | Accepted | 2020-02-17 | 2020-02-19 | 2021-10-30 | SolarEdge | SE7600H-US | Inverters | 7600 |  | 1 |  |  | 0.992 |  | Outdoor | Near the utility meter
NJSTRE1545387515 | NJSRRE1544465757 | Transition Incentive Program | MANAHAWKIN | 8050 | 18 | 9.92 | Residential | Yes | Behind the Meter | Net-metered residential rooftop and canopy |  | None | Vivint Solar Developer, LLC | AC Electric | Accepted | 2020-02-17 | 2020-02-19 | 2021-10-30 | Jinko Solar | JKM320M-60HBL | Solar Panels |  | 0.32 | 14 | 190 | 40 |  | Fixed | Roof
NJSTRE1545387515 | NJSRRE1544465757 | Transition Incentive Program | MANAHAWKIN | 8050 | 18 | 9.92 | Residential | Yes | Behind the Meter | Net-metered residential rooftop and canopy |  | None | Vivint Solar Developer, LLC | AC Electric | Accepted | 2020-02-17 | 2020-02-19 | 2021-10-30 | Jinko Solar | JKM320M-60HBL | Solar Panels |  | 0.32 | 17 | 10 | 19 |  | Fixed | Roof
NJSTRE1545387516 | NJSRRE1544524197 | Transition Incentive Program | Trenton | 8609 | 12 | 4.96 | Residential | Yes | Behind the Meter | Behind the Meter |  | None | Skyline Solar, LLC | PSE&G | Eligible for TI Program | 2020-02-24 | 2020-02-26 | 2021-10-30 | SolarEdge | SE3800H-US | Inverters | 3800 |  | 1 |  |  | 0.99 |  | Outside | within ten feet of meter
NJSTRE1545387516 | NJSRRE1544524197 | Transition Incentive Program | Trenton | 8609 | 12 | 4.96 | Residential | Yes | Behind the Meter | Behind the Meter |  | None | Skyline Solar, LLC | PSE&G | Eligible for TI Program | 2020-02-24 | 2020-02-26 | 2021-10-30 | Silfab | SLA310M | Solar Panels |  | 0.31 | 16 | 112292202 | 33 |  | Fixed | Roof
NJSTRE1545387519 | NJSRRE1544469453 | Transition Incentive Program | Perth Amboy City | 8861 | 11 | 5.27 | Residential | Yes | Behind the Meter | Behind the Meter |  | None | Sunrun Installation Services, Inc. | PSE&G | Eligible for TI Program | 2020-02-18 | 2020-02-20 | 2021-10-30 | Delta Electronics | M5-TL-US | Inverters | 4800 |  | 1 |  |  | 0.96 |  | Outdoor | Next To Meter
NJSTRE1545387519 | NJSRRE1544469453 | Transition Incentive Program | Perth Amboy City | 8861 | 11 | 5.27 | Residential | Yes | Behind the Meter | Behind the Meter |  | None | Sunrun Installation Services, Inc. | PSE&G | Eligible for TI Program | 2020-02-18 | 2020-02-20 | 2021-10-30 | REC Solar | REC310TP2M | Solar Panels |  | 0.31 | 12 | 279 | 34 |  | Fixed | Roof
NJSTRE1545387519 | NJSRRE1544469453 | Transition Incentive Program | Perth Amboy City | 8861 | 11 | 5.27 | Residential | Yes | Behind the Meter | Behind the Meter |  | None | Sunrun Installation Services, Inc. | PSE&G | Eligible for TI Program | 2020-02-18 | 2020-02-20 | 2021-10-30 | REC Solar | REC310TP2M | Solar Panels |  | 0.31 | 5 | 99 | 34 |  | Fixed | Roof
NJSTRE1545387521 | NJSRRE1544334802 | Transition Incentive Program | Whippany | 7981 | 3 | 5.27 | Residential | Yes | Behind the Meter | Behind the Meter |  | None | Sunrun Installation Services, Inc. | JCP&L | Eligible for TI Program | 2020-01-30 | 2020-02-04 | 2021-10-30 | Delta Electronics | M5-TL-US | Inverters | 4800 |  | 1 |  |  | 0.96 |  | Outdoor | Next To Meter
NJSTRE1545387521 | NJSRRE1544334802 | Transition Incentive Program | Whippany | 7981 | 3 | 5.27 | Residential | Yes | Behind the Meter | Behind the Meter |  | None | Sunrun Installation Services, Inc. | JCP&L | Eligible for TI Program | 2020-01-30 | 2020-02-04 | 2021-10-30 | REC Solar | REC310TP2M | Solar Panels |  | 0.31 | 17 | 203 | 27 |  | Fixed | Roof
NJSTRE1545387524 | NJSRRE1543451935 | Transition Incentive Program | Englewood | 7631 | 7 | 4.06 | Residential | Yes | Behind the Meter | Behind the Meter |  | None | Sunrun Installation Services, Inc. | PSE&G | Eligible for TI Program | 2019-11-27 | 2019-12-03 | 2021-10-30 | Enphase Energy | IQ7-60-x-US (240V) | Inverters | 240 |  | 14 |  |  | 0.96 |  | Outdoor | Rooftop
NJSTRE1545387524 | NJSRRE1543451935 | Transition Incentive Program | Englewood | 7631 | 7 | 4.06 | Residential | Yes | Behind the Meter | Behind the Meter |  | None | Sunrun Installation Services, Inc. | PSE&G | Eligible for TI Program | 2019-11-27 | 2019-12-03 | 2021-10-30 | REC Solar | REC290TP2 BLK | Solar Panels |  | 0.29 | 12 | 196 | 34 |  | Fixed | Roof
NJSTRE1545387524 | NJSRRE1543451935 | Transition Incentive Program | Englewood | 7631 | 7 | 4.06 | Residential | Yes | Behind the Meter | Behind the Meter |  | None | Sunrun Installation Services, Inc. | PSE&G | Eligible for TI Program | 2019-11-27 | 2019-12-03 | 2021-10-30 | REC Solar | REC290TP2 BLK | Solar Panels |  | 0.29 | 2 | 17 | 34 |  | Fixed | Roof
NJSTRE1545387525 | NJSRRE1544550176 | Transition Incentive Program | TRENTON | 8691 | 12 | 7.04 | Residential | Yes | Behind the Meter | Net-metered residential rooftop and canopy |  | None | Vivint Solar Developer, LLC | PSE&G | Accepted | 2020-02-29 | 2020-03-04 | 2021-10-30 | SolarEdge | SE7600H-US | Inverters | 7600 |  | 1 |  |  | 0.992 |  | Outdoor | Near the utility meter
NJSTRE1545387525 | NJSRRE1544550176 | Transition Incentive Program | TRENTON | 8691 | 12 | 7.04 | Residential | Yes | Behind the Meter | Net-metered residential rooftop and canopy |  | None | Vivint Solar Developer, LLC | PSE&G | Accepted | 2020-02-29 | 2020-03-04 | 2021-10-30 | Jinko Solar | JKM320M-60HBL | Solar Panels |  | 0.32 | 13 | 248 | 25 |  | Fixed | Roof
NJSTRE1545387525 | NJSRRE1544550176 | Transition Incentive Program | TRENTON | 8691 | 12 | 7.04 | Residential | Yes | Behind the Meter | Net-metered residential rooftop and canopy |  | None | Vivint Solar Developer, LLC | PSE&G | Accepted | 2020-02-29 | 2020-03-04 | 2021-10-30 | Jinko Solar | JKM320M-60HBL | Solar Panels |  | 0.32 | 9 | 248 | 24 |  | Fixed | Roof
NJSTRE1545387526 | NJSRRE1544524529 | Transition Incentive Program | Springfield Township | 7081 | 10 | 6.87 | Residential | No | Behind the Meter | Net-metered residential rooftop and canopy |  | None | SunPower Corporation, Systems | JCP&L | Accepted | 2020-02-24 | 2020-02-26 | 2021-10-30 | SUNPOWER | SPR-E20-327-E-AC | Inverters | 320 |  | 21 |  |  | 0.96 |  | Other | under each panel
NJSTRE1545387526 | NJSRRE1544524529 | Transition Incentive Program | Springfield Township | 7081 | 10 | 6.87 | Residential | No | Behind the Meter | Net-metered residential rooftop and canopy |  | None | SunPower Corporation, Systems | JCP&L | Accepted | 2020-02-24 | 2020-02-26 | 2021-10-30 | SUNPOWER | SPR-E20-327-E-AC | Solar Panels |  | 0.327 | 11 | 216 | 35 |  | Fixed | Roof
NJSTRE1545387526 | NJSRRE1544524529 | Transition Incentive Program | Springfield Township | 7081 | 10 | 6.87 | Residential | No | Behind the Meter | Net-metered residential rooftop and canopy |  | None | SunPower Corporation, Systems | JCP&L | Accepted | 2020-02-24 | 2020-02-26 | 2021-10-30 | SUNPOWER | SPR-E20-327-E-AC | Solar Panels |  | 0.327 | 10 | 36 | 35 |  | Fixed | Roof
NJSTRE1545387528 | NJSRRE1543826618 | Transition Incentive Program | SICKLERVILLE | 8081 | 14 | 13.55 | Residential | Yes | Behind the Meter | Net-metered residential rooftop and canopy |  | None | Vivint Solar Developer, LLC | AC Electric | Accepted | 2019-12-31 | 2020-01-03 | 2021-10-30 | Solar Edge | SE10000H-US | Inverters | 10000 |  | 1 |  |  | 0.992 |  | Outdoor | Near the utility meter
NJSTRE1545387528 | NJSRRE1543826618 | Transition Incentive Program | SICKLERVILLE | 8081 | 14 | 13.55 | Residential | Yes | Behind the Meter | Net-metered residential rooftop and canopy |  | None | Vivint Solar Developer, LLC | AC Electric | Accepted | 2019-12-31 | 2020-01-03 | 2021-10-30 | Hanwha Solar | Q.PEAK BLK-G5 315 | Solar Panels |  | 0.315 | 28 | 39 | 38 |  | Fixed | Roof
NJSTRE1545387528 | NJSRRE1543826618 | Transition Incentive Program | SICKLERVILLE | 8081 | 14 | 13.55 | Residential | Yes | Behind the Meter | Net-metered residential rooftop and canopy |  | None | Vivint Solar Developer, LLC | AC Electric | Accepted | 2019-12-31 | 2020-01-03 | 2021-10-30 | Hanwha Solar | Q.PEAK BLK-G5 315 | Solar Panels |  | 0.315 | 15 | 219 | 38 |  | Fixed | Roof
NJSTRE1545387530 | NJSRRE1543949324 | Transition Incentive Program | Dayton | 8810 | 11 | 177.84 | Commercial | No | Behind the Meter | Net-metered non-residential rooftop and canopy |  | None | Solar Landscape | PSE&G | Accepted | 2020-01-07 | 2020-01-08 | 2021-10-30 | SolarEdge | SE66.6KUS | Inverters | 66600 |  | 2 |  |  | 0.985 |  | Outdoor | Ground level, wall mounted
NJSTRE1545387530 | NJSRRE1543949324 | Transition Incentive Program | Dayton | 8810 | 11 | 177.84 | Commercial | No | Behind the Meter | Net-metered non-residential rooftop and canopy |  | None | Solar Landscape | PSE&G | Accepted | 2020-01-07 | 2020-01-08 | 2021-10-30 | Znshine | ZXM6-72-380/M | Solar Panels |  | 0.38 | 468 | 200 | 5 |  | Fixed | Roof
NJSTRE1545387536 | NJSRRE1544162836 | Transition Incentive Program | CRESSKILL | 7626 | 7 | 10.08 | Residential | No | Behind the Meter | Net-metered residential rooftop and canopy |  | None | Vivint Solar Developer, LLC | Orange Rockland Electric | Accepted | 2020-01-15 | 2020-01-17 | 2021-10-30 | SolarEdge | SE7600H-US | Inverters | 7600 |  | 1 |  |  | 0.992 |  | Outdoor | Near the utility meter
NJSTRE1545387536 | NJSRRE1544162836 | Transition Incentive Program | CRESSKILL | 7626 | 7 | 10.08 | Residential | No | Behind the Meter | Net-metered residential rooftop and canopy |  | None | Vivint Solar Developer, LLC | Orange Rockland Electric | Accepted | 2020-01-15 | 2020-01-17 | 2021-10-30 | Hanwha Solar | Q.PEAK BLK-G5 315 | Solar Panels |  | 0.315 | 8 | 357 | 20 |  | Fixed | Roof
NJSTRE1545387536 | NJSRRE1544162836 | Transition Incentive Program | CRESSKILL | 7626 | 7 | 10.08 | Residential | No | Behind the Meter | Net-metered residential rooftop and canopy |  | None | Vivint Solar Developer, LLC | Orange Rockland Electric | Accepted | 2020-01-15 | 2020-01-17 | 2021-10-30 | Hanwha Solar | Q.PEAK BLK-G5 315 | Solar Panels |  | 0.315 | 9 | 87 | 20 |  | Fixed | Roof
NJSTRE1545387536 | NJSRRE1544162836 | Transition Incentive Program | CRESSKILL | 7626 | 7 | 10.08 | Residential | No | Behind the Meter | Net-metered residential rooftop and canopy |  | None | Vivint Solar Developer, LLC | Orange Rockland Electric | Accepted | 2020-01-15 | 2020-01-17 | 2021-10-30 | Hanwha Solar | Q.PEAK BLK-G5 315 | Solar Panels |  | 0.315 | 15 | 177 | 20 |  | Fixed | Roof
NJSTRE1545387538 | NJSRRE1543469909 | Transition Incentive Program | Edison | 8820 | 11 | 9.9 | Residential | No | Behind the Meter | Behind the Meter |  | None | Sunrun Installation Services, Inc. | PSE&G | Eligible for TI Program | 2019-12-03 | 2019-12-05 | 2021-10-30 | Delta Electronics | M8-TL-US | Inverters | 7680 |  | 1 |  |  | 0.96 |  | Outdoor | Next To Meter
NJSTRE1545387538 | NJSRRE1543469909 | Transition Incentive Program | Edison | 8820 | 11 | 9.9 | Residential | No | Behind the Meter | Behind the Meter |  | None | Sunrun Installation Services, Inc. | PSE&G | Eligible for TI Program | 2019-12-03 | 2019-12-05 | 2021-10-30 | LG Electronics | LG330N1C-A5 | Solar Panels |  | 0.33 | 30 | 122 | 18 |  | Fixed | Roof
NJSTRE1545387539 | NJSRRE1544545634 | Transition Incentive Program | Old Bridge | 8857 | 11 | 61.6 | Commercial | No | Behind the Meter | Behind the Meter |  | None | Spectrum Energy, Inc. | JCP&L | Eligible for TI Program | 2020-02-27 | 2020-03-05 | 2021-10-30 | Enphase | IQ7Plus-72-2-US | Inverters | 290 |  | 160 |  |  | 0.975 |  | Outdoor | Under each panel
NJSTRE1545387539 | NJSRRE1544545634 | Transition Incentive Program | Old Bridge | 8857 | 11 | 61.6 | Commercial | No | Behind the Meter | Behind the Meter |  | None | Spectrum Energy, Inc. | JCP&L | Eligible for TI Program | 2020-02-27 | 2020-03-05 | 2021-10-30 | Axitec | AC-385MH/144S | Solar Panels |  | 0.385 | 28 | 211 | 5 |  | Fixed | Roof
NJSTRE1545387539 | NJSRRE1544545634 | Transition Incentive Program | Old Bridge | 8857 | 11 | 61.6 | Commercial | No | Behind the Meter | Behind the Meter |  | None | Spectrum Energy, Inc. | JCP&L | Eligible for TI Program | 2020-02-27 | 2020-03-05 | 2021-10-30 | Axitec | AC-385MH/144S | Solar Panels |  | 0.385 | 10 | 301 | 15 |  | Fixed | Roof
NJSTRE1545387539 | NJSRRE1544545634 | Transition Incentive Program | Old Bridge | 8857 | 11 | 61.6 | Commercial | No | Behind the Meter | Behind the Meter |  | None | Spectrum Energy, Inc. | JCP&L | Eligible for TI Program | 2020-02-27 | 2020-03-05 | 2021-10-30 | Axitec | AC-385MH/144S | Solar Panels |  | 0.385 | 44 | 211 | 20 |  | Fixed | Roof
NJSTRE1545387539 | NJSRRE1544545634 | Transition Incentive Program | Old Bridge | 8857 | 11 | 61.6 | Commercial | No | Behind the Meter | Behind the Meter |  | None | Spectrum Energy, Inc. | JCP&L | Eligible for TI Program | 2020-02-27 | 2020-03-05 | 2021-10-30 | Axitec | AC-385MH/144S | Solar Panels |  | 0.385 | 68 | 31 | 15 |  | Fixed | Roof
NJSTRE1545387539 | NJSRRE1544545634 | Transition Incentive Program | Old Bridge | 8857 | 11 | 61.6 | Commercial | No | Behind the Meter | Behind the Meter |  | None | Spectrum Energy, Inc. | JCP&L | Eligible for TI Program | 2020-02-27 | 2020-03-05 | 2021-10-30 | Axitec | AC-385MH/144S | Solar Panels |  | 0.385 | 10 | 121 | 15 |  | Fixed | Roof
NJSTRE1545387540 | NJSRRE1544523770 | Transition Incentive Program | Willingbro TWP | 8046 | 13 | 11.55 | Residential | Yes | Behind the Meter | Net-metered residential rooftop and canopy |  | None | Vision Solar LLC | PSE&G | Accepted | 2020-02-24 | 2020-02-26 | 2021-10-30 | sunpower | e20-327-e-ac | Inverters | 0.32 |  | 33 |  |  | 0.96 |  | Other | behind panels
NJSTRE1545387540 | NJSRRE1544523770 | Transition Incentive Program | Willingbro TWP | 8046 | 13 | 11.55 | Residential | Yes | Behind the Meter | Net-metered residential rooftop and canopy |  | None | Vision Solar LLC | PSE&G | Accepted | 2020-02-24 | 2020-02-26 | 2021-10-30 | sunpower | x21-350-blk | Solar Panels |  | 0.35 | 33 | 287 | 32 |  | Fixed | Roof
NJSTRE1545387541 | NJSRRE1543652779 | Transition Incentive Program | McKee City | 8234 | 19 | 8.96 | Residential | Yes | Behind the Meter | Behind the Meter |  | None | All Season Solar | AC Electric | Eligible for TI Program | 2019-12-23 | 2019-12-27 | 2021-10-30 | Enphase | IQ7 | Inverters | 240 |  | 28 |  |  | 0.97 |  | Outdoor | Under Module
NJSTRE1545387541 | NJSRRE1543652779 | Transition Incentive Program | McKee City | 8234 | 19 | 8.96 | Residential | Yes | Behind the Meter | Behind the Meter |  | None | All Season Solar | AC Electric | Eligible for TI Program | 2019-12-23 | 2019-12-27 | 2021-10-30 | Trina | TSM DD06M.05(II) 320W | Solar Panels |  | 0.32 | 14 | 236 | 23 |  | Fixed | Roof
NJSTRE1545387541 | NJSRRE1543652779 | Transition Incentive Program | McKee City | 8234 | 19 | 8.96 | Residential | Yes | Behind the Meter | Behind the Meter |  | None | All Season Solar | AC Electric | Eligible for TI Program | 2019-12-23 | 2019-12-27 | 2021-10-30 | Trina | TSM DD06M.05(II) 320W | Solar Panels |  | 0.32 | 14 | 236 | 23 |  | Fixed | Roof
NJSTRE1545387544 | NJSRRE1544540586 | Transition Incentive Program | PENNSAUKEN | 8110 | 14 | 6.72 | Residential | Yes | Behind the Meter | Net-metered residential rooftop and canopy |  | None | Vivint Solar Developer, LLC | PSE&G | Accepted | 2020-02-26 | 2020-02-28 | 2021-10-30 | Solar Edge | SE7600H-US | Inverters | 7600 |  | 1 |  |  | 0.992 |  | Outdoor | Near the Utility Meter
NJSTRE1545387544 | NJSRRE1544540586 | Transition Incentive Program | PENNSAUKEN | 8110 | 14 | 6.72 | Residential | Yes | Behind the Meter | Net-metered residential rooftop and canopy |  | None | Vivint Solar Developer, LLC | PSE&G | Accepted | 2020-02-26 | 2020-02-28 | 2021-10-30 | Jinko Solar | JKM320M-60HBL | Solar Panels |  | 0.32 | 12 | 150 | 30 |  | Fixed | Roof
NJSTRE1545387544 | NJSRRE1544540586 | Transition Incentive Program | PENNSAUKEN | 8110 | 14 | 6.72 | Residential | Yes | Behind the Meter | Net-metered residential rooftop and canopy |  | None | Vivint Solar Developer, LLC | PSE&G | Accepted | 2020-02-26 | 2020-02-28 | 2021-10-30 | Jinko Solar | JKM320M-60HBL | Solar Panels |  | 0.32 | 9 | 150 | 30 |  | Fixed | Roof
NJSTRE1545387545 | NJSRRE1543470682 | Transition Incentive Program | West Orange | 7052 | 9 | 9.28 | Residential | Yes | Behind the Meter | Behind the Meter |  | None | Sunrun Installation Services, Inc. | PSE&G | Eligible for TI Program | 2019-12-03 | 2019-12-05 | 2021-10-30 | Delta Electronics | M4-TL-US | Inverters | 3840 |  | 2 |  |  | 0.96 |  | Outdoor | Next To Meter
NJSTRE1545387545 | NJSRRE1543470682 | Transition Incentive Program | West Orange | 7052 | 9 | 9.28 | Residential | Yes | Behind the Meter | Behind the Meter |  | None | Sunrun Installation Services, Inc. | PSE&G | Eligible for TI Program | 2019-12-03 | 2019-12-05 | 2021-10-30 | REC Solar | REC290TP2 BLK | Solar Panels |  | 0.29 | 5 | 115 | 23 |  | Fixed | Roof
NJSTRE1545387545 | NJSRRE1543470682 | Transition Incentive Program | West Orange | 7052 | 9 | 9.28 | Residential | Yes | Behind the Meter | Behind the Meter |  | None | Sunrun Installation Services, Inc. | PSE&G | Eligible for TI Program | 2019-12-03 | 2019-12-05 | 2021-10-30 | REC Solar | REC290TP2 BLK | Solar Panels |  | 0.29 | 10 | 295 | 24 |  | Fixed | Roof
NJSTRE1545387545 | NJSRRE1543470682 | Transition Incentive Program | West Orange | 7052 | 9 | 9.28 | Residential | Yes | Behind the Meter | Behind the Meter |  | None | Sunrun Installation Services, Inc. | PSE&G | Eligible for TI Program | 2019-12-03 | 2019-12-05 | 2021-10-30 | REC Solar | REC290TP2 BLK | Solar Panels |  | 0.29 | 8 | 205 | 23 |  | Fixed | Roof
NJSTRE1545387545 | NJSRRE1543470682 | Transition Incentive Program | West Orange | 7052 | 9 | 9.28 | Residential | Yes | Behind the Meter | Behind the Meter |  | None | Sunrun Installation Services, Inc. | PSE&G | Eligible for TI Program | 2019-12-03 | 2019-12-05 | 2021-10-30 | REC Solar | REC290TP2 BLK | Solar Panels |  | 0.29 | 9 | 295 | 24 |  | Fixed | Roof
NJSTRE1545387546 | NJSRRE1543563321 | Transition Incentive Program | Vineland | 8361 | 20 | 7.44 | Residential | No | Behind the Meter | Net-metered residential rooftop and canopy |  | None | Bright Planet Solar | Vineland Muni Electric | Accepted | 2019-12-17 | 2019-12-20 | 2021-10-30 | SOLAR EDGE | SE5000H-USRGM | Inverters | 5000 |  | 1 |  |  | 0.98 |  | Outdoor | OUTDOOR
NJSTRE1545387546 | NJSRRE1543563321 | Transition Incentive Program | Vineland | 8361 | 20 | 7.44 | Residential | No | Behind the Meter | Net-metered residential rooftop and canopy |  | None | Bright Planet Solar | Vineland Muni Electric | Accepted | 2019-12-17 | 2019-12-20 | 2021-10-30 | LONGI | LR6-60PB-310M | Solar Panels |  | 0.31 | 7 | 285 | 34 |  | Fixed | Roof
NJSTRE1545387546 | NJSRRE1543563321 | Transition Incentive Program | Vineland | 8361 | 20 | 7.44 | Residential | No | Behind the Meter | Net-metered residential rooftop and canopy |  | None | Bright Planet Solar | Vineland Muni Electric | Accepted | 2019-12-17 | 2019-12-20 | 2021-10-30 | LONGI | LR6-60PB-310M | Solar Panels |  | 0.31 | 3 | 195 | 36 |  | Fixed | Roof
NJSTRE1545387546 | NJSRRE1543563321 | Transition Incentive Program | Vineland | 8361 | 20 | 7.44 | Residential | No | Behind the Meter | Net-metered residential rooftop and canopy |  | None | Bright Planet Solar | Vineland Muni Electric | Accepted | 2019-12-17 | 2019-12-20 | 2021-10-30 | LONGI | LR6-60PB-310M | Solar Panels |  | 0.31 | 14 | 195 | 36 |  | Fixed | Roof
NJSTRE1545387547 | NJSRRE1544213793 | Transition Incentive Program | Mount Arlington | 7856 | 3 | 17.36 | Residential | Yes | Behind the Meter | Behind the Meter |  | None | Sunrun Installation Services, Inc. | JCP&L | Eligible for TI Program | 2020-01-22 | 2020-01-27 | 2021-10-30 | Delta Electronics | M10-TL-US | Inverters | 9600 |  | 1 |  |  | 0.96 |  | Outdoor | Next To Meter
NJSTRE1545387547 | NJSRRE1544213793 | Transition Incentive Program | Mount Arlington | 7856 | 3 | 17.36 | Residential | Yes | Behind the Meter | Behind the Meter |  | None | Sunrun Installation Services, Inc. | JCP&L | Eligible for TI Program | 2020-01-22 | 2020-01-27 | 2021-10-30 | Delta Electronics | M8-TL-US | Inverters | 7680 |  | 1 |  |  | 0.96 |  | Outdoor | Next To Meter
NJSTRE1545387547 | NJSRRE1544213793 | Transition Incentive Program | Mount Arlington | 7856 | 3 | 17.36 | Residential | Yes | Behind the Meter | Behind the Meter |  | None | Sunrun Installation Services, Inc. | JCP&L | Eligible for TI Program | 2020-01-22 | 2020-01-27 | 2021-10-30 | REC Solar | REC310TP2M | Solar Panels |  | 0.31 | 24 | 302 | 23 |  | Fixed | Roof
NJSTRE1545387547 | NJSRRE1544213793 | Transition Incentive Program | Mount Arlington | 7856 | 3 | 17.36 | Residential | Yes | Behind the Meter | Behind the Meter |  | None | Sunrun Installation Services, Inc. | JCP&L | Eligible for TI Program | 2020-01-22 | 2020-01-27 | 2021-10-30 | REC Solar | REC310TP2M | Solar Panels |  | 0.31 | 32 | 122 | 23 |  | Fixed | Roof
NJSTRE1545387549 | NJSRRE1544175422 | Transition Incentive Program | califon | 7830 | 4 | 21.74 | Residential | No | Behind the Meter | Net-metered residential rooftop and canopy |  | None | Vision Solar LLC | JCP&L | Accepted | 2020-01-16 | 2020-01-23 | 2021-10-30 | enphase | iq7-60-2-us | Inverters | 0.25 |  | 69 |  |  | 0.96 |  | Other | behind panels
NJSTRE1545387549 | NJSRRE1544175422 | Transition Incentive Program | califon | 7830 | 4 | 21.74 | Residential | No | Behind the Meter | Net-metered residential rooftop and canopy |  | None | Vision Solar LLC | JCP&L | Accepted | 2020-01-16 | 2020-01-23 | 2021-10-30 | hanwa qcells | qpeak duo-g5 315 | Solar Panels |  | 0.315 | 69 | 258 | 27 |  | Fixed | Roof
NJSTRE1545387552 | NJSRRE1544419470 | Transition Incentive Program | Willingboro Twp | 8046 | 13 | 4.5 | Residential | Yes | Behind the Meter | Net-metered residential rooftop and canopy |  | None | Bright Planet Solar | PSE&G | Accepted | 2020-02-07 | 2020-02-11 | 2021-10-30 | SOLAR EDGE | SE3800H-USRGM | Inverters | 3800 |  | 1 |  |  | 0.98 |  | Outdoor | OUTSIDE
NJSTRE1545387552 | NJSRRE1544419470 | Transition Incentive Program | Willingboro Twp | 8046 | 13 | 4.5 | Residential | Yes | Behind the Meter | Net-metered residential rooftop and canopy |  | None | Bright Planet Solar | PSE&G | Accepted | 2020-02-07 | 2020-02-11 | 2021-10-30 | HANWHA Q-CELLS | Q.PEAK-G4.1 300W | Solar Panels |  | 0.3 | 15 | 202 | 26 |  | Fixed | Roof
NJSTRE1545387555 | NJSRRE1544469934 | Transition Incentive Program | CHERRY HILL | 8002 | 14 | 9.28 | Residential | Yes | Behind the Meter | Net-metered residential rooftop and canopy |  | None | Vivint Solar Developer, LLC | PSE&G | Accepted | 2020-02-18 | 2020-02-21 | 2021-10-30 | SolarEdge | SE7600H-US | Inverters | 7600 |  | 1 |  |  | 0.992 |  | Outdoor | Near the utility meter
NJSTRE1545387555 | NJSRRE1544469934 | Transition Incentive Program | CHERRY HILL | 8002 | 14 | 9.28 | Residential | Yes | Behind the Meter | Net-metered residential rooftop and canopy |  | None | Vivint Solar Developer, LLC | PSE&G | Accepted | 2020-02-18 | 2020-02-21 | 2021-10-30 | Jinko Solar | JKM320M-60HBL | Solar Panels |  | 0.32 | 18 | 203 | 32 |  | Fixed | Roof
NJSTRE1545387555 | NJSRRE1544469934 | Transition Incentive Program | CHERRY HILL | 8002 | 14 | 9.28 | Residential | Yes | Behind the Meter | Net-metered residential rooftop and canopy |  | None | Vivint Solar Developer, LLC | PSE&G | Accepted | 2020-02-18 | 2020-02-21 | 2021-10-30 | Jinko Solar | JKM320M-60HBL | Solar Panels |  | 0.32 | 11 | 23 | 32 |  | Fixed | Roof
NJSTRE1545387557 | NJSRRE1543827417 | Transition Incentive Program | Perth Amboy City | 8861 | 11 | 4.64 | Residential | Yes | Behind the Meter | Behind the Meter |  | None | Sunrun Installation Services, Inc. | PSE&G | Eligible for TI Program | 2019-12-30 | 2020-01-03 | 2021-10-30 | Delta Electronics | M4-TL-US | Inverters | 3840 |  | 1 |  |  | 0.96 |  | Outdoor | Next To Meter
NJSTRE1545387557 | NJSRRE1543827417 | Transition Incentive Program | Perth Amboy City | 8861 | 11 | 4.64 | Residential | Yes | Behind the Meter | Behind the Meter |  | None | Sunrun Installation Services, Inc. | PSE&G | Eligible for TI Program | 2019-12-30 | 2020-01-03 | 2021-10-30 | REC Solar | REC290TP2 BLK | Solar Panels |  | 0.29 | 11 | 110 | 43 |  | Fixed | Roof
NJSTRE1545387557 | NJSRRE1543827417 | Transition Incentive Program | Perth Amboy City | 8861 | 11 | 4.64 | Residential | Yes | Behind the Meter | Behind the Meter |  | None | Sunrun Installation Services, Inc. | PSE&G | Eligible for TI Program | 2019-12-30 | 2020-01-03 | 2021-10-30 | REC Solar | REC290TP2 BLK | Solar Panels |  | 0.29 | 5 | 289 | 43 |  | Fixed | Roof
NJSTRE1545387558 | NJSRRE1544469984 | Transition Incentive Program | Pennsauken | 8110 | 14 | 10.88 | Residential | Yes | Behind the Meter | Net-metered residential rooftop and canopy |  | None | Vivint Solar Developer, LLC | PSE&G | Accepted | 2020-02-19 | 2020-02-21 | 2021-10-30 | SolarEdge | SE7600H-US | Inverters | 7600 |  | 1 |  |  | 0.992 |  | Outdoor | Near the utility meter
NJSTRE1545387558 | NJSRRE1544469984 | Transition Incentive Program | Pennsauken | 8110 | 14 | 10.88 | Residential | Yes | Behind the Meter | Net-metered residential rooftop and canopy |  | None | Vivint Solar Developer, LLC | PSE&G | Accepted | 2020-02-19 | 2020-02-21 | 2021-10-30 | Jinko Solar | JKM320M-60HBL | Solar Panels |  | 0.32 | 11 | 151 | 24 |  | Fixed | Roof
NJSTRE1545387558 | NJSRRE1544469984 | Transition Incentive Program | Pennsauken | 8110 | 14 | 10.88 | Residential | Yes | Behind the Meter | Net-metered residential rooftop and canopy |  | None | Vivint Solar Developer, LLC | PSE&G | Accepted | 2020-02-19 | 2020-02-21 | 2021-10-30 | Jinko Solar | JKM320M-60HBL | Solar Panels |  | 0.32 | 11 | 331 | 24 |  | Fixed | Roof
NJSTRE1545387558 | NJSRRE1544469984 | Transition Incentive Program | Pennsauken | 8110 | 14 | 10.88 | Residential | Yes | Behind the Meter | Net-metered residential rooftop and canopy |  | None | Vivint Solar Developer, LLC | PSE&G | Accepted | 2020-02-19 | 2020-02-21 | 2021-10-30 | Jinko Solar | JKM320M-60HBL | Solar Panels |  | 0.32 | 12 | 151 | 24 |  | Fixed | Roof
NJSTRE1545387559 | NJSRRE1543425676 | Transition Incentive Program | Nutley | 7110 | 9 | 8.4 | Residential | No | Behind the Meter | Behind the Meter |  | None | Green Power Energy | PSE&G | Eligible for TI Program | 2019-11-20 | 2019-11-25 | 2021-10-30 | SolarEdge | SE7600H-US | Inverters | 7600 |  | 1 |  |  | 0.97 |  | Outside | Next to meter
NJSTRE1545387559 | NJSRRE1543425676 | Transition Incentive Program | Nutley | 7110 | 9 | 8.4 | Residential | No | Behind the Meter | Behind the Meter |  | None | Green Power Energy | PSE&G | Eligible for TI Program | 2019-11-20 | 2019-11-25 | 2021-10-30 | LG Electronics | LG350N1C-V5 | Solar Panels |  | 0.35 | 24 | 197 | 27 |  | Fixed | Roof
NJSTRE1545387560 | NJSRRE1544540523 | Transition Incentive Program | Hammonton | 8037 | 19 | 8.82 | Residential | Yes | Behind the Meter | Net-metered residential rooftop and canopy |  | None | Suntuity Solar LLC | AC Electric | Accepted | 2020-02-26 | 2020-02-28 | 2021-10-30 | Enphase Energy | IQ7-60-2-US | Inverters | 240 |  | 28 |  |  | 0.97 |  | Outdoor | Behind the PV Modules
NJSTRE1545387560 | NJSRRE1544540523 | Transition Incentive Program | Hammonton | 8037 | 19 | 8.82 | Residential | Yes | Behind the Meter | Net-metered residential rooftop and canopy |  | None | Suntuity Solar LLC | AC Electric | Accepted | 2020-02-26 | 2020-02-28 | 2021-10-30 | Hanwha Solar | Q-Cells 315 Mono | Solar Panels |  | 0.315 | 28 | 193 | 36 |  | Fixed | Roof
NJSTRE1545387561 | NJSRRE1544354977 | Transition Incentive Program | Williamstown | 8094 | 15 | 11.34 | Residential | No | Behind the Meter | Behind the Meter |  | None | Orbit Energy & Power, LLC | AC Electric | Eligible for TI Program | 2020-02-05 | 2020-02-07 | 2021-10-30 | ENPHASE | IQ7-60-2-US | Inverters | 0.24 |  | 36 |  |  | 0.99 |  | Outside | ROOF
NJSTRE1545387561 | NJSRRE1544354977 | Transition Incentive Program | Williamstown | 8094 | 15 | 11.34 | Residential | No | Behind the Meter | Behind the Meter |  | None | Orbit Energy & Power, LLC | AC Electric | Eligible for TI Program | 2020-02-05 | 2020-02-07 | 2021-10-30 | HANWHA | Q.PEAK DUO BLK -G5-315W | Solar Panels |  | 0.315 | 36 | 188 | 20 |  | Fixed | Roof
NJSTRE1545387563 | NJSRRE1544345996 | Transition Incentive Program | Hammonton | 8037 | 19 | 5.67 | Residential | Yes | Behind the Meter | Net-metered residential rooftop and canopy |  | None | Suntuity Solar LLC | AC Electric | Accepted | 2020-02-03 | 2020-02-05 | 2021-10-30 | Enphase Energy | IQ7-60-2-US | Inverters | 240 |  | 18 |  |  | 0.97 |  | Outdoor | Behind the PV Modules
NJSTRE1545387563 | NJSRRE1544345996 | Transition Incentive Program | Hammonton | 8037 | 19 | 5.67 | Residential | Yes | Behind the Meter | Net-metered residential rooftop and canopy |  | None | Suntuity Solar LLC | AC Electric | Accepted | 2020-02-03 | 2020-02-05 | 2021-10-30 | Hanwha Solar | Q-Cells 315 Mono | Solar Panels |  | 0.315 | 18 | 185 | 19 |  | Fixed | Roof
NJSTRE1545387566 | NJSRRE1543656991 | Transition Incentive Program | Landing | 7850 | 3 | 5.04 | Residential | Yes | Behind the Meter | Net-metered residential rooftop and canopy |  | None | Vivint Solar Developer, LLC | JCP&L | Accepted | 2019-12-23 | 2019-12-27 | 2021-10-30 | Solar Edge | SE3800H-US | Inverters | 3800 |  | 1 |  |  | 0.992 |  | Outdoor | Near the utility meter
NJSTRE1545387566 | NJSRRE1543656991 | Transition Incentive Program | Landing | 7850 | 3 | 5.04 | Residential | Yes | Behind the Meter | Net-metered residential rooftop and canopy |  | None | Vivint Solar Developer, LLC | JCP&L | Accepted | 2019-12-23 | 2019-12-27 | 2021-10-30 | Hanwha Solar | Q.PEAK BLK-G5 315 | Solar Panels |  | 0.315 | 11 | 178 | 23 |  | Fixed | Roof
NJSTRE1545387566 | NJSRRE1543656991 | Transition Incentive Program | Landing | 7850 | 3 | 5.04 | Residential | Yes | Behind the Meter | Net-metered residential rooftop and canopy |  | None | Vivint Solar Developer, LLC | JCP&L | Accepted | 2019-12-23 | 2019-12-27 | 2021-10-30 | Hanwha Solar | Q.PEAK BLK-G5 315 | Solar Panels |  | 0.315 | 5 | 358 | 23 |  | Fixed | Roof
NJSTRE1545387568 | NJSRRE1543441792 | Transition Incentive Program | Keyport | 7735 | 17 | 4.06 | Residential | Yes | Behind the Meter | Behind the Meter |  | None | Sunrun Installation Services, Inc. | JCP&L | Eligible for TI Program | 2019-11-25 | 2020-01-17 | 2021-10-30 | Delta Electronics | M4-TL-US | Inverters | 3840 |  | 1 |  |  | 0.96 |  | Outdoor | Next To Meter
NJSTRE1545387568 | NJSRRE1543441792 | Transition Incentive Program | Keyport | 7735 | 17 | 4.06 | Residential | Yes | Behind the Meter | Behind the Meter |  | None | Sunrun Installation Services, Inc. | JCP&L | Eligible for TI Program | 2019-11-25 | 2020-01-17 | 2021-10-30 | REC Solar | REC290TP2 BLK | Solar Panels |  | 0.29 | 14 | 209 | 19 |  | Fixed | Roof
NJSTRE1545387569 | NJSRRE1543497732 | Transition Incentive Program | Toms River | 8755 | 18 | 15.08 | Residential | Yes | Behind the Meter | Behind the Meter |  | None | Sunrun Installation Services, Inc. | JCP&L | Eligible for TI Program | 2019-12-06 | 2019-12-10 | 2021-10-30 | Delta Electronics | M10-TL-US | Inverters | 9600 |  | 1 |  |  | 0.96 |  | Outdoor | Next To Meter
NJSTRE1545387569 | NJSRRE1543497732 | Transition Incentive Program | Toms River | 8755 | 18 | 15.08 | Residential | Yes | Behind the Meter | Behind the Meter |  | None | Sunrun Installation Services, Inc. | JCP&L | Eligible for TI Program | 2019-12-06 | 2019-12-10 | 2021-10-30 | Delta Electronics | M4-TL-US | Inverters | 3840 |  | 1 |  |  | 0.96 |  | Outdoor | Next To Meter
NJSTRE1545387569 | NJSRRE1543497732 | Transition Incentive Program | Toms River | 8755 | 18 | 15.08 | Residential | Yes | Behind the Meter | Behind the Meter |  | None | Sunrun Installation Services, Inc. | JCP&L | Eligible for TI Program | 2019-12-06 | 2019-12-10 | 2021-10-30 | REC Solar | REC290TP2 BLK | Solar Panels |  | 0.29 | 24 | 163 | 18 |  | Fixed | Roof
NJSTRE1545387569 | NJSRRE1543497732 | Transition Incentive Program | Toms River | 8755 | 18 | 15.08 | Residential | Yes | Behind the Meter | Behind the Meter |  | None | Sunrun Installation Services, Inc. | JCP&L | Eligible for TI Program | 2019-12-06 | 2019-12-10 | 2021-10-30 | REC Solar | REC290TP2 BLK | Solar Panels |  | 0.29 | 10 | 163 | 18 |  | Fixed | Roof
NJSTRE1545387569 | NJSRRE1543497732 | Transition Incentive Program | Toms River | 8755 | 18 | 15.08 | Residential | Yes | Behind the Meter | Behind the Meter |  | None | Sunrun Installation Services, Inc. | JCP&L | Eligible for TI Program | 2019-12-06 | 2019-12-10 | 2021-10-30 | REC Solar | REC290TP2 BLK | Solar Panels |  | 0.29 | 18 | 343 | 18 |  | Fixed | Roof
NJSTRE1545387572 | NJSRRE1543493393 | Transition Incentive Program | PORT MONMOUTH | 7758 | 17 | 7.56 | Residential | Yes | Behind the Meter | Net-metered residential rooftop and canopy |  | None | Vivint Solar Developer, LLC | JCP&L | Accepted | 2019-12-07 | 2019-12-10 | 2021-10-30 | Solar Edge | SE7600H-US | Inverters | 7600 |  | 1 |  |  | 0.992 |  | Outdoor | near the utility meter
NJSTRE1545387572 | NJSRRE1543493393 | Transition Incentive Program | PORT MONMOUTH | 7758 | 17 | 7.56 | Residential | Yes | Behind the Meter | Net-metered residential rooftop and canopy |  | None | Vivint Solar Developer, LLC | JCP&L | Accepted | 2019-12-07 | 2019-12-10 | 2021-10-30 | Hanwha Solar | Q.PEAK BLK-G5 315 | Solar Panels |  | 0.315 | 10 | 208 | 24 |  | Fixed | Roof
NJSTRE1545387572 | NJSRRE1543493393 | Transition Incentive Program | PORT MONMOUTH | 7758 | 17 | 7.56 | Residential | Yes | Behind the Meter | Net-metered residential rooftop and canopy |  | None | Vivint Solar Developer, LLC | JCP&L | Accepted | 2019-12-07 | 2019-12-10 | 2021-10-30 | Hanwha Solar | Q.PEAK BLK-G5 315 | Solar Panels |  | 0.315 | 14 | 208 | 19 |  | Fixed | Roof
NJSTRE1545387574 | NJSRRE1543848856 | Transition Incentive Program | Paterson City | 7501 | 6 | 6.96 | Residential | Yes | Behind the Meter | Behind the Meter |  | None | Sunrun Installation Services, Inc. | PSE&G | Eligible for TI Program | 2019-12-31 | 2020-01-06 | 2021-10-30 | Delta Electronics | M6-TL-US | Inverters | 5760 |  | 1 |  |  | 0.96 |  | Outdoor | Next To Meter
NJSTRE1545387574 | NJSRRE1543848856 | Transition Incentive Program | Paterson City | 7501 | 6 | 6.96 | Residential | Yes | Behind the Meter | Behind the Meter |  | None | Sunrun Installation Services, Inc. | PSE&G | Eligible for TI Program | 2019-12-31 | 2020-01-06 | 2021-10-30 | REC Solar | REC290TP2 BLK | Solar Panels |  | 0.29 | 24 | 90 | 23 |  | Fixed | Roof
NJSTRE1545387577 | NJSRRE1544309541 | Transition Incentive Program | Tabernacle | 8088 | 13 | 17.36 | Residential | No | Behind the Meter | Behind the Meter |  | None | Sunrun Installation Services, Inc. | AC Electric | Eligible for TI Program | 2020-01-27 | 2020-01-30 | 2021-10-30 | LG Chem | RESU 10H SEG | Electric Storage Battery |  |  | 1 |  |  |  | Lithium Ion |  | outside
NJSTRE1545387577 | NJSRRE1544309541 | Transition Incentive Program | Tabernacle | 8088 | 13 | 17.36 | Residential | No | Behind the Meter | Behind the Meter |  | None | Sunrun Installation Services, Inc. | AC Electric | Eligible for TI Program | 2020-01-27 | 2020-01-30 | 2021-10-30 | SolarEdge Technologies | SE6000H-USRGM | Inverters | 6000 |  | 1 |  |  | 0.96 |  | Outdoor | Next To Meter
NJSTRE1545387577 | NJSRRE1544309541 | Transition Incentive Program | Tabernacle | 8088 | 13 | 17.36 | Residential | No | Behind the Meter | Behind the Meter |  | None | Sunrun Installation Services, Inc. | AC Electric | Eligible for TI Program | 2020-01-27 | 2020-01-30 | 2021-10-30 | SolarEdge Technologies | SE7600A-USS2RGM | Inverters | 7600 |  | 1 |  |  | 0.96 |  | Outdoor | Next To Meter
NJSTRE1545387577 | NJSRRE1544309541 | Transition Incentive Program | Tabernacle | 8088 | 13 | 17.36 | Residential | No | Behind the Meter | Behind the Meter |  | None | Sunrun Installation Services, Inc. | AC Electric | Eligible for TI Program | 2020-01-27 | 2020-01-30 | 2021-10-30 | REC Solar | REC310TP2M | Solar Panels |  | 0.31 | 13 | 276 | 18 |  | Fixed | Roof
NJSTRE1545387577 | NJSRRE1544309541 | Transition Incentive Program | Tabernacle | 8088 | 13 | 17.36 | Residential | No | Behind the Meter | Behind the Meter |  | None | Sunrun Installation Services, Inc. | AC Electric | Eligible for TI Program | 2020-01-27 | 2020-01-30 | 2021-10-30 | REC Solar | REC310TP2M | Solar Panels |  | 0.31 | 15 | 97 | 18 |  | Fixed | Roof
NJSTRE1545387577 | NJSRRE1544309541 | Transition Incentive Program | Tabernacle | 8088 | 13 | 17.36 | Residential | No | Behind the Meter | Behind the Meter |  | None | Sunrun Installation Services, Inc. | AC Electric | Eligible for TI Program | 2020-01-27 | 2020-01-30 | 2021-10-30 | REC Solar | REC310TP2M | Solar Panels |  | 0.31 | 15 | 7 | 18 |  | Fixed | Roof
NJSTRE1545387577 | NJSRRE1544309541 | Transition Incentive Program | Tabernacle | 8088 | 13 | 17.36 | Residential | No | Behind the Meter | Behind the Meter |  | None | Sunrun Installation Services, Inc. | AC Electric | Eligible for TI Program | 2020-01-27 | 2020-01-30 | 2021-10-30 | REC Solar | REC310TP2M | Solar Panels |  | 0.31 | 13 | 187 | 18 |  | Fixed | Roof
NJSTRE1545387578 | NJSRRE1543880236 | Transition Incentive Program | Monroe Township | 8831 | 11 | 10.24 | Residential | No | Behind the Meter | Behind the Meter |  | None | Sunrun Installation Services, Inc. | JCP&L | Eligible for TI Program | 2020-01-02 | 2020-01-07 | 2021-10-30 | Delta Electronics | M10-TL-US | Inverters | 9600 |  | 1 |  |  | 0.96 |  | Outdoor | Next To Meter
NJSTRE1545387578 | NJSRRE1543880236 | Transition Incentive Program | Monroe Township | 8831 | 11 | 10.24 | Residential | No | Behind the Meter | Behind the Meter |  | None | Sunrun Installation Services, Inc. | JCP&L | Eligible for TI Program | 2020-01-02 | 2020-01-07 | 2021-10-30 | Hanwha Q-Cells | Q.PEAK DUO-G7 320 | Solar Panels |  | 0.32 | 5 | 38 | 30 |  | Fixed | Roof
NJSTRE1545387578 | NJSRRE1543880236 | Transition Incentive Program | Monroe Township | 8831 | 11 | 10.24 | Residential | No | Behind the Meter | Behind the Meter |  | None | Sunrun Installation Services, Inc. | JCP&L | Eligible for TI Program | 2020-01-02 | 2020-01-07 | 2021-10-30 | Hanwha Q-Cells | Q.PEAK DUO-G7 320 | Solar Panels |  | 0.32 | 27 | 217 | 30 |  | Fixed | Roof
NJSTRE1545387579 | NJSRRE1543465403 | Transition Incentive Program | Brick | 8723 | 18 | 9.14 | Residential | Yes | Behind the Meter | Net-metered residential rooftop and canopy |  | None | Vivint Solar Developer, LLC | JCP&L | Accepted | 2019-12-02 | 2019-12-05 | 2021-10-30 | SOLAREDGE | SE7600H-US | Inverters | 7600 |  | 1 |  |  | 0.992 |  | Outdoor | Near the Utility Meter
NJSTRE1545387579 | NJSRRE1543465403 | Transition Incentive Program | Brick | 8723 | 18 | 9.14 | Residential | Yes | Behind the Meter | Net-metered residential rooftop and canopy |  | None | Vivint Solar Developer, LLC | JCP&L | Accepted | 2019-12-02 | 2019-12-05 | 2021-10-30 | HANWHA SOLAR | Q.PEAK BLK-G5 315 | Solar Panels |  | 0.315 | 29 | 245 | 11 |  | Fixed | Roof
NJSTRE1545387581 | NJSRRE1544512296 | Transition Incentive Program | Gibbstown | 8027 | 15 | 283.05 | Commercial | No | Behind the Meter | Net-metered non-residential rooftop and canopy |  | None | Ampericon | New Construction | Accepted | 2020-02-20 | 2020-02-25 | 2021-10-30 | EnPhase | IQ7 | Inverters | 290 |  | 765 |  |  | 0.965 |  | Other | Roof
NJSTRE1545387581 | NJSRRE1544512296 | Transition Incentive Program | Gibbstown | 8027 | 15 | 283.05 | Commercial | No | Behind the Meter | Net-metered non-residential rooftop and canopy |  | None | Ampericon | New Construction | Accepted | 2020-02-20 | 2020-02-25 | 2021-10-30 | Boviet | 72M | Solar Panels |  | 0.37 | 324 | 90 | 10 |  | Fixed | Roof
NJSTRE1545387581 | NJSRRE1544512296 | Transition Incentive Program | Gibbstown | 8027 | 15 | 283.05 | Commercial | No | Behind the Meter | Net-metered non-residential rooftop and canopy |  | None | Ampericon | New Construction | Accepted | 2020-02-20 | 2020-02-25 | 2021-10-30 | Boviet | 72M | Solar Panels |  | 0.37 | 441 | 180 | 10 |  | Fixed | Roof
NJSTRE1545387582 | NJSRRE1543571226 | Transition Incentive Program | Old Bridge Township | 8857 | 11 | 8.12 | Residential | Yes | Behind the Meter | Behind the Meter |  | None | Sunrun Installation Services, Inc. | JCP&L | Eligible for TI Program | 2019-12-19 | 2019-12-26 | 2021-10-30 | Enphase Energy | IQ7-60-x-US (240V) | Inverters | 240 |  | 28 |  |  | 0.96 |  | Outdoor | Rooftop
NJSTRE1545387582 | NJSRRE1543571226 | Transition Incentive Program | Old Bridge Township | 8857 | 11 | 8.12 | Residential | Yes | Behind the Meter | Behind the Meter |  | None | Sunrun Installation Services, Inc. | JCP&L | Eligible for TI Program | 2019-12-19 | 2019-12-26 | 2021-10-30 | REC Solar | REC290TP2 BLK | Solar Panels |  | 0.29 | 17 | 160 | 27 |  | Fixed | Roof
NJSTRE1545387582 | NJSRRE1543571226 | Transition Incentive Program | Old Bridge Township | 8857 | 11 | 8.12 | Residential | Yes | Behind the Meter | Behind the Meter |  | None | Sunrun Installation Services, Inc. | JCP&L | Eligible for TI Program | 2019-12-19 | 2019-12-26 | 2021-10-30 | REC Solar | REC290TP2 BLK | Solar Panels |  | 0.29 | 11 | 340 | 27 |  | Fixed | Roof
NJSTRE1545387583 | NJSRRE1544545533 | Transition Incentive Program | Tuckerton | 8087 | 18 | 7.88 | Residential | No | Behind the Meter | Net-metered residential rooftop and canopy |  | None | Suntuity Solar LLC | AC Electric | Accepted | 2020-02-27 | 2020-03-02 | 2021-10-30 | Enphase Energy | IQ7-60-2-US | Inverters | 240 |  | 25 |  |  | 0.97 |  | Outdoor | Behind the PV Modules
NJSTRE1545387583 | NJSRRE1544545533 | Transition Incentive Program | Tuckerton | 8087 | 18 | 7.88 | Residential | No | Behind the Meter | Net-metered residential rooftop and canopy |  | None | Suntuity Solar LLC | AC Electric | Accepted | 2020-02-27 | 2020-03-02 | 2021-10-30 | Hanwha Solar | Q-Cells 315 Mono | Solar Panels |  | 0.315 | 23 | 209 | 30 |  | Fixed | Roof
NJSTRE1545387583 | NJSRRE1544545533 | Transition Incentive Program | Tuckerton | 8087 | 18 | 7.88 | Residential | No | Behind the Meter | Net-metered residential rooftop and canopy |  | None | Suntuity Solar LLC | AC Electric | Accepted | 2020-02-27 | 2020-03-02 | 2021-10-30 | Hanwha Solar | Q-Cells 315 Mono | Solar Panels |  | 0.315 | 2 | 119 | 30 |  | Fixed | Roof
NJSTRE1545387589 | NJSRRE1544438474 | Transition Incentive Program | Keasbey | 8832 | 11 | 7.04 | Residential | Yes | Behind the Meter | Net-metered residential rooftop and canopy |  | None | Vision Solar LLC | PSE&G | Accepted | 2020-02-12 | 2020-02-17 | 2021-10-30 | enphase | iq7-60-2-us | Inverters | 0.25 |  | 21 |  |  | 0.96 |  | Other | behind panels
NJSTRE1545387589 | NJSRRE1544438474 | Transition Incentive Program | Keasbey | 8832 | 11 | 7.04 | Residential | Yes | Behind the Meter | Net-metered residential rooftop and canopy |  | None | Vision Solar LLC | PSE&G | Accepted | 2020-02-12 | 2020-02-17 | 2021-10-30 | lg solar | lg335n1k-v5 | Solar Panels |  | 0.335 | 8 | 99 | 37 |  | Fixed | Roof
NJSTRE1545387589 | NJSRRE1544438474 | Transition Incentive Program | Keasbey | 8832 | 11 | 7.04 | Residential | Yes | Behind the Meter | Net-metered residential rooftop and canopy |  | None | Vision Solar LLC | PSE&G | Accepted | 2020-02-12 | 2020-02-17 | 2021-10-30 | lg solar | lg335n1k-v5 | Solar Panels |  | 0.335 | 10 | 279 | 37 |  | Fixed | Roof
NJSTRE1545387589 | NJSRRE1544438474 | Transition Incentive Program | Keasbey | 8832 | 11 | 7.04 | Residential | Yes | Behind the Meter | Net-metered residential rooftop and canopy |  | None | Vision Solar LLC | PSE&G | Accepted | 2020-02-12 | 2020-02-17 | 2021-10-30 | lg solar | lg335n1k-v5 | Solar Panels |  | 0.335 | 3 | 189 | 37 |  | Fixed | Roof
NJSTRE1545387590 | NJSRRE1544538190 | Transition Incentive Program | HAWORTH | 7641 | 7 | 11.34 | Residential | Yes | Behind the Meter | Net-metered residential rooftop and canopy |  | None | Tesla Energy Operations Inc. | Orange Rockland Electric | Accepted | 2020-02-25 | 2020-02-28 | 2021-10-30 | SolarEdge Technologies Ltd | SE10000H-US [240V] | Inverters | 10000 |  | 1 |  |  | 0.98 |  | Outdoor | Outdoor
NJSTRE1545387590 | NJSRRE1544538190 | Transition Incentive Program | HAWORTH | 7641 | 7 | 11.34 | Residential | Yes | Behind the Meter | Net-metered residential rooftop and canopy |  | None | Tesla Energy Operations Inc. | Orange Rockland Electric | Accepted | 2020-02-25 | 2020-02-28 | 2021-10-30 | Hanwha Q CELLS | Q.PEAK DUO BLK-G5/SC315 | Solar Panels |  | 0.315 | 5 | 93 | 27 |  | Fixed | Roof
NJSTRE1545387590 | NJSRRE1544538190 | Transition Incentive Program | HAWORTH | 7641 | 7 | 11.34 | Residential | Yes | Behind the Meter | Net-metered residential rooftop and canopy |  | None | Tesla Energy Operations Inc. | Orange Rockland Electric | Accepted | 2020-02-25 | 2020-02-28 | 2021-10-30 | Hanwha Q CELLS | Q.PEAK DUO BLK-G5/SC315 | Solar Panels |  | 0.315 | 31 | 273 | 27 |  | Fixed | Roof
NJSTRE1545387591 | NJSRRE1544352410 | Transition Incentive Program | Marlton | 8053 | 13 | 6.3 | Residential | No | Behind the Meter | Net-metered residential rooftop and canopy |  | None | Vivint Solar Developer, LLC | PSE&G | Accepted | 2020-02-05 | 2020-02-06 | 2021-10-30 | SolarEdge | SE7600H-US | Inverters | 7600 |  | 1 |  |  | 0.992 |  | Outdoor | Near the utility meter
NJSTRE1545387591 | NJSRRE1544352410 | Transition Incentive Program | Marlton | 8053 | 13 | 6.3 | Residential | No | Behind the Meter | Net-metered residential rooftop and canopy |  | None | Vivint Solar Developer, LLC | PSE&G | Accepted | 2020-02-05 | 2020-02-06 | 2021-10-30 | LG | LG315N1K-V5 | Solar Panels |  | 0.315 | 20 | 230 | 22 |  | Fixed | Roof
NJSTRE1545387593 | NJSRRE1543451877 | Transition Incentive Program | Clifton City | 7013 | 6 | 5.8 | Residential | No | Behind the Meter | Behind the Meter |  | None | Sunrun Installation Services, Inc. | PSE&G | Eligible for TI Program | 2019-11-27 | 2019-12-03 | 2021-10-30 | Delta Electronics | M6-TL-US | Inverters | 5760 |  | 1 |  |  | 0.96 |  | Outdoor | Next To Meter
NJSTRE1545387593 | NJSRRE1543451877 | Transition Incentive Program | Clifton City | 7013 | 6 | 5.8 | Residential | No | Behind the Meter | Behind the Meter |  | None | Sunrun Installation Services, Inc. | PSE&G | Eligible for TI Program | 2019-11-27 | 2019-12-03 | 2021-10-30 | REC Solar | REC290TP2 BLK | Solar Panels |  | 0.29 | 5 | 134 | 23 |  | Fixed | Roof
NJSTRE1545387593 | NJSRRE1543451877 | Transition Incentive Program | Clifton City | 7013 | 6 | 5.8 | Residential | No | Behind the Meter | Behind the Meter |  | None | Sunrun Installation Services, Inc. | PSE&G | Eligible for TI Program | 2019-11-27 | 2019-12-03 | 2021-10-30 | REC Solar | REC290TP2 BLK | Solar Panels |  | 0.29 | 15 | 134 | 9 |  | Fixed | Roof
NJSTRE1545387597 | NJSRRE1543826942 | Transition Incentive Program | Middlesex | 8846 | 11 | 36 | Residential | No | Behind the Meter | Net-metered residential rooftop and canopy |  | None | Green Power Energy | PSE&G | Accepted | 2019-12-30 | 2020-01-03 | 2021-10-30 | SolarEdge | SE10000H-US | Inverters | 10000 |  | 3 |  |  | 0.97 |  | Outside | Next to meter
NJSTRE1545387597 | NJSRRE1543826942 | Transition Incentive Program | Middlesex | 8846 | 11 | 36 | Residential | No | Behind the Meter | Net-metered residential rooftop and canopy |  | None | Green Power Energy | PSE&G | Accepted | 2019-12-30 | 2020-01-03 | 2021-10-30 | LG Electronics | LG400N2W-A5 | Solar Panels |  | 0.4 | 90 | 140 | 23 |  | Fixed | Roof
NJSTRE1545387601 | NJSRRE1544530186 | Transition Incentive Program | LINWOOD | 8221 | 19 | 10.56 | Residential | Yes | Behind the Meter | Net-metered residential rooftop and canopy |  | None | Vivint Solar Developer, LLC | AC Electric | Accepted | 2020-02-26 | 2020-02-27 | 2021-10-30 | SOLAREDGE | SE7600H-US | Inverters | 7600 |  | 1 |  |  | 0.992 |  | Outdoor | Near the Utility Meter
NJSTRE1545387601 | NJSRRE1544530186 | Transition Incentive Program | LINWOOD | 8221 | 19 | 10.56 | Residential | Yes | Behind the Meter | Net-metered residential rooftop and canopy |  | None | Vivint Solar Developer, LLC | AC Electric | Accepted | 2020-02-26 | 2020-02-27 | 2021-10-30 | JINKO SOLAR | JKM320M-60HBL | Solar Panels |  | 0.32 | 17 | 303 | 28 |  | Fixed | Roof
NJSTRE1545387601 | NJSRRE1544530186 | Transition Incentive Program | LINWOOD | 8221 | 19 | 10.56 | Residential | Yes | Behind the Meter | Net-metered residential rooftop and canopy |  | None | Vivint Solar Developer, LLC | AC Electric | Accepted | 2020-02-26 | 2020-02-27 | 2021-10-30 | JINKO SOLAR | JKM320M-60HBL | Solar Panels |  | 0.32 | 16 | 123 | 28 |  | Fixed | Roof
NJSTRE1545387602 | NJSRRE1543526221 | Transition Incentive Program | Bergenfield | 7621 | 7 | 13.11 | Residential | Yes | Behind the Meter | Behind the Meter |  | None | Sunrun Installation Services, Inc. | PSE&G | Eligible for TI Program | 2019-12-12 | 2019-12-16 | 2021-10-30 | Enphase Energy | IQ7PLUS-72-x-US (240V) | Inverters | 290 |  | 38 |  |  | 0.96 |  | Outdoor | Rooftop
NJSTRE1545387602 | NJSRRE1543526221 | Transition Incentive Program | Bergenfield | 7621 | 7 | 13.11 | Residential | Yes | Behind the Meter | Behind the Meter |  | None | Sunrun Installation Services, Inc. | PSE&G | Eligible for TI Program | 2019-12-12 | 2019-12-16 | 2021-10-30 | LG Electronics | LG345N1C-V5 | Solar Panels |  | 0.345 | 16 | 266 | 30 |  | Fixed | Roof
NJSTRE1545387602 | NJSRRE1543526221 | Transition Incentive Program | Bergenfield | 7621 | 7 | 13.11 | Residential | Yes | Behind the Meter | Behind the Meter |  | None | Sunrun Installation Services, Inc. | PSE&G | Eligible for TI Program | 2019-12-12 | 2019-12-16 | 2021-10-30 | LG Electronics | LG345N1C-V5 | Solar Panels |  | 0.345 | 4 | 176 | 30 |  | Fixed | Roof
NJSTRE1545387602 | NJSRRE1543526221 | Transition Incentive Program | Bergenfield | 7621 | 7 | 13.11 | Residential | Yes | Behind the Meter | Behind the Meter |  | None | Sunrun Installation Services, Inc. | PSE&G | Eligible for TI Program | 2019-12-12 | 2019-12-16 | 2021-10-30 | LG Electronics | LG345N1C-V5 | Solar Panels |  | 0.345 | 18 | 86 | 30 |  | Fixed | Roof
NJSTRE1545387603 | NJSRRE1544139973 | Transition Incentive Program | North Arlington | 7031 | 7 | 3.15 | Residential | Yes | Behind the Meter | Net-metered residential rooftop and canopy |  | None | Suntuity Solar LLC | PSE&G | Accepted | 2020-01-08 | 2020-01-10 | 2021-10-30 | Enphase Energy | IQ7-60-2-US | Inverters | 240 |  | 10 |  |  | 0.97 |  | Outdoor | Behind the PV Modules
NJSTRE1545387603 | NJSRRE1544139973 | Transition Incentive Program | North Arlington | 7031 | 7 | 3.15 | Residential | Yes | Behind the Meter | Net-metered residential rooftop and canopy |  | None | Suntuity Solar LLC | PSE&G | Accepted | 2020-01-08 | 2020-01-10 | 2021-10-30 | Hanwha Solar | Q-Cells 315 Mono | Solar Panels |  | 0.315 | 7 | 115 | 24 |  | Fixed | Roof
NJSTRE1545387603 | NJSRRE1544139973 | Transition Incentive Program | North Arlington | 7031 | 7 | 3.15 | Residential | Yes | Behind the Meter | Net-metered residential rooftop and canopy |  | None | Suntuity Solar LLC | PSE&G | Accepted | 2020-01-08 | 2020-01-10 | 2021-10-30 | Hanwha Solar | Q-Cells 315 Mono | Solar Panels |  | 0.315 | 3 | 205 | 26 |  | Fixed | Roof
NJSTRE1545387604 | NJSRRE1544540635 | Transition Incentive Program | Willingbro TWP | 8046 | 13 | 17.42 | Residential | Yes | Behind the Meter | Net-metered residential rooftop and canopy |  | None | Vision Solar LLC | PSE&G | As-Built Incomplete - Review | 2020-02-26 | 2020-02-28 |  | hanwha qcells | qpeak duo g5 | Solar Panels |  | 0.335 | 19 | 274 | 20 |  | Fixed | Roof
NJSTRE1545387604 | NJSRRE1544540635 | Transition Incentive Program | Willingbro TWP | 8046 | 13 | 17.42 | Residential | Yes | Behind the Meter | Net-metered residential rooftop and canopy |  | None | Vision Solar LLC | PSE&G | As-Built Incomplete - Review | 2020-02-26 | 2020-02-28 |  | hanwha qcells | qpeak duo g5 | Solar Panels |  | 0.335 | 19 | 94 | 20 |  | Fixed | Roof
NJSTRE1545387604 | NJSRRE1544540635 | Transition Incentive Program | Willingbro TWP | 8046 | 13 | 17.42 | Residential | Yes | Behind the Meter | Net-metered residential rooftop and canopy |  | None | Vision Solar LLC | PSE&G | As-Built Incomplete - Review | 2020-02-26 | 2020-02-28 |  | hanwha qcells | qpeak duo g5 | Solar Panels |  | 0.335 | 8 | 94 | 20 |  | Fixed | Roof
NJSTRE1545387604 | NJSRRE1544540635 | Transition Incentive Program | Willingbro TWP | 8046 | 13 | 17.42 | Residential | Yes | Behind the Meter | Net-metered residential rooftop and canopy |  | None | Vision Solar LLC | PSE&G | As-Built Incomplete - Review | 2020-02-26 | 2020-02-28 |  | hanwha qcells | qpeak duo g5 | Solar Panels |  | 0.335 | 6 | 274 | 20 |  | Fixed | Roof
NJSTRE1545387604 | NJSRRE1544540635 | Transition Incentive Program | Willingbro TWP | 8046 | 13 | 17.42 | Residential | Yes | Behind the Meter | Net-metered residential rooftop and canopy |  | None | Vision Solar LLC | PSE&G | As-Built Incomplete - Review | 2020-02-26 | 2020-02-28 |  | enphase energy | iq7-60-2-us | Inverters | 240 |  | 52 |  |  | 0.96 |  | Other | behind panels
NJSTRE1545387604 | NJSRRE1544540635 | Transition Incentive Program | Willingbro TWP | 8046 | 13 | 17.42 | Residential | Yes | Behind the Meter | Net-metered residential rooftop and canopy |  | None | Vision Solar LLC | PSE&G | As-Built Incomplete - Review | 2020-02-26 | 2020-02-28 |  | enphase | IQ7-60-2-US | Meters |  |  | 1 |  |  |  | Yes | Outdoor
NJSTRE1545387610 | NJSRRE1544431367 | Transition Incentive Program | South Toms River | 8757 | 18 | 7.75 | Residential | Yes | Behind the Meter | Net-metered residential rooftop and canopy |  | None | Bright Planet Solar | JCP&L | Accepted | 2020-02-11 | 2020-02-13 | 2021-10-30 | SOLAR EDGE | SE6000H-USRGM | Inverters | 6000 |  | 1 |  |  | 0.98 |  | Outdoor | OUTSIDE
NJSTRE1545387610 | NJSRRE1544431367 | Transition Incentive Program | South Toms River | 8757 | 18 | 7.75 | Residential | Yes | Behind the Meter | Net-metered residential rooftop and canopy |  | None | Bright Planet Solar | JCP&L | Accepted | 2020-02-11 | 2020-02-13 | 2021-10-30 | LONGI | LR6-60HPB-310M | Solar Panels |  | 0.31 | 25 | 108 | 18 |  | Fixed | Roof
NJSTRE1545387611 | NJSRRE1544164807 | Transition Incentive Program | Belvidere | 7823 | 2 | 9.16 | Residential | Yes | Behind the Meter | Behind the Meter |  | None | Ad Energy | JCP&L | Eligible for TI Program | 2020-01-14 | 2020-01-17 | 2021-10-30 | Enphase Energy | IQ7XS-96-ACM-US | Inverters | 315 |  | 28 |  |  | 0.975 |  | Outdoor | At each panel
NJSTRE1545387611 | NJSRRE1544164807 | Transition Incentive Program | Belvidere | 7823 | 2 | 9.16 | Residential | Yes | Behind the Meter | Behind the Meter |  | None | Ad Energy | JCP&L | Eligible for TI Program | 2020-01-14 | 2020-01-17 | 2021-10-30 | SunPower | SPR-E20-327-E-AC | Solar Panels |  | 0.327 | 28 | 217 | 34 |  | Fixed | Roof
NJSTRE1545387612 | NJSRRE1544514381 | Transition Incentive Program | SICKLERVILLE | 8081 | 14 | 10.85 | Residential | Yes | Behind the Meter | Net-metered residential rooftop and canopy |  | None | Bright Planet Solar | AC Electric | Accepted | 2020-02-21 | 2020-02-27 | 2021-10-30 | SOLAR EDGE | SE10000H-USRGM | Inverters | 10000 |  | 1 |  |  | 0.98 |  | Outdoor | OUTSIDE
NJSTRE1545387612 | NJSRRE1544514381 | Transition Incentive Program | SICKLERVILLE | 8081 | 14 | 10.85 | Residential | Yes | Behind the Meter | Net-metered residential rooftop and canopy |  | None | Bright Planet Solar | AC Electric | Accepted | 2020-02-21 | 2020-02-27 | 2021-10-30 | LONGI | LR-60HPB-310M | Solar Panels |  | 0.31 | 20 | 41 | 22 |  | Fixed | Roof
NJSTRE1545387612 | NJSRRE1544514381 | Transition Incentive Program | SICKLERVILLE | 8081 | 14 | 10.85 | Residential | Yes | Behind the Meter | Net-metered residential rooftop and canopy |  | None | Bright Planet Solar | AC Electric | Accepted | 2020-02-21 | 2020-02-27 | 2021-10-30 | LONGI | LR-60HPB-310M | Solar Panels |  | 0.31 | 3 | 221 | 22 |  | Fixed | Roof
NJSTRE1545387612 | NJSRRE1544514381 | Transition Incentive Program | SICKLERVILLE | 8081 | 14 | 10.85 | Residential | Yes | Behind the Meter | Net-metered residential rooftop and canopy |  | None | Bright Planet Solar | AC Electric | Accepted | 2020-02-21 | 2020-02-27 | 2021-10-30 | LONGI | LR-60HPB-310M | Solar Panels |  | 0.31 | 12 | 41 | 22 |  | Fixed | Roof
NJSTRE1545387613 | NJSRRE1543555851 | Transition Incentive Program | Elmwood Park | 7407 | 7 | 7.25 | Residential | Yes | Behind the Meter | Net-metered residential rooftop and canopy |  | None | Pro Custom Solar dba Momentum Solar | PSE&G | Accepted | 2019-12-17 | 2019-12-20 | 2021-10-30 | Enphase Energy | IQ7Plus-72-2-US | Inverters | 290 |  | 21 |  |  | 0.97 |  | Outdoor | Roof
NJSTRE1545387613 | NJSRRE1543555851 | Transition Incentive Program | Elmwood Park | 7407 | 7 | 7.25 | Residential | Yes | Behind the Meter | Net-metered residential rooftop and canopy |  | None | Pro Custom Solar dba Momentum Solar | PSE&G | Accepted | 2019-12-17 | 2019-12-20 | 2021-10-30 | LG ELECTRONICS | LG 345N1C-V5 | Solar Panels |  | 0.345 | 6 | 332 | 21 |  | Fixed | Roof
NJSTRE1545387613 | NJSRRE1543555851 | Transition Incentive Program | Elmwood Park | 7407 | 7 | 7.25 | Residential | Yes | Behind the Meter | Net-metered residential rooftop and canopy |  | None | Pro Custom Solar dba Momentum Solar | PSE&G | Accepted | 2019-12-17 | 2019-12-20 | 2021-10-30 | LG ELECTRONICS | LG 345N1C-V5 | Solar Panels |  | 0.345 | 4 | 62 | 22 |  | Fixed | Roof
NJSTRE1545387613 | NJSRRE1543555851 | Transition Incentive Program | Elmwood Park | 7407 | 7 | 7.25 | Residential | Yes | Behind the Meter | Net-metered residential rooftop and canopy |  | None | Pro Custom Solar dba Momentum Solar | PSE&G | Accepted | 2019-12-17 | 2019-12-20 | 2021-10-30 | LG ELECTRONICS | LG 345N1C-V5 | Solar Panels |  | 0.345 | 6 | 242 | 23 |  | Fixed | Roof
NJSTRE1545387613 | NJSRRE1543555851 | Transition Incentive Program | Elmwood Park | 7407 | 7 | 7.25 | Residential | Yes | Behind the Meter | Net-metered residential rooftop and canopy |  | None | Pro Custom Solar dba Momentum Solar | PSE&G | Accepted | 2019-12-17 | 2019-12-20 | 2021-10-30 | LG ELECTRONICS | LG 345N1C-V5 | Solar Panels |  | 0.345 | 5 | 152 | 21 |  | Fixed | Roof
NJSTRE1545387615 | NJSRRE1544550022 | Transition Incentive Program | South River | 8882 | 11 | 8.5 | Residential | No | Behind the Meter | Net-metered residential rooftop and canopy |  | None | SunPower Corporation, Systems | South River | Accepted | 2020-02-28 | 2020-03-03 | 2021-10-30 | SUNPOWER | SPR-E20-327-E-AC | Inverters | 320 |  | 26 |  |  | 0.96 |  | Other | under each panel
NJSTRE1545387615 | NJSRRE1544550022 | Transition Incentive Program | South River | 8882 | 11 | 8.5 | Residential | No | Behind the Meter | Net-metered residential rooftop and canopy |  | None | SunPower Corporation, Systems | South River | Accepted | 2020-02-28 | 2020-03-03 | 2021-10-30 | SUNPOWER | SPR-E20-327-E-AC | Solar Panels |  | 0.327 | 26 | 172 | 24 |  | Fixed | Roof
NJSTRE1545387616 | NJSRRE1544456607 | Transition Incentive Program | Hopatcong | 7843 | 1 | 7.44 | Residential | Yes | Behind the Meter | Behind the Meter |  | None | Sunrun Installation Services, Inc. | JCP&L | Eligible for TI Program | 2020-02-14 | 2020-02-19 | 2021-10-30 | Enphase Energy | IQ7-60-x-US (240V) | Inverters | 240 |  | 24 |  |  | 0.96 |  | Outdoor | Rooftop
NJSTRE1545387616 | NJSRRE1544456607 | Transition Incentive Program | Hopatcong | 7843 | 1 | 7.44 | Residential | Yes | Behind the Meter | Behind the Meter |  | None | Sunrun Installation Services, Inc. | JCP&L | Eligible for TI Program | 2020-02-14 | 2020-02-19 | 2021-10-30 | REC Solar | REC310TP2M | Solar Panels |  | 0.31 | 21 | 209 | 30 |  | Fixed | Roof
NJSTRE1545387616 | NJSRRE1544456607 | Transition Incentive Program | Hopatcong | 7843 | 1 | 7.44 | Residential | Yes | Behind the Meter | Behind the Meter |  | None | Sunrun Installation Services, Inc. | JCP&L | Eligible for TI Program | 2020-02-14 | 2020-02-19 | 2021-10-30 | REC Solar | REC310TP2M | Solar Panels |  | 0.31 | 3 | 29 | 30 |  | Fixed | Roof
NJSTRE1545387619 | NJSRRE1544468812 | Transition Incentive Program | Bergenfield | 7621 | 7 | 7.25 | Residential | Yes | Behind the Meter | Net-metered residential rooftop and canopy |  | None | Suntuity Solar LLC | PSE&G | Accepted | 2020-02-18 | 2020-02-20 | 2021-10-30 | Enphase Energy | IQ7-60-2-US | Inverters | 240 |  | 23 |  |  | 0.97 |  | Outdoor | Behind the PV Modules
NJSTRE1545387619 | NJSRRE1544468812 | Transition Incentive Program | Bergenfield | 7621 | 7 | 7.25 | Residential | Yes | Behind the Meter | Net-metered residential rooftop and canopy |  | None | Suntuity Solar LLC | PSE&G | Accepted | 2020-02-18 | 2020-02-20 | 2021-10-30 | Hanwha Solar | Q-Cells 315 Mono | Solar Panels |  | 0.315 | 13 | 270 | 10 |  | Fixed | Roof
NJSTRE1545387619 | NJSRRE1544468812 | Transition Incentive Program | Bergenfield | 7621 | 7 | 7.25 | Residential | Yes | Behind the Meter | Net-metered residential rooftop and canopy |  | None | Suntuity Solar LLC | PSE&G | Accepted | 2020-02-18 | 2020-02-20 | 2021-10-30 | Hanwha Solar | Q-Cells 315 Mono | Solar Panels |  | 0.315 | 10 | 90 | 39 |  | Fixed | Roof
NJSTRE1545387620 | NJSRRE1544165076 | Transition Incentive Program | Dover | 7801 | 3 | 3.41 | Residential | Yes | Behind the Meter | Behind the Meter |  | None | Sunrun Installation Services, Inc. | JCP&L | Eligible for TI Program | 2020-01-14 | 2020-01-17 | 2021-10-30 | Enphase Energy | IQ7-60-x-US (240V) | Inverters | 240 |  | 11 |  |  | 0.96 |  | Outdoor | Rooftop
NJSTRE1545387620 | NJSRRE1544165076 | Transition Incentive Program | Dover | 7801 | 3 | 3.41 | Residential | Yes | Behind the Meter | Behind the Meter |  | None | Sunrun Installation Services, Inc. | JCP&L | Eligible for TI Program | 2020-01-14 | 2020-01-17 | 2021-10-30 | REC Solar | REC310TP2M | Solar Panels |  | 0.31 | 11 | 50 | 23 |  | Fixed | Roof
NJSTRE1545387623 | NJSRRE1544230630 | Transition Incentive Program | Jersey City | 7305 | 8 | 3.1 | Residential | Yes | Behind the Meter | Behind the Meter |  | None | Sunrun Installation Services, Inc. | PSE&G | Eligible for TI Program | 2020-01-24 | 2020-01-29 | 2021-10-30 | Delta Electronics | M4-TL-US | Inverters | 3840 |  | 1 |  |  | 0.96 |  | Outdoor | Next To Meter
NJSTRE1545387623 | NJSRRE1544230630 | Transition Incentive Program | Jersey City | 7305 | 8 | 3.1 | Residential | Yes | Behind the Meter | Behind the Meter |  | None | Sunrun Installation Services, Inc. | PSE&G | Eligible for TI Program | 2020-01-24 | 2020-01-29 | 2021-10-30 | REC Solar | REC310TP2M | Solar Panels |  | 0.31 | 10 | 140 | 27 |  | Fixed | Roof
NJSTRE1545387624 | NJSRRE1544308336 | Transition Incentive Program | Long Branch | 7740 | 17 | 7.88 | Residential | Yes | Behind the Meter | Net-metered residential rooftop and canopy |  | None | Vivint Solar Developer, LLC | JCP&L | Accepted | 2020-01-27 | 2020-01-29 | 2021-10-30 | SOLAREDGE | SE7600H-US | Inverters | 7600 |  | 1 |  |  | 0.992 |  | Outdoor | Near the Utility Meter
NJSTRE1545387624 | NJSRRE1544308336 | Transition Incentive Program | Long Branch | 7740 | 17 | 7.88 | Residential | Yes | Behind the Meter | Net-metered residential rooftop and canopy |  | None | Vivint Solar Developer, LLC | JCP&L | Accepted | 2020-01-27 | 2020-01-29 | 2021-10-30 | HANWHA SOLAR | Q.PEAK BLK-G5 315 | Solar Panels |  | 0.315 | 25 | 335 | 4 |  | Fixed | Roof
NJSTRE1545387627 | NJSRRE1543566337 | Transition Incentive Program | DOVER | 7801 | 3 | 8.19 | Residential | Yes | Behind the Meter | Net-metered residential rooftop and canopy |  | None | Vivint Solar Developer, LLC | JCP&L | Accepted | 2019-12-19 | 2019-12-23 | 2021-10-30 | Solar Edge | SE7600H-US | Inverters | 7600 |  | 1 |  |  | 0.992 |  | Outdoor | Near the utility meter
NJSTRE1545387627 | NJSRRE1543566337 | Transition Incentive Program | DOVER | 7801 | 3 | 8.19 | Residential | Yes | Behind the Meter | Net-metered residential rooftop and canopy |  | None | Vivint Solar Developer, LLC | JCP&L | Accepted | 2019-12-19 | 2019-12-23 | 2021-10-30 | Hanwha Solar | Q.PEAK BLK-G5 315 | Solar Panels |  | 0.315 | 14 | 139 | 31 |  | Fixed | Roof
NJSTRE1545387627 | NJSRRE1543566337 | Transition Incentive Program | DOVER | 7801 | 3 | 8.19 | Residential | Yes | Behind the Meter | Net-metered residential rooftop and canopy |  | None | Vivint Solar Developer, LLC | JCP&L | Accepted | 2019-12-19 | 2019-12-23 | 2021-10-30 | Hanwha Solar | Q.PEAK BLK-G5 315 | Solar Panels |  | 0.315 | 12 | 319 | 31 |  | Fixed | Roof
NJSTRE1545387631 | NJSRRE1544199208 | Transition Incentive Program | Cinnaminson | 8077 | 13 | 9.6 | Residential | Yes | Behind the Meter | Behind the Meter |  | None | Skyline Solar, LLC | PSE&G | Eligible for TI Program | 2020-01-20 | 2020-01-23 | 2021-10-30 | SolarEdge | SE7600H-US | Inverters | 7600 |  | 1 |  |  | 0.99 |  | Outside | within ten feet of meter
NJSTRE1545387631 | NJSRRE1544199208 | Transition Incentive Program | Cinnaminson | 8077 | 13 | 9.6 | Residential | Yes | Behind the Meter | Behind the Meter |  | None | Skyline Solar, LLC | PSE&G | Eligible for TI Program | 2020-01-20 | 2020-01-23 | 2021-10-30 | Hanwha Q-Cells | Q.PEAK DUO-G5 320 | Solar Panels |  | 0.32 | 30 | 212,211,32 | 22 |  | Fixed | Roof
NJSTRE1545387632 | NJSRRE1543825731 | Transition Incentive Program | Monroe Twp | 8831 | 11 | 8.38 | Residential | No | Behind the Meter | Net-metered residential rooftop and canopy |  | None | Morgan Associates and Consulting LLC | JCP&L | Accepted | 2019-12-29 | 2020-01-03 | 2021-10-30 | Enphase | ENPHASE IQ7-60-2-US | Inverters | 0.24 |  | 25 |  |  | 0.98 |  | Outside | Roof
NJSTRE1545387632 | NJSRRE1543825731 | Transition Incentive Program | Monroe Twp | 8831 | 11 | 8.38 | Residential | No | Behind the Meter | Net-metered residential rooftop and canopy |  | None | Morgan Associates and Consulting LLC | JCP&L | Accepted | 2019-12-29 | 2020-01-03 | 2021-10-30 | LG | LG335 | Solar Panels |  | 0.335 | 25 | 191 | 14 |  | Fixed | Roof
NJSTRE1545387635 | NJSRRE1544524133 | Transition Incentive Program | Rutherford | 7070 | 7 | 2.56 | Residential | Yes | Behind the Meter | Net-metered residential rooftop and canopy |  | None | Vivint Solar Developer, LLC | PSE&G | Accepted | 2020-02-24 | 2020-02-26 | 2021-10-30 | SOLAREDGE | SE3800H-US | Inverters | 3800 |  | 1 |  |  | 0.992 |  | Outdoor | Near the Utility Meter
NJSTRE1545387635 | NJSRRE1544524133 | Transition Incentive Program | Rutherford | 7070 | 7 | 2.56 | Residential | Yes | Behind the Meter | Net-metered residential rooftop and canopy |  | None | Vivint Solar Developer, LLC | PSE&G | Accepted | 2020-02-24 | 2020-02-26 | 2021-10-30 | JINKO SOLAR | JKM320M-60HBL | Solar Panels |  | 0.32 | 3 | 293 | 18 |  | Fixed | Roof
NJSTRE1545387635 | NJSRRE1544524133 | Transition Incentive Program | Rutherford | 7070 | 7 | 2.56 | Residential | Yes | Behind the Meter | Net-metered residential rooftop and canopy |  | None | Vivint Solar Developer, LLC | PSE&G | Accepted | 2020-02-24 | 2020-02-26 | 2021-10-30 | JINKO SOLAR | JKM320M-60HBL | Solar Panels |  | 0.32 | 5 | 293 | 27 |  | Fixed | Roof
NJSTRE1545387636 | NJSRRE1544310771 | Transition Incentive Program | Elmwood Park | 7407 | 7 | 5.04 | Residential | Yes | Behind the Meter | Net-metered residential rooftop and canopy |  | None | Suntuity Solar LLC | PSE&G | Accepted | 2020-01-28 | 2020-01-31 | 2021-10-30 | Enphase Energy | IQ7-60-2-US | Inverters | 240 |  | 16 |  |  | 0.97 |  | Outdoor | Behind the PV Modules
NJSTRE1545387636 | NJSRRE1544310771 | Transition Incentive Program | Elmwood Park | 7407 | 7 | 5.04 | Residential | Yes | Behind the Meter | Net-metered residential rooftop and canopy |  | None | Suntuity Solar LLC | PSE&G | Accepted | 2020-01-28 | 2020-01-31 | 2021-10-30 | Hanwha Solar | Q-Cells 315 Mono | Solar Panels |  | 0.315 | 10 | 70 | 30 |  | Fixed | Roof
NJSTRE1545387636 | NJSRRE1544310771 | Transition Incentive Program | Elmwood Park | 7407 | 7 | 5.04 | Residential | Yes | Behind the Meter | Net-metered residential rooftop and canopy |  | None | Suntuity Solar LLC | PSE&G | Accepted | 2020-01-28 | 2020-01-31 | 2021-10-30 | Hanwha Solar | Q-Cells 315 Mono | Solar Panels |  | 0.315 | 6 | 250 | 30 |  | Fixed | Roof
NJSTRE1545387639 | NJSRRE1543513316 | Transition Incentive Program | MARMORA | 8223 | 21 | 2.52 | Residential | Yes | Behind the Meter | Net-metered residential rooftop and canopy |  | None | Vivint Solar Developer, LLC | AC Electric | Accepted | 2019-12-11 | 2019-12-16 | 2021-10-30 | SOLAREDGE | SE3800H-US | Inverters | 3800 |  | 1 |  |  | 0.992 |  | Outdoor | Near the Utility Meter
NJSTRE1545387639 | NJSRRE1543513316 | Transition Incentive Program | MARMORA | 8223 | 21 | 2.52 | Residential | Yes | Behind the Meter | Net-metered residential rooftop and canopy |  | None | Vivint Solar Developer, LLC | AC Electric | Accepted | 2019-12-11 | 2019-12-16 | 2021-10-30 | HANWHA SOLAR | Q.PEAK BLK-G5 315 | Solar Panels |  | 0.315 | 5 | 47 | 22 |  | Fixed | Roof
NJSTRE1545387639 | NJSRRE1543513316 | Transition Incentive Program | MARMORA | 8223 | 21 | 2.52 | Residential | Yes | Behind the Meter | Net-metered residential rooftop and canopy |  | None | Vivint Solar Developer, LLC | AC Electric | Accepted | 2019-12-11 | 2019-12-16 | 2021-10-30 | HANWHA SOLAR | Q.PEAK BLK-G5 315 | Solar Panels |  | 0.315 | 3 | 47 | 22 |  | Fixed | Roof
NJSTRE1545387646 | NJSRRE1544156607 | Transition Incentive Program | WEST ORANGE | 7052 | 9 | 4.1 | Residential | Yes | Behind the Meter | Net-metered residential rooftop and canopy |  | None | Vivint Solar Developer, LLC | PSE&G | Accepted | 2020-01-10 | 2020-01-15 | 2021-10-30 | SolarEdge | SE3800H-US | Inverters | 3800 |  | 1 |  |  | 0.992 |  | Outdoor | Near the utility meter
NJSTRE1545387646 | NJSRRE1544156607 | Transition Incentive Program | WEST ORANGE | 7052 | 9 | 4.1 | Residential | Yes | Behind the Meter | Net-metered residential rooftop and canopy |  | None | Vivint Solar Developer, LLC | PSE&G | Accepted | 2020-01-10 | 2020-01-15 | 2021-10-30 | Hanwha Solar | Q.PEAK BLK-G5 315 | Solar Panels |  | 0.315 | 5 | 118 | 19 |  | Fixed | Roof
NJSTRE1545387646 | NJSRRE1544156607 | Transition Incentive Program | WEST ORANGE | 7052 | 9 | 4.1 | Residential | Yes | Behind the Meter | Net-metered residential rooftop and canopy |  | None | Vivint Solar Developer, LLC | PSE&G | Accepted | 2020-01-10 | 2020-01-15 | 2021-10-30 | Hanwha Solar | Q.PEAK BLK-G5 315 | Solar Panels |  | 0.315 | 8 | 208 | 19 |  | Fixed | Roof
NJSTRE1545387647 | NJSRRE1543441774 | Transition Incentive Program | Springfield Township | 7081 | 10 | 17.4 | Residential | Yes | Behind the Meter | Net-metered residential rooftop and canopy |  | None | Sunrun Installation Services, Inc. | JCP&L | As-Built Incomplete - Review | 2019-11-25 | 2019-11-27 |  | REC Solar | REC290TP2 BLK | Solar Panels |  | 0.29 | 24 | 221 | 19 |  | Fixed | Roof
NJSTRE1545387647 | NJSRRE1543441774 | Transition Incentive Program | Springfield Township | 7081 | 10 | 17.4 | Residential | Yes | Behind the Meter | Net-metered residential rooftop and canopy |  | None | Sunrun Installation Services, Inc. | JCP&L | As-Built Incomplete - Review | 2019-11-25 | 2019-11-27 |  | REC Solar | REC290TP2 BLK | Solar Panels |  | 0.29 | 17 | 41 | 19 |  | Fixed | Roof
NJSTRE1545387647 | NJSRRE1543441774 | Transition Incentive Program | Springfield Township | 7081 | 10 | 17.4 | Residential | Yes | Behind the Meter | Net-metered residential rooftop and canopy |  | None | Sunrun Installation Services, Inc. | JCP&L | As-Built Incomplete - Review | 2019-11-25 | 2019-11-27 |  | REC Solar | REC290TP2 BLK | Solar Panels |  | 0.29 | 10 | 131 | 28 |  | Fixed | Roof
NJSTRE1545387647 | NJSRRE1543441774 | Transition Incentive Program | Springfield Township | 7081 | 10 | 17.4 | Residential | Yes | Behind the Meter | Net-metered residential rooftop and canopy |  | None | Sunrun Installation Services, Inc. | JCP&L | As-Built Incomplete - Review | 2019-11-25 | 2019-11-27 |  | REC Solar | REC290TP2 BLK | Solar Panels |  | 0.29 | 9 | 311 | 28 |  | Fixed | Roof
NJSTRE1545387647 | NJSRRE1543441774 | Transition Incentive Program | Springfield Township | 7081 | 10 | 17.4 | Residential | Yes | Behind the Meter | Net-metered residential rooftop and canopy |  | None | Sunrun Installation Services, Inc. | JCP&L | As-Built Incomplete - Review | 2019-11-25 | 2019-11-27 |  | Enphase Energy | IQ7-60-x-US (240V) | Inverters | 240 |  | 60 |  |  | 0.96 |  | Outdoor | Rooftop
NJSTRE1545387647 | NJSRRE1543441774 | Transition Incentive Program | Springfield Township | 7081 | 10 | 17.4 | Residential | Yes | Behind the Meter | Net-metered residential rooftop and canopy |  | None | Sunrun Installation Services, Inc. | JCP&L | As-Built Incomplete - Review | 2019-11-25 | 2019-11-27 |  | Enphase | x-IQ-AM | Meters |  |  | 1 |  |  |  | Yes | Outdoor
NJSTRE1545387647 | NJSRRE1543441774 | Transition Incentive Program | Springfield Township | 7081 | 10 | 17.4 | Residential | Yes | Behind the Meter | Net-metered residential rooftop and canopy |  | None | Sunrun Installation Services, Inc. | JCP&L | As-Built Incomplete - Review | 2019-11-25 | 2019-11-27 |  | Enphase | x-IQ-AM | Meters |  |  | 1 |  |  |  | Yes | Outdoor
NJSTRE1545387648 | NJSRRE1544147999 | Transition Incentive Program | Swainton | 8210 | 21 | 9.86 | Residential | No | Behind the Meter | Behind the Meter |  | None | Sunrun Installation Services, Inc. | AC Electric | Eligible for TI Program | 2020-01-08 | 2020-01-13 | 2021-10-30 | Delta Electronics | M5-TL-US | Inverters | 4800 |  | 1 |  |  | 0.96 |  | Outdoor | Next To Meter
NJSTRE1545387648 | NJSRRE1544147999 | Transition Incentive Program | Swainton | 8210 | 21 | 9.86 | Residential | No | Behind the Meter | Behind the Meter |  | None | Sunrun Installation Services, Inc. | AC Electric | Eligible for TI Program | 2020-01-08 | 2020-01-13 | 2021-10-30 | Delta Electronics | M4-TL-US | Inverters | 3840 |  | 1 |  |  | 0.96 |  | Outdoor | Next To Meter
NJSTRE1545387648 | NJSRRE1544147999 | Transition Incentive Program | Swainton | 8210 | 21 | 9.86 | Residential | No | Behind the Meter | Behind the Meter |  | None | Sunrun Installation Services, Inc. | AC Electric | Eligible for TI Program | 2020-01-08 | 2020-01-13 | 2021-10-30 | REC Solar | REC290TP2 BLK | Solar Panels |  | 0.29 | 5 | 285 | 30 |  | Fixed | Roof
NJSTRE1545387648 | NJSRRE1544147999 | Transition Incentive Program | Swainton | 8210 | 21 | 9.86 | Residential | No | Behind the Meter | Behind the Meter |  | None | Sunrun Installation Services, Inc. | AC Electric | Eligible for TI Program | 2020-01-08 | 2020-01-13 | 2021-10-30 | REC Solar | REC290TP2 BLK | Solar Panels |  | 0.29 | 11 | 60 | 30 |  | Fixed | Roof
NJSTRE1545387648 | NJSRRE1544147999 | Transition Incentive Program | Swainton | 8210 | 21 | 9.86 | Residential | No | Behind the Meter | Behind the Meter |  | None | Sunrun Installation Services, Inc. | AC Electric | Eligible for TI Program | 2020-01-08 | 2020-01-13 | 2021-10-30 | REC Solar | REC290TP2 BLK | Solar Panels |  | 0.29 | 5 | 150 | 30 |  | Fixed | Roof
NJSTRE1545387648 | NJSRRE1544147999 | Transition Incentive Program | Swainton | 8210 | 21 | 9.86 | Residential | No | Behind the Meter | Behind the Meter |  | None | Sunrun Installation Services, Inc. | AC Electric | Eligible for TI Program | 2020-01-08 | 2020-01-13 | 2021-10-30 | REC Solar | REC290TP2 BLK | Solar Panels |  | 0.29 | 13 | 195 | 30 |  | Fixed | Roof
NJSTRE1545387649 | NJSRRE1543442982 | Transition Incentive Program | Washington | 7882 | 2 | 11.77 | Residential | Yes | Behind the Meter | Behind the Meter |  | None | Ad Energy | JCP&L | Eligible for TI Program | 2019-11-25 | 2019-12-12 | 2021-10-30 | Enphase Energy | IQ7XS-96-ACM-US | Inverters | 315 |  | 36 |  |  | 0.975 |  | Outdoor | At each panel
NJSTRE1545387649 | NJSRRE1543442982 | Transition Incentive Program | Washington | 7882 | 2 | 11.77 | Residential | Yes | Behind the Meter | Behind the Meter |  | None | Ad Energy | JCP&L | Eligible for TI Program | 2019-11-25 | 2019-12-12 | 2021-10-30 | SunPower | SPR-E20-327-E-AC | Solar Panels |  | 0.327 | 36 | 147 | 25 |  | Fixed | Ground
NJSTRE1545387650 | NJSRRE1544310778 | Transition Incentive Program | Metuchen | 8840 | 11 | 4.41 | Residential | Yes | Behind the Meter | Net-metered residential rooftop and canopy |  | None | Suntuity Solar LLC | PSE&G | Accepted | 2020-01-28 | 2020-01-30 | 2021-10-30 | Enphase Energy | IQ7-60-2-US | Inverters | 240 |  | 14 |  |  | 0.97 |  | Outdoor | Behind the PV Modules
NJSTRE1545387650 | NJSRRE1544310778 | Transition Incentive Program | Metuchen | 8840 | 11 | 4.41 | Residential | Yes | Behind the Meter | Net-metered residential rooftop and canopy |  | None | Suntuity Solar LLC | PSE&G | Accepted | 2020-01-28 | 2020-01-30 | 2021-10-30 | Hanwha Q-Cells | Q.PEAK DUO BLK-G5 315 | Solar Panels |  | 0.315 | 14 | 183 | 27 |  | Fixed | Roof
NJSTRE1545387655 | NJSRRE1543451858 | Transition Incentive Program | Northfield | 8225 | 19 | 3.41 | Residential | Yes | Behind the Meter | Net-metered residential rooftop and canopy |  | None | Solar Energy World | AC Electric | Accepted | 2019-11-27 | 2019-12-06 | 2021-10-30 | Enphase | IQ7-60-x-US | Inverters | 310 |  | 1 |  |  | 0.976 |  | Outdoor | near panels
NJSTRE1545387655 | NJSRRE1543451858 | Transition Incentive Program | Northfield | 8225 | 19 | 3.41 | Residential | Yes | Behind the Meter | Net-metered residential rooftop and canopy |  | None | Solar Energy World | AC Electric | Accepted | 2019-11-27 | 2019-12-06 | 2021-10-30 | LONGi Green Energy Technology | LR6-60HPB-310M | Solar Panels |  | 0.31 | 11 | 132 | 14 |  | Fixed | Roof
NJSTRE1545387656 | NJSRRE1543481102 | Transition Incentive Program | Millville | 8332 | 20 | 9.6 | Residential | Yes | Behind the Meter | Behind the Meter |  | None | Skyline Solar, LLC | AC Electric | Eligible for TI Program | 2019-12-05 | 2019-12-09 | 2021-10-30 | SolarEdge | SE7600H-US | Inverters | 7600 |  | 1 |  |  | 0.99 |  | Outside | within ten feet of meter
NJSTRE1545387656 | NJSRRE1543481102 | Transition Incentive Program | Millville | 8332 | 20 | 9.6 | Residential | Yes | Behind the Meter | Behind the Meter |  | None | Skyline Solar, LLC | AC Electric | Eligible for TI Program | 2019-12-05 | 2019-12-09 | 2021-10-30 | Hanwha Q-Cells | Q.PEAK DUO-G5 320 | Solar Panels |  | 0.32 | 30 | 193 | 24 |  | Fixed | Roof
NJSTRE1545387657 | NJSRRE1544348711 | Transition Incentive Program | Paterson | 7504 | 6 | 11.16 | Residential | Yes | Behind the Meter | Behind the Meter |  | None | Sunrun Installation Services, Inc. | PSE&G | Eligible for TI Program | 2020-02-03 | 2020-02-06 | 2021-10-30 | Delta Electronics | M10-TL-US | Inverters | 9600 |  | 1 |  |  | 0.96 |  | Outdoor | Next To Meter
NJSTRE1545387657 | NJSRRE1544348711 | Transition Incentive Program | Paterson | 7504 | 6 | 11.16 | Residential | Yes | Behind the Meter | Behind the Meter |  | None | Sunrun Installation Services, Inc. | PSE&G | Eligible for TI Program | 2020-02-03 | 2020-02-06 | 2021-10-30 | REC Solar | REC310TP2M | Solar Panels |  | 0.31 | 31 | 188 | 40 |  | Fixed | Roof
NJSTRE1545387657 | NJSRRE1544348711 | Transition Incentive Program | Paterson | 7504 | 6 | 11.16 | Residential | Yes | Behind the Meter | Behind the Meter |  | None | Sunrun Installation Services, Inc. | PSE&G | Eligible for TI Program | 2020-02-03 | 2020-02-06 | 2021-10-30 | REC Solar | REC310TP2M | Solar Panels |  | 0.31 | 5 | 8 | 40 |  | Fixed | Roof
NJSTRE1545387660 | NJSRRE1544546915 | Transition Incentive Program | Long Branch | 7740 | 17 | 2.88 | Residential | Yes | Behind the Meter | Net-metered residential rooftop and canopy |  | None | Vivint Solar Developer, LLC | JCP&L | Accepted | 2020-02-28 | 2020-03-03 | 2021-10-30 | SOLAREDGE | SE3800H-US | Inverters | 3800 |  | 1 |  |  | 0.992 |  | Outdoor | Near the Utility Meter
NJSTRE1545387660 | NJSRRE1544546915 | Transition Incentive Program | Long Branch | 7740 | 17 | 2.88 | Residential | Yes | Behind the Meter | Net-metered residential rooftop and canopy |  | None | Vivint Solar Developer, LLC | JCP&L | Accepted | 2020-02-28 | 2020-03-03 | 2021-10-30 | JINKO SOLAR | JKM320M-60HBL | Solar Panels |  | 0.32 | 9 | 152 | 30 |  | Fixed | Roof
NJSTRE1545387662 | NJSRRE1544165370 | Transition Incentive Program | Bogota | 7603 | 7 | 5.87 | Residential | No | Behind the Meter | Behind the Meter |  | None | Sunrun Installation Services, Inc. | PSE&G | Eligible for TI Program | 2020-01-14 | 2020-01-20 | 2021-10-30 | Enphase Energy | IQ7PLUS-72-x-US (240V) | Inverters | 290 |  | 17 |  |  | 0.96 |  | Outdoor | Rooftop
NJSTRE1545387662 | NJSRRE1544165370 | Transition Incentive Program | Bogota | 7603 | 7 | 5.87 | Residential | No | Behind the Meter | Behind the Meter |  | None | Sunrun Installation Services, Inc. | PSE&G | Eligible for TI Program | 2020-01-14 | 2020-01-20 | 2021-10-30 | LG Electronics | LG345N1C-V5 | Solar Panels |  | 0.345 | 15 | 197 | 27 |  | Fixed | Roof
NJSTRE1545387662 | NJSRRE1544165370 | Transition Incentive Program | Bogota | 7603 | 7 | 5.87 | Residential | No | Behind the Meter | Behind the Meter |  | None | Sunrun Installation Services, Inc. | PSE&G | Eligible for TI Program | 2020-01-14 | 2020-01-20 | 2021-10-30 | LG Electronics | LG345N1C-V5 | Solar Panels |  | 0.345 | 2 | 17 | 27 |  | Fixed | Roof
NJSTRE1545387664 | NJSRRE1544166262 | Transition Incentive Program | Marlboro Township | 7751 | 17 | 11.73 | Residential | No | Behind the Meter | Net-metered residential rooftop and canopy |  | None | Morgan Associates and Consulting LLC | JCP&L | Accepted | 2020-01-15 | 2020-01-20 | 2021-10-30 | LG | LG 335 | Solar Panels |  | 0.335 | 35 | 194 | 14 |  | Fixed | Roof
NJSTRE1545387667 | NJSRRE1544143910 | Transition Incentive Program | Middlesex | 8846 | 11 | 16.32 | Residential | No | Behind the Meter | Behind the Meter |  | None | Sunrun Installation Services, Inc. | PSE&G | Eligible for TI Program | 2020-01-08 | 2020-01-13 | 2021-10-30 | LG Chem | RESU 10H SEG | Electric Storage Battery |  |  | 1 |  |  |  | Lithium Ion |  | outside
NJSTRE1545387667 | NJSRRE1544143910 | Transition Incentive Program | Middlesex | 8846 | 11 | 16.32 | Residential | No | Behind the Meter | Behind the Meter |  | None | Sunrun Installation Services, Inc. | PSE&G | Eligible for TI Program | 2020-01-08 | 2020-01-13 | 2021-10-30 | SolarEdge Technologies | SE7600H-USRGM | Inverters | 7600 |  | 1 |  |  | 0.96 |  | Outdoor | Next To Meter
NJSTRE1545387667 | NJSRRE1544143910 | Transition Incentive Program | Middlesex | 8846 | 11 | 16.32 | Residential | No | Behind the Meter | Behind the Meter |  | None | Sunrun Installation Services, Inc. | PSE&G | Eligible for TI Program | 2020-01-08 | 2020-01-13 | 2021-10-30 | SolarEdge Technologies | SE7600A-USS2RGM | Inverters | 7600 |  | 1 |  |  | 0.96 |  | Outdoor | Next To Meter
NJSTRE1545387667 | NJSRRE1544143910 | Transition Incentive Program | Middlesex | 8846 | 11 | 16.32 | Residential | No | Behind the Meter | Behind the Meter |  | None | Sunrun Installation Services, Inc. | PSE&G | Eligible for TI Program | 2020-01-08 | 2020-01-13 | 2021-10-30 | Hanwha Q-Cells | Q.PEAK DUO-G7 320 | Solar Panels |  | 0.32 | 9 | 214 | 19 |  | Fixed | Roof
NJSTRE1545387667 | NJSRRE1544143910 | Transition Incentive Program | Middlesex | 8846 | 11 | 16.32 | Residential | No | Behind the Meter | Behind the Meter |  | None | Sunrun Installation Services, Inc. | PSE&G | Eligible for TI Program | 2020-01-08 | 2020-01-13 | 2021-10-30 | Hanwha Q-Cells | Q.PEAK DUO-G7 320 | Solar Panels |  | 0.32 | 15 | 305 | 18 |  | Fixed | Roof
NJSTRE1545387667 | NJSRRE1544143910 | Transition Incentive Program | Middlesex | 8846 | 11 | 16.32 | Residential | No | Behind the Meter | Behind the Meter |  | None | Sunrun Installation Services, Inc. | PSE&G | Eligible for TI Program | 2020-01-08 | 2020-01-13 | 2021-10-30 | Hanwha Q-Cells | Q.PEAK DUO-G7 320 | Solar Panels |  | 0.32 | 16 | 214 | 19 |  | Fixed | Roof
NJSTRE1545387667 | NJSRRE1544143910 | Transition Incentive Program | Middlesex | 8846 | 11 | 16.32 | Residential | No | Behind the Meter | Behind the Meter |  | None | Sunrun Installation Services, Inc. | PSE&G | Eligible for TI Program | 2020-01-08 | 2020-01-13 | 2021-10-30 | Hanwha Q-Cells | Q.PEAK DUO-G7 320 | Solar Panels |  | 0.32 | 11 | 35 | 19 |  | Fixed | Roof
NJSTRE1545387670 | NJSRRE1543656871 | Transition Incentive Program | Old Bridge Township | 8857 | 11 | 7.54 | Residential | Yes | Behind the Meter | Behind the Meter |  | None | Sunrun Installation Services, Inc. | JCP&L | Eligible for TI Program | 2019-12-23 | 2019-12-27 | 2021-10-30 | Delta Electronics | M6-TL-US | Inverters | 5760 |  | 1 |  |  | 0.96 |  | Outdoor | Next To Meter
NJSTRE1545387670 | NJSRRE1543656871 | Transition Incentive Program | Old Bridge Township | 8857 | 11 | 7.54 | Residential | Yes | Behind the Meter | Behind the Meter |  | None | Sunrun Installation Services, Inc. | JCP&L | Eligible for TI Program | 2019-12-23 | 2019-12-27 | 2021-10-30 | REC Solar | REC290TP2 BLK | Solar Panels |  | 0.29 | 21 | 275 | 9 |  | Fixed | Roof
NJSTRE1545387670 | NJSRRE1543656871 | Transition Incentive Program | Old Bridge Township | 8857 | 11 | 7.54 | Residential | Yes | Behind the Meter | Behind the Meter |  | None | Sunrun Installation Services, Inc. | JCP&L | Eligible for TI Program | 2019-12-23 | 2019-12-27 | 2021-10-30 | REC Solar | REC290TP2 BLK | Solar Panels |  | 0.29 | 5 | 95 | 9 |  | Fixed | Roof
NJSTRE1545387671 | NJSRRE1544442540 | Transition Incentive Program | Monroe Township | 8831 | 11 | 12.75 | Residential | No | Behind the Meter | Net-metered residential rooftop and canopy |  | None | SunPower Corporation, Systems | JCP&L | Accepted | 2020-02-14 | 2020-02-17 | 2021-10-30 | SUNPOWER | SPR-E20-327-E-AC | Inverters | 320 |  | 39 |  |  | 0.96 |  | Other | under each panel
NJSTRE1545387671 | NJSRRE1544442540 | Transition Incentive Program | Monroe Township | 8831 | 11 | 12.75 | Residential | No | Behind the Meter | Net-metered residential rooftop and canopy |  | None | SunPower Corporation, Systems | JCP&L | Accepted | 2020-02-14 | 2020-02-17 | 2021-10-30 | SUNPOWER | SPR-E20-327-E-AC | Solar Panels |  | 0.327 | 19 | 253 | 28 |  | Fixed | Roof
NJSTRE1545387671 | NJSRRE1544442540 | Transition Incentive Program | Monroe Township | 8831 | 11 | 12.75 | Residential | No | Behind the Meter | Net-metered residential rooftop and canopy |  | None | SunPower Corporation, Systems | JCP&L | Accepted | 2020-02-14 | 2020-02-17 | 2021-10-30 | SUNPOWER | SPR-E20-327-E-AC | Solar Panels |  | 0.327 | 20 | 253 | 28 |  | Fixed | Roof
NJSTRE1545387672 | NJSRRE1543442878 | Transition Incentive Program | Clifton | 7013 | 6 | 9.28 | Residential | Yes | Behind the Meter | Behind the Meter |  | None | Sunrun Installation Services, Inc. | PSE&G | Eligible for TI Program | 2019-11-25 | 2019-11-27 | 2021-10-30 | Delta Electronics | M4-TL-US | Inverters | 3840 |  | 2 |  |  | 0.96 |  | Outdoor | Next To Meter
NJSTRE1545387672 | NJSRRE1543442878 | Transition Incentive Program | Clifton | 7013 | 6 | 9.28 | Residential | Yes | Behind the Meter | Behind the Meter |  | None | Sunrun Installation Services, Inc. | PSE&G | Eligible for TI Program | 2019-11-25 | 2019-11-27 | 2021-10-30 | REC Solar | REC290TP2 BLK | Solar Panels |  | 0.29 | 15 | 313 | 40 |  | Fixed | Roof
NJSTRE1545387672 | NJSRRE1543442878 | Transition Incentive Program | Clifton | 7013 | 6 | 9.28 | Residential | Yes | Behind the Meter | Behind the Meter |  | None | Sunrun Installation Services, Inc. | PSE&G | Eligible for TI Program | 2019-11-25 | 2019-11-27 | 2021-10-30 | REC Solar | REC290TP2 BLK | Solar Panels |  | 0.29 | 17 | 133 | 40 |  | Fixed | Roof
NJSTRE1545387673 | NJSRRE1544543200 | Transition Incentive Program | Bridgewater Township | 8807 | 5 | 7.13 | Residential | No | Behind the Meter | Behind the Meter |  | None | Sunrun Installation Services, Inc. | PSE&G | Eligible for TI Program | 2020-02-26 | 2020-02-28 | 2021-10-30 | Enphase Energy | IQ7-60-x-US (240V) | Inverters | 240 |  | 23 |  |  | 0.96 |  | Outdoor | Rooftop
NJSTRE1545387673 | NJSRRE1544543200 | Transition Incentive Program | Bridgewater Township | 8807 | 5 | 7.13 | Residential | No | Behind the Meter | Behind the Meter |  | None | Sunrun Installation Services, Inc. | PSE&G | Eligible for TI Program | 2020-02-26 | 2020-02-28 | 2021-10-30 | REC Solar | REC310TP2M | Solar Panels |  | 0.31 | 12 | 178 | 27 |  | Fixed | Roof
NJSTRE1545387673 | NJSRRE1544543200 | Transition Incentive Program | Bridgewater Township | 8807 | 5 | 7.13 | Residential | No | Behind the Meter | Behind the Meter |  | None | Sunrun Installation Services, Inc. | PSE&G | Eligible for TI Program | 2020-02-26 | 2020-02-28 | 2021-10-30 | REC Solar | REC310TP2M | Solar Panels |  | 0.31 | 11 | 268 | 28 |  | Fixed | Roof
NJSTRE1545387675 | NJSRRE1544185813 | Transition Incentive Program | Millville | 8332 | 20 | 12.29 | Residential | Yes | Behind the Meter | Net-metered residential rooftop and canopy |  | None | Vision Solar LLC | AC Electric | Accepted | 2020-01-16 | 2020-01-22 | 2021-10-30 | enphase | iq7-60-2-us | Inverters | 0.25 |  | 39 |  |  | 0.96 |  | Other | behind panels
NJSTRE1545387675 | NJSRRE1544185813 | Transition Incentive Program | Millville | 8332 | 20 | 12.29 | Residential | Yes | Behind the Meter | Net-metered residential rooftop and canopy |  | None | Vision Solar LLC | AC Electric | Accepted | 2020-01-16 | 2020-01-22 | 2021-10-30 | hanwa qcells | qpeak duo-g5 315 | Solar Panels |  | 0.315 | 9 | 274 | 28 |  | Fixed | Roof
NJSTRE1545387675 | NJSRRE1544185813 | Transition Incentive Program | Millville | 8332 | 20 | 12.29 | Residential | Yes | Behind the Meter | Net-metered residential rooftop and canopy |  | None | Vision Solar LLC | AC Electric | Accepted | 2020-01-16 | 2020-01-22 | 2021-10-30 | hanwa qcells | qpeak duo-g5 315 | Solar Panels |  | 0.315 | 30 | 94 | 28 |  | Fixed | Roof
NJSTRE1545387676 | NJSRRE1544456238 | Transition Incentive Program | ORANGE CITY | 7050 | 9 | 7.56 | Residential | No | Behind the Meter | Net-metered residential rooftop and canopy |  | None | Tesla Energy Operations Inc | PSE&G | Accepted | 2020-02-14 | 2020-02-18 | 2021-10-30 | SolarEdge Technologies Ltd. | SE7600H-US [240V] | Inverters | 7600 |  | 1 |  |  | 0.99 |  | Indoor | Indoor
NJSTRE1545387676 | NJSRRE1544456238 | Transition Incentive Program | ORANGE CITY | 7050 | 9 | 7.56 | Residential | No | Behind the Meter | Net-metered residential rooftop and canopy |  | None | Tesla Energy Operations Inc | PSE&G | Accepted | 2020-02-14 | 2020-02-18 | 2021-10-30 | Hanwha Q CELLS | Q.PEAK DUO BLK-G5/SC315 | Solar Panels |  | 0.315 | 24 | 199 | 23 |  | Fixed | Roof
NJSTRE1545387677 | NJSRRE1544538139 | Transition Incentive Program | Irvington | 7111 | 9 | 3.41 | Residential | Yes | Behind the Meter | Behind the Meter |  | None | Sunrun Installation Services, Inc. | PSE&G | Eligible for TI Program | 2020-02-25 | 2020-02-27 | 2021-10-30 | Enphase Energy | IQ7-60-x-US (240V) | Inverters | 240 |  | 11 |  |  | 0.96 |  | Outdoor | Rooftop
NJSTRE1545387677 | NJSRRE1544538139 | Transition Incentive Program | Irvington | 7111 | 9 | 3.41 | Residential | Yes | Behind the Meter | Behind the Meter |  | None | Sunrun Installation Services, Inc. | PSE&G | Eligible for TI Program | 2020-02-25 | 2020-02-27 | 2021-10-30 | REC Solar | REC310TP2M | Solar Panels |  | 0.31 | 1 | 323 | 45 |  | Fixed | Roof
NJSTRE1545387677 | NJSRRE1544538139 | Transition Incentive Program | Irvington | 7111 | 9 | 3.41 | Residential | Yes | Behind the Meter | Behind the Meter |  | None | Sunrun Installation Services, Inc. | PSE&G | Eligible for TI Program | 2020-02-25 | 2020-02-27 | 2021-10-30 | REC Solar | REC310TP2M | Solar Panels |  | 0.31 | 7 | 143 | 10 |  | Fixed | Roof
NJSTRE1545387677 | NJSRRE1544538139 | Transition Incentive Program | Irvington | 7111 | 9 | 3.41 | Residential | Yes | Behind the Meter | Behind the Meter |  | None | Sunrun Installation Services, Inc. | PSE&G | Eligible for TI Program | 2020-02-25 | 2020-02-27 | 2021-10-30 | REC Solar | REC310TP2M | Solar Panels |  | 0.31 | 3 | 143 | 14 |  | Fixed | Roof
NJSTRE1545387678 | NJSRRE1544374008 | Transition Incentive Program | Pleasantville | 8232 | 19 | 31.04 | Residential | No | Behind the Meter | Net-metered residential rooftop and canopy |  | None | Castle Energy, LLC | AC Electric | Accepted | 2020-02-05 | 2020-02-07 | 2021-10-30 | Enphase Energy | IQ7-60-2-US | Inverters | 240 |  | 97 |  |  | 0.967 |  | Outdoor | on the rooftop under each solar panel
NJSTRE1545387678 | NJSRRE1544374008 | Transition Incentive Program | Pleasantville | 8232 | 19 | 31.04 | Residential | No | Behind the Meter | Net-metered residential rooftop and canopy |  | None | Castle Energy, LLC | AC Electric | Accepted | 2020-02-05 | 2020-02-07 | 2021-10-30 | Hanwha Q-Cells | Q.Peak DUO-G5 320 | Solar Panels |  | 0.32 | 97 | 115 | 20 |  | Fixed | Roof
NJSTRE1545387679 | NJSRRE1544352602 | Transition Incentive Program | willingboro | 8046 | 13 | 20.77 | Residential | Yes | Behind the Meter | Net-metered residential rooftop and canopy |  | None | Vision Solar LLC | PSE&G | Accepted | 2020-02-04 | 2020-02-07 | 2021-10-30 | enphase | iq7-60-2-us | Inverters | 0.25 |  | 62 |  |  | 0.96 |  | Other | behind panels
NJSTRE1545387679 | NJSRRE1544352602 | Transition Incentive Program | willingboro | 8046 | 13 | 20.77 | Residential | Yes | Behind the Meter | Net-metered residential rooftop and canopy |  | None | Vision Solar LLC | PSE&G | Accepted | 2020-02-04 | 2020-02-07 | 2021-10-30 | LG Solar | lg335N1k-V5 | Solar Panels |  | 0.335 | 5 | 184 | 27 |  | Fixed | Roof
NJSTRE1545387679 | NJSRRE1544352602 | Transition Incentive Program | willingboro | 8046 | 13 | 20.77 | Residential | Yes | Behind the Meter | Net-metered residential rooftop and canopy |  | None | Vision Solar LLC | PSE&G | Accepted | 2020-02-04 | 2020-02-07 | 2021-10-30 | lg solar | lg335N1k-V5 | Solar Panels |  | 0.335 | 8 | 274 | 18 |  | Fixed | Roof
NJSTRE1545387679 | NJSRRE1544352602 | Transition Incentive Program | willingboro | 8046 | 13 | 20.77 | Residential | Yes | Behind the Meter | Net-metered residential rooftop and canopy |  | None | Vision Solar LLC | PSE&G | Accepted | 2020-02-04 | 2020-02-07 | 2021-10-30 | LG Solar | lg335N1k-V5 | Solar Panels |  | 0.335 | 8 | 94 | 18 |  | Fixed | Roof
NJSTRE1545387679 | NJSRRE1544352602 | Transition Incentive Program | willingboro | 8046 | 13 | 20.77 | Residential | Yes | Behind the Meter | Net-metered residential rooftop and canopy |  | None | Vision Solar LLC | PSE&G | Accepted | 2020-02-04 | 2020-02-07 | 2021-10-30 | LG Solar | lg335N1k-V5 | Solar Panels |  | 0.335 | 8 | 4 | 27 |  | Fixed | Roof
NJSTRE1545387679 | NJSRRE1544352602 | Transition Incentive Program | willingboro | 8046 | 13 | 20.77 | Residential | Yes | Behind the Meter | Net-metered residential rooftop and canopy |  | None | Vision Solar LLC | PSE&G | Accepted | 2020-02-04 | 2020-02-07 | 2021-10-30 | LG solar | lg335N1k-V5 | Solar Panels |  | 0.335 | 27 | 184 | 27 |  | Fixed | Roof
NJSTRE1545387679 | NJSRRE1544352602 | Transition Incentive Program | willingboro | 8046 | 13 | 20.77 | Residential | Yes | Behind the Meter | Net-metered residential rooftop and canopy |  | None | Vision Solar LLC | PSE&G | Accepted | 2020-02-04 | 2020-02-07 | 2021-10-30 | LG Solar | lg335N1k-V5 | Solar Panels |  | 0.335 | 6 | 247 | 18 |  | Fixed | Roof
NJSTRE1545387680 | NJSRRE1543528750 | Transition Incentive Program | Sea Girt | 8750 | 17 | 9.57 | Residential | Yes | Behind the Meter | Behind the Meter |  | None | Sunrun Installation Services, Inc. | JCP&L | Eligible for TI Program | 2019-12-12 | 2019-12-16 | 2021-10-30 | SolarEdge Technologies | SE7600H-USRGM | Inverters | 7600 |  | 1 |  |  | 0.96 |  | Outdoor | Next To Meter
NJSTRE1545387680 | NJSRRE1543528750 | Transition Incentive Program | Sea Girt | 8750 | 17 | 9.57 | Residential | Yes | Behind the Meter | Behind the Meter |  | None | Sunrun Installation Services, Inc. | JCP&L | Eligible for TI Program | 2019-12-12 | 2019-12-16 | 2021-10-30 | REC Solar | REC290TP2 BLK | Solar Panels |  | 0.29 | 14 | 102 | 24 |  | Fixed | Roof
NJSTRE1545387680 | NJSRRE1543528750 | Transition Incentive Program | Sea Girt | 8750 | 17 | 9.57 | Residential | Yes | Behind the Meter | Behind the Meter |  | None | Sunrun Installation Services, Inc. | JCP&L | Eligible for TI Program | 2019-12-12 | 2019-12-16 | 2021-10-30 | REC Solar | REC290TP2 BLK | Solar Panels |  | 0.29 | 2 | 12 | 24 |  | Fixed | Roof
NJSTRE1545387680 | NJSRRE1543528750 | Transition Incentive Program | Sea Girt | 8750 | 17 | 9.57 | Residential | Yes | Behind the Meter | Behind the Meter |  | None | Sunrun Installation Services, Inc. | JCP&L | Eligible for TI Program | 2019-12-12 | 2019-12-16 | 2021-10-30 | REC Solar | REC290TP2 BLK | Solar Panels |  | 0.29 | 3 | 192 | 24 |  | Fixed | Roof
NJSTRE1545387680 | NJSRRE1543528750 | Transition Incentive Program | Sea Girt | 8750 | 17 | 9.57 | Residential | Yes | Behind the Meter | Behind the Meter |  | None | Sunrun Installation Services, Inc. | JCP&L | Eligible for TI Program | 2019-12-12 | 2019-12-16 | 2021-10-30 | REC Solar | REC290TP2 BLK | Solar Panels |  | 0.29 | 14 | 282 | 24 |  | Fixed | Roof
NJSTRE1545387684 | NJSRRE1544143800 | Transition Incentive Program | Freehold | 7728 | 17 | 11.52 | Residential | No | Behind the Meter | Net-metered residential rooftop and canopy |  | None | Solar Spectrum LLC | JCP&L | Accepted | 2020-01-08 | 2020-01-13 | 2021-10-30 | SolarEdge Tech. | SE10000H-US | Inverters | 42 |  | 1 |  |  | 0.99 |  | Outdoor | near meter
NJSTRE1545387684 | NJSRRE1544143800 | Transition Incentive Program | Freehold | 7728 | 17 | 11.52 | Residential | No | Behind the Meter | Net-metered residential rooftop and canopy |  | None | Solar Spectrum LLC | JCP&L | Accepted | 2020-01-08 | 2020-01-13 | 2021-10-30 | Q Cells | Q.PEAK-DUO-G7-320 | Solar Panels |  | 0.32 | 18 | 127 | 17 |  | Fixed | Roof
NJSTRE1545387684 | NJSRRE1544143800 | Transition Incentive Program | Freehold | 7728 | 17 | 11.52 | Residential | No | Behind the Meter | Net-metered residential rooftop and canopy |  | None | Solar Spectrum LLC | JCP&L | Accepted | 2020-01-08 | 2020-01-13 | 2021-10-30 | Q Cells | Q.PEAK-DUO-G7-320 | Solar Panels |  | 0.32 | 18 | 307 | 127 |  | Fixed | Roof
NJSTRE1545387685 | NJSRRE1543672300 | Transition Incentive Program | North Brunswick | 8902 | 11 | 5.12 | Residential | Yes | Behind the Meter | Behind the Meter |  | None | Skyline Solar, LLC | PSE&G | Eligible for TI Program | 2019-12-23 | 2019-12-30 | 2021-10-30 | SolarEdge | SE3800H-US000NNC2 | Inverters | 3800 |  | 1 |  |  | 0.99 |  | Outside | Within 10' of meter
NJSTRE1545387685 | NJSRRE1543672300 | Transition Incentive Program | North Brunswick | 8902 | 11 | 5.12 | Residential | Yes | Behind the Meter | Behind the Meter |  | None | Skyline Solar, LLC | PSE&G | Eligible for TI Program | 2019-12-23 | 2019-12-30 | 2021-10-30 | Hanwha Q-Cells | Q.PEAK DUO-G5 320 | Solar Panels |  | 0.32 | 16 | 90270 | 38 |  | Fixed | Roof
NJSTRE1545387687 | NJSRRE1544465682 | Transition Incentive Program | West Milford | 7480 | 6 | 3.9 | Residential | No | Behind the Meter | Net-metered residential rooftop and canopy |  | None | New Jersey Suntech | Orange Rockland Electric | Accepted | 2020-02-17 | 2020-02-19 | 2021-10-30 | Solaredge | SE3800-US | Inverters | 3800 |  | 1 |  |  | 0.97 |  | Outdoor | Side of house next to meter
NJSTRE1545387687 | NJSRRE1544465682 | Transition Incentive Program | West Milford | 7480 | 6 | 3.9 | Residential | No | Behind the Meter | Net-metered residential rooftop and canopy |  | None | New Jersey Suntech | Orange Rockland Electric | Accepted | 2020-02-17 | 2020-02-19 | 2021-10-30 | Panasonic | VBHN325KA-03 | Solar Panels |  | 0.325 | 12 | 225 | 25 |  | Fixed | Roof
NJSTRE1545387688 | NJSRRE1544519472 | Transition Incentive Program | Elmer | 8318 | 16 | 14.06 | Residential | Yes | Behind the Meter | Net-metered residential ground mount |  | None | Vision Solar LLC | AC Electric | Accepted | 2020-02-21 | 2020-02-25 | 2021-10-30 | sunpower | e20-327-e-ac | Inverters | 0.32 |  | 43 |  |  | 0.96 |  | Other | behind panels
NJSTRE1545387688 | NJSRRE1544519472 | Transition Incentive Program | Elmer | 8318 | 16 | 14.06 | Residential | Yes | Behind the Meter | Net-metered residential ground mount |  | None | Vision Solar LLC | AC Electric | Accepted | 2020-02-21 | 2020-02-25 | 2021-10-30 | sunpower | e20-327-e-ac | Solar Panels |  | 0.327 | 43 | 180 | 30 |  | Fixed | Roof
NJSTRE1545387690 | NJSRRE1544512279 | Transition Incentive Program | SICKLERVILLE | 8081 | 14 | 9.77 | Residential | No | Behind the Meter | Net-metered residential rooftop and canopy |  | None | Vivint Solar Developer, LLC | AC Electric | Accepted | 2020-02-22 | 2020-02-24 | 2021-10-30 | SOLAREDGE | SE7600H-US | Inverters | 7600 |  | 1 |  |  | 0.992 |  | Outdoor | Near the Utility Meter
NJSTRE1545387690 | NJSRRE1544512279 | Transition Incentive Program | SICKLERVILLE | 8081 | 14 | 9.77 | Residential | No | Behind the Meter | Net-metered residential rooftop and canopy |  | None | Vivint Solar Developer, LLC | AC Electric | Accepted | 2020-02-22 | 2020-02-24 | 2021-10-30 | LG | LG315N1K-V5 | Solar Panels |  | 0.315 | 23 | 164 | 34 |  | Fixed | Roof
NJSTRE1545387690 | NJSRRE1544512279 | Transition Incentive Program | SICKLERVILLE | 8081 | 14 | 9.77 | Residential | No | Behind the Meter | Net-metered residential rooftop and canopy |  | None | Vivint Solar Developer, LLC | AC Electric | Accepted | 2020-02-22 | 2020-02-24 | 2021-10-30 | LG | LG315N1K-V5 | Solar Panels |  | 0.315 | 8 | 164 | 34 |  | Fixed | Roof
NJSTRE1545387692 | NJSRRE1544326189 | Transition Incentive Program | Morganville | 7751 | 17 | 7.37 | Residential | No | Behind the Meter | Net-metered residential rooftop and canopy |  | None | Morgan Associates and Consulting LLC | JCP&L | Accepted | 2020-01-29 | 2020-02-17 | 2021-10-30 | LG | 335 | Solar Panels |  | 0.335 | 22 | 192 | 14 |  | Single Axis | Roof
NJSTRE1545387693 | NJSRRE1544307926 | Transition Incentive Program | Bayville | 8721 | 18 | 5.99 | Residential | Yes | Behind the Meter | Net-metered residential rooftop and canopy |  | None | Suntuity Solar LLC | JCP&L | Accepted | 2020-01-27 | 2020-01-29 | 2021-10-30 | Enphase Energy | IQ7-60-2-US | Inverters | 240 |  | 19 |  |  | 0.97 |  | Outdoor | Behind the PV Modules
NJSTRE1545387693 | NJSRRE1544307926 | Transition Incentive Program | Bayville | 8721 | 18 | 5.99 | Residential | Yes | Behind the Meter | Net-metered residential rooftop and canopy |  | None | Suntuity Solar LLC | JCP&L | Accepted | 2020-01-27 | 2020-01-29 | 2021-10-30 | Hanwha Solar | Q-Cells 315 Mono | Solar Panels |  | 0.315 | 19 | 209 | 36 |  | Fixed | Roof
NJSTRE1545387694 | NJSRRE1543464389 | Transition Incentive Program | Deptford | 8093 | 15 | 8.12 | Residential | Yes | Behind the Meter | Behind the Meter |  | None | Sunrun Installation Services, Inc. | PSE&G | Eligible for TI Program | 2019-12-02 | 2019-12-04 | 2021-10-30 | Delta Electronics | M8-TL-US | Inverters | 7680 |  | 1 |  |  | 0.96 |  | Outdoor | Next To Meter
NJSTRE1545387694 | NJSRRE1543464389 | Transition Incentive Program | Deptford | 8093 | 15 | 8.12 | Residential | Yes | Behind the Meter | Behind the Meter |  | None | Sunrun Installation Services, Inc. | PSE&G | Eligible for TI Program | 2019-12-02 | 2019-12-04 | 2021-10-30 | REC Solar | REC290TP2 BLK | Solar Panels |  | 0.29 | 21 | 180 | 34 |  | Fixed | Roof
NJSTRE1545387694 | NJSRRE1543464389 | Transition Incentive Program | Deptford | 8093 | 15 | 8.12 | Residential | Yes | Behind the Meter | Behind the Meter |  | None | Sunrun Installation Services, Inc. | PSE&G | Eligible for TI Program | 2019-12-02 | 2019-12-04 | 2021-10-30 | REC Solar | REC290TP2 BLK | Solar Panels |  | 0.29 | 7 | 358 | 34 |  | Fixed | Roof
NJSTRE1545387695 | NJSRRE1544211643 | Transition Incentive Program | Jersey City | 7304 | 8 | 9.81 | Residential | Yes | Behind the Meter | Net-metered residential rooftop and canopy |  | None | SunPower Corporation, Systems | PSE&G | Accepted | 2020-01-22 | 2020-01-27 | 2021-10-30 | SUNPOWER | SPR-E20-327-E-AC | Inverters | 320 |  | 30 |  |  | 0.96 |  | Other | under each panel
NJSTRE1545387695 | NJSRRE1544211643 | Transition Incentive Program | Jersey City | 7304 | 8 | 9.81 | Residential | Yes | Behind the Meter | Net-metered residential rooftop and canopy |  | None | SunPower Corporation, Systems | PSE&G | Accepted | 2020-01-22 | 2020-01-27 | 2021-10-30 | SUNPOWER | SPR-E20-327-E-AC | Solar Panels |  | 0.327 | 14 | 123 | 5 |  | Fixed | Roof
NJSTRE1545387695 | NJSRRE1544211643 | Transition Incentive Program | Jersey City | 7304 | 8 | 9.81 | Residential | Yes | Behind the Meter | Net-metered residential rooftop and canopy |  | None | SunPower Corporation, Systems | PSE&G | Accepted | 2020-01-22 | 2020-01-27 | 2021-10-30 | SUNPOWER | SPR-E20-327-E-AC | Solar Panels |  | 0.327 | 6 | 33 | 1 |  | Fixed | Roof
NJSTRE1545387695 | NJSRRE1544211643 | Transition Incentive Program | Jersey City | 7304 | 8 | 9.81 | Residential | Yes | Behind the Meter | Net-metered residential rooftop and canopy |  | None | SunPower Corporation, Systems | PSE&G | Accepted | 2020-01-22 | 2020-01-27 | 2021-10-30 | SUNPOWER | SPR-E20-327-E-AC | Solar Panels |  | 0.327 | 10 | 303 | 5 |  | Fixed | Roof
NJSTRE1545387697 | NJSRRE1544309457 | Transition Incentive Program | Newark | 7108 | 9 | 4.65 | Residential | Yes | Behind the Meter | Behind the Meter |  | None | Sunrun Installation Services, Inc. | PSE&G | Eligible for TI Program | 2020-01-27 | 2020-01-30 | 2021-10-30 | LG Chem | RESU 10H SEG | Electric Storage Battery |  |  | 1 |  |  |  | Lithium Ion |  | outside
NJSTRE1545387697 | NJSRRE1544309457 | Transition Incentive Program | Newark | 7108 | 9 | 4.65 | Residential | Yes | Behind the Meter | Behind the Meter |  | None | Sunrun Installation Services, Inc. | PSE&G | Eligible for TI Program | 2020-01-27 | 2020-01-30 | 2021-10-30 | SolarEdge Technologies | SE3800A-USS2RGM | Inverters | 3800 |  | 1 |  |  | 0.96 |  | Outdoor | Next To Meter
NJSTRE1545387697 | NJSRRE1544309457 | Transition Incentive Program | Newark | 7108 | 9 | 4.65 | Residential | Yes | Behind the Meter | Behind the Meter |  | None | Sunrun Installation Services, Inc. | PSE&G | Eligible for TI Program | 2020-01-27 | 2020-01-30 | 2021-10-30 | REC Solar | REC310TP2M | Solar Panels |  | 0.31 | 3 | 119 | 40 |  | Fixed | Roof
NJSTRE1545387697 | NJSRRE1544309457 | Transition Incentive Program | Newark | 7108 | 9 | 4.65 | Residential | Yes | Behind the Meter | Behind the Meter |  | None | Sunrun Installation Services, Inc. | PSE&G | Eligible for TI Program | 2020-01-27 | 2020-01-30 | 2021-10-30 | REC Solar | REC310TP2M | Solar Panels |  | 0.31 | 2 | 119 | 18 |  | Fixed | Roof
NJSTRE1545387697 | NJSRRE1544309457 | Transition Incentive Program | Newark | 7108 | 9 | 4.65 | Residential | Yes | Behind the Meter | Behind the Meter |  | None | Sunrun Installation Services, Inc. | PSE&G | Eligible for TI Program | 2020-01-27 | 2020-01-30 | 2021-10-30 | REC Solar | REC310TP2M | Solar Panels |  | 0.31 | 8 | 299 | 40 |  | Fixed | Roof
NJSTRE1545387697 | NJSRRE1544309457 | Transition Incentive Program | Newark | 7108 | 9 | 4.65 | Residential | Yes | Behind the Meter | Behind the Meter |  | None | Sunrun Installation Services, Inc. | PSE&G | Eligible for TI Program | 2020-01-27 | 2020-01-30 | 2021-10-30 | REC Solar | REC310TP2M | Solar Panels |  | 0.31 | 2 | 299 | 18 |  | Fixed | Roof
NJSTRE1545387698 | NJSRRE1544543249 | Transition Incentive Program | Bridgewater Township | 8807 | 5 | 8.83 | Residential | No | Behind the Meter | Behind the Meter |  | None | GenRenew, LLC | PSE&G | Eligible for TI Program | 2020-02-26 | 2020-03-02 | 2021-10-30 | Sunpower | MI-E-320-US208/240 | Inverters | 320 |  | 27 |  |  | 0.96 |  | Outdoor | microinverters under modules
NJSTRE1545387698 | NJSRRE1544543249 | Transition Incentive Program | Bridgewater Township | 8807 | 5 | 8.83 | Residential | No | Behind the Meter | Behind the Meter |  | None | GenRenew, LLC | PSE&G | Eligible for TI Program | 2020-02-26 | 2020-03-02 | 2021-10-30 | Sunpower | SPR-E20-327-E-AC | Solar Panels |  | 0.327 | 27 | 197 | 33 |  | Fixed | Roof
NJSTRE1545387700 | NJSRRE1544161787 | Transition Incentive Program | Fort Lee | 7024 | 7 | 4.34 | Residential | Yes | Behind the Meter | Behind the Meter |  | None | Sunrun Installation Services, Inc. | PSE&G | Eligible for TI Program | 2020-01-13 | 2020-01-16 | 2021-10-30 | LG Chem | RESU 10H SEG | Electric Storage Battery |  |  | 1 |  |  |  | Lithium Ion |  | outside
NJSTRE1545387700 | NJSRRE1544161787 | Transition Incentive Program | Fort Lee | 7024 | 7 | 4.34 | Residential | Yes | Behind the Meter | Behind the Meter |  | None | Sunrun Installation Services, Inc. | PSE&G | Eligible for TI Program | 2020-01-13 | 2020-01-16 | 2021-10-30 | SolarEdge Technologies | SE3800A-USS2RGM | Inverters | 3800 |  | 1 |  |  | 0.96 |  | Outdoor | Next To Meter
NJSTRE1545387700 | NJSRRE1544161787 | Transition Incentive Program | Fort Lee | 7024 | 7 | 4.34 | Residential | Yes | Behind the Meter | Behind the Meter |  | None | Sunrun Installation Services, Inc. | PSE&G | Eligible for TI Program | 2020-01-13 | 2020-01-16 | 2021-10-30 | REC Solar | REC310TP2M | Solar Panels |  | 0.31 | 3 | 307 | 30 |  | Fixed | Roof
NJSTRE1545387700 | NJSRRE1544161787 | Transition Incentive Program | Fort Lee | 7024 | 7 | 4.34 | Residential | Yes | Behind the Meter | Behind the Meter |  | None | Sunrun Installation Services, Inc. | PSE&G | Eligible for TI Program | 2020-01-13 | 2020-01-16 | 2021-10-30 | REC Solar | REC310TP2M | Solar Panels |  | 0.31 | 6 | 292 | 18 |  | Fixed | Roof
NJSTRE1545387700 | NJSRRE1544161787 | Transition Incentive Program | Fort Lee | 7024 | 7 | 4.34 | Residential | Yes | Behind the Meter | Behind the Meter |  | None | Sunrun Installation Services, Inc. | PSE&G | Eligible for TI Program | 2020-01-13 | 2020-01-16 | 2021-10-30 | REC Solar | REC310TP2M | Solar Panels |  | 0.31 | 5 | 126 | 30 |  | Fixed | Roof
NJSTRE1545387703 | NJSRRE1543820090 | Transition Incentive Program | Bridgeton | 8302 | 20 | 9.14 | Residential | Yes | Behind the Meter | Net-metered residential rooftop and canopy |  | ACE2 | Vision Solar LLC | AC Electric | Accepted | 2019-12-26 | 2019-12-31 | 2021-10-30 | Enphase | iq7-60-2-us | Inverters | 0.25 |  | 29 |  |  | 0.96 |  | Other | behind panels
NJSTRE1545387703 | NJSRRE1543820090 | Transition Incentive Program | Bridgeton | 8302 | 20 | 9.14 | Residential | Yes | Behind the Meter | Net-metered residential rooftop and canopy |  | ACE2 | Vision Solar LLC | AC Electric | Accepted | 2019-12-26 | 2019-12-31 | 2021-10-30 | hanwa qcells | q.peak duo-g5 315 | Solar Panels |  | 0.315 | 29 | 96 | 23 |  | Fixed | Roof
NJSTRE1545387705 | NJSRRE1544185888 | Transition Incentive Program | Willingboro | 8046 | 13 | 12.43 | Residential | Yes | Behind the Meter | Net-metered residential rooftop and canopy |  | None | Nationwide Solar LLC | PSE&G | Final As-Built Received | 2020-01-16 | 2020-01-22 |  | SunPower | 327W | Solar Panels |  | 0.327 | 38 | 103 | 29 |  | Fixed | Roof
NJSTRE1545387705 | NJSRRE1544185888 | Transition Incentive Program | Willingboro | 8046 | 13 | 12.43 | Residential | Yes | Behind the Meter | Net-metered residential rooftop and canopy |  | None | Nationwide Solar LLC | PSE&G | Final As-Built Received | 2020-01-16 | 2020-01-22 |  | SunPower | Type E | Inverters | 320 |  | 38 |  |  | 0.99 |  | Outdoor | NA
NJSTRE1545387705 | NJSRRE1544185888 | Transition Incentive Program | Willingboro | 8046 | 13 | 12.43 | Residential | Yes | Behind the Meter | Net-metered residential rooftop and canopy |  | None | Nationwide Solar LLC | PSE&G | Final As-Built Received | 2020-01-16 | 2020-01-22 |  | Sunpower | PVS6 | Meters |  |  | 1 |  |  |  | Yes | Outdoor
NJSTRE1545387708 | NJSRRE1544310921 | Transition Incentive Program | Hazlet | 7730 | 17 | 7.56 | Residential | Yes | Behind the Meter | Net-metered residential rooftop and canopy |  | None | Vivint Solar Developer, LLC | JCP&L | Accepted | 2020-01-28 | 2020-01-30 | 2021-10-30 | SolarEdge | SE7600H-US | Inverters | 7600 |  | 1 |  |  | 0.992 |  | Outdoor | Near the utility meter
NJSTRE1545387708 | NJSRRE1544310921 | Transition Incentive Program | Hazlet | 7730 | 17 | 7.56 | Residential | Yes | Behind the Meter | Net-metered residential rooftop and canopy |  | None | Vivint Solar Developer, LLC | JCP&L | Accepted | 2020-01-28 | 2020-01-30 | 2021-10-30 | Hanwha Solar | Q.PEAK BLK-G5 315 | Solar Panels |  | 0.315 | 5 | 117 | 9 |  | Fixed | Roof
NJSTRE1545387708 | NJSRRE1544310921 | Transition Incentive Program | Hazlet | 7730 | 17 | 7.56 | Residential | Yes | Behind the Meter | Net-metered residential rooftop and canopy |  | None | Vivint Solar Developer, LLC | JCP&L | Accepted | 2020-01-28 | 2020-01-30 | 2021-10-30 | Hanwha Solar | Q.PEAK BLK-G5 315 | Solar Panels |  | 0.315 | 9 | 297 | 36 |  | Fixed | Roof
NJSTRE1545387708 | NJSRRE1544310921 | Transition Incentive Program | Hazlet | 7730 | 17 | 7.56 | Residential | Yes | Behind the Meter | Net-metered residential rooftop and canopy |  | None | Vivint Solar Developer, LLC | JCP&L | Accepted | 2020-01-28 | 2020-01-30 | 2021-10-30 | Hanwha Solar | Q.PEAK BLK-G5 315 | Solar Panels |  | 0.315 | 10 | 207 | 36 |  | Fixed | Roof
NJSTRE1545387709 | NJSRRE1543565133 | Transition Incentive Program | Bloomfield | 7003 | 9 | 5.67 | Residential | Yes | Behind the Meter | Net-metered residential rooftop and canopy |  | None | Vivint Solar Developer, LLC | PSE&G | Accepted | 2019-12-18 | 2019-12-23 | 2021-10-30 | Solar Edge | SE3800H-US | Inverters | 3800 |  | 1 |  |  | 0.992 |  | Outdoor | Near the utility meter
NJSTRE1545387709 | NJSRRE1543565133 | Transition Incentive Program | Bloomfield | 7003 | 9 | 5.67 | Residential | Yes | Behind the Meter | Net-metered residential rooftop and canopy |  | None | Vivint Solar Developer, LLC | PSE&G | Accepted | 2019-12-18 | 2019-12-23 | 2021-10-30 | Hanwha Solar | Q.PEAK BLK-G5 315 | Solar Panels |  | 0.315 | 3 | 145 | 27 |  | Fixed | Roof
NJSTRE1545387709 | NJSRRE1543565133 | Transition Incentive Program | Bloomfield | 7003 | 9 | 5.67 | Residential | Yes | Behind the Meter | Net-metered residential rooftop and canopy |  | None | Vivint Solar Developer, LLC | PSE&G | Accepted | 2019-12-18 | 2019-12-23 | 2021-10-30 | Hanwha Solar | Q.PEAK BLK-G5 315 | Solar Panels |  | 0.315 | 15 | 145 | 30 |  | Fixed | Roof
NJSTRE1545387710 | NJSRRE1544547842 | Transition Incentive Program | East Brunswick TWP | 8816 | 11 | 11.34 | Residential | Yes | Behind the Meter | Behind the Meter |  | None | Tesla Energy Operations Inc | PSE&G | Eligible for TI Program | 2020-02-27 | 2020-03-03 | 2021-10-30 | SolarEdge Technologies Ltd | SE10000H-US [240V] | Inverters | 10 |  | 1 |  |  | 0.99 |  | Outdoor | Outdoor
NJSTRE1545387710 | NJSRRE1544547842 | Transition Incentive Program | East Brunswick TWP | 8816 | 11 | 11.34 | Residential | Yes | Behind the Meter | Behind the Meter |  | None | Tesla Energy Operations Inc | PSE&G | Eligible for TI Program | 2020-02-27 | 2020-03-03 | 2021-10-30 | Hanwha Q CELLS | Q.PEAK DUO BLK-G5/SC315 | Solar Panels |  | 0.315 | 16 | 0.218 | 37 |  | Fixed | Roof | Roof
NJSTRE1545387710 | NJSRRE1544547842 | Transition Incentive Program | East Brunswick TWP | 8816 | 11 | 11.34 | Residential | Yes | Behind the Meter | Behind the Meter |  | None | Tesla Energy Operations Inc | PSE&G | Eligible for TI Program | 2020-02-27 | 2020-03-03 | 2021-10-30 | Hanwha Q CELLS | Q.PEAK DUO BLK-G5/SC315 | Solar Panels |  | 0.315 | 20 | 38 | 37 |  | Fixed | Roof
NJSTRE1545387712 | NJSRRE1544436564 | Transition Incentive Program | Kearny | 7032 | 8 | 4.1 | Residential | Yes | Behind the Meter | Behind the Meter |  | None | Trinity Solar | PSE&G | Eligible for TI Program | 2020-02-12 | 2020-02-14 | 2021-10-30 | Solar Edge | SE3800 | Inverters | 3800 |  | 1 |  |  | 0.97 |  | Outside | side of home
NJSTRE1545387712 | NJSRRE1544436564 | Transition Incentive Program | Kearny | 7032 | 8 | 4.1 | Residential | Yes | Behind the Meter | Behind the Meter |  | None | Trinity Solar | PSE&G | Eligible for TI Program | 2020-02-12 | 2020-02-14 | 2021-10-30 | Hanwha | Q.PEAK DUO BLK-G5 315 | Solar Panels |  | 0.315 | 13 | 125 | 18 |  | Fixed | Roof
NJSTRE1545387713 | NJSRRE1544422980 | Transition Incentive Program | Sicklerville | 8081 | 14 | 10.79 | Residential | No | Behind the Meter | Net-metered residential rooftop and canopy |  | None | SunPower Corporation, Systems | AC Electric | Accepted | 2020-02-10 | 2020-02-12 | 2021-10-30 | SUNPOWER | SPR-E20-327-E-AC | Inverters | 320 |  | 33 |  |  | 0.96 |  | Other | under each panel
NJSTRE1545387713 | NJSRRE1544422980 | Transition Incentive Program | Sicklerville | 8081 | 14 | 10.79 | Residential | No | Behind the Meter | Net-metered residential rooftop and canopy |  | None | SunPower Corporation, Systems | AC Electric | Accepted | 2020-02-10 | 2020-02-12 | 2021-10-30 | SUNPOWER | SPR-E20-327-E-AC | Solar Panels |  | 0.327 | 19 | 240 | 30 |  | Fixed | Roof
NJSTRE1545387713 | NJSRRE1544422980 | Transition Incentive Program | Sicklerville | 8081 | 14 | 10.79 | Residential | No | Behind the Meter | Net-metered residential rooftop and canopy |  | None | SunPower Corporation, Systems | AC Electric | Accepted | 2020-02-10 | 2020-02-12 | 2021-10-30 | SUNPOWER | SPR-E20-327-E-AC | Solar Panels |  | 0.327 | 6 | 150 | 30 |  | Fixed | Roof
NJSTRE1545387713 | NJSRRE1544422980 | Transition Incentive Program | Sicklerville | 8081 | 14 | 10.79 | Residential | No | Behind the Meter | Net-metered residential rooftop and canopy |  | None | SunPower Corporation, Systems | AC Electric | Accepted | 2020-02-10 | 2020-02-12 | 2021-10-30 | SUNPOWER | SPR-E20-327-E-AC | Solar Panels |  | 0.327 | 8 | 240 | 30 |  | Fixed | Roof
NJSTRE1545387714 | NJSRRE1543823452 | Transition Incentive Program | Cape May | 8204 | 21 | 55.3 | Commercial | No | Behind the Meter | Net-metered non-residential rooftop and canopy |  | None | Castle Energy, LLC | AC Electric | Accepted | 2019-12-27 | 2020-01-02 | 2021-10-30 | SunPower | SPR-P19-395-COM | Inverters | 320 |  | 140 |  |  | 0.975 |  | Outdoor | on the rooftop under each solar panel
NJSTRE1545387714 | NJSRRE1543823452 | Transition Incentive Program | Cape May | 8204 | 21 | 55.3 | Commercial | No | Behind the Meter | Net-metered non-residential rooftop and canopy |  | None | Castle Energy, LLC | AC Electric | Accepted | 2019-12-27 | 2020-01-02 | 2021-10-30 | SunPower | SPR-P19-395-COM | Solar Panels |  | 0.395 | 70 | 88 | 5 |  | Fixed | Roof
NJSTRE1545387714 | NJSRRE1543823452 | Transition Incentive Program | Cape May | 8204 | 21 | 55.3 | Commercial | No | Behind the Meter | Net-metered non-residential rooftop and canopy |  | None | Castle Energy, LLC | AC Electric | Accepted | 2019-12-27 | 2020-01-02 | 2021-10-30 | SunPower | SPR-P19-395-COM | Solar Panels |  | 0.395 | 70 | 268 | 5 |  | Fixed | Roof
NJSTRE1545387715 | NJSRRE1544221038 | Transition Incentive Program | Galloway | 8205 | 19 | 141.68 | Commercial | No | Behind the Meter | Behind the Meter |  | None | Spectacular Solar | AC Electric | Eligible for TI Program | 2020-01-24 | 2020-01-29 | 2021-10-30 | Solar Edge | SE66.6KUS | Inverters | 66600 |  | 1 |  |  | 0.985 |  | Outside | Behind the Meter
NJSTRE1545387715 | NJSRRE1544221038 | Transition Incentive Program | Galloway | 8205 | 19 | 141.68 | Commercial | No | Behind the Meter | Behind the Meter |  | None | Spectacular Solar | AC Electric | Eligible for TI Program | 2020-01-24 | 2020-01-29 | 2021-10-30 | Solar Edge | SE20KUS | Inverters | 20000 |  | 2 |  |  | 0.98 |  | Outdoor | Behind the meter
NJSTRE1545387715 | NJSRRE1544221038 | Transition Incentive Program | Galloway | 8205 | 19 | 141.68 | Commercial | No | Behind the Meter | Behind the Meter |  | None | Spectacular Solar | AC Electric | Eligible for TI Program | 2020-01-24 | 2020-01-29 | 2021-10-30 | Axitec | AXIpremiumHC | Solar Panels |  | 0.385 | 368 | 180 | 1 |  | Fixed | Roof
NJSTRE1545387716 | NJSRRE1543823832 | Transition Incentive Program | SOMERSET | 8873 | 5 | 4.1 | Residential | Yes | Behind the Meter | Net-metered residential rooftop and canopy |  | None | Vivint Solar Developer, LLC | PSE&G | Accepted | 2019-12-31 | 2020-01-02 | 2021-10-30 | Solar Edge | SE3800H-US | Inverters | 3800 |  | 1 |  |  | 0.992 |  | Outdoor | Near the utility meter
NJSTRE1545387716 | NJSRRE1543823832 | Transition Incentive Program | SOMERSET | 8873 | 5 | 4.1 | Residential | Yes | Behind the Meter | Net-metered residential rooftop and canopy |  | None | Vivint Solar Developer, LLC | PSE&G | Accepted | 2019-12-31 | 2020-01-02 | 2021-10-30 | Hanwha Solar | Q.PEAK BLK-G5 315 | Solar Panels |  | 0.315 | 4 | 355 | 24 |  | Fixed | Roof
NJSTRE1545387716 | NJSRRE1543823832 | Transition Incentive Program | SOMERSET | 8873 | 5 | 4.1 | Residential | Yes | Behind the Meter | Net-metered residential rooftop and canopy |  | None | Vivint Solar Developer, LLC | PSE&G | Accepted | 2019-12-31 | 2020-01-02 | 2021-10-30 | Hanwha Solar | Q.PEAK BLK-G5 315 | Solar Panels |  | 0.315 | 9 | 355 | 32 |  | Fixed | Roof
NJSTRE1545387721 | NJSRRE1544155800 | Transition Incentive Program | Lindenwold | 8021 | 14 | 9.77 | Residential | Yes | Behind the Meter | Net-metered residential rooftop and canopy |  | None | Suntuity Solar LLC | AC Electric | Accepted | 2020-01-10 | 2020-01-15 | 2021-10-30 | Enphase Energy | IQ7-60-2-US | Inverters | 240 |  | 31 |  |  | 0.97 |  | Outdoor | Behind the PV Modules
NJSTRE1545387721 | NJSRRE1544155800 | Transition Incentive Program | Lindenwold | 8021 | 14 | 9.77 | Residential | Yes | Behind the Meter | Net-metered residential rooftop and canopy |  | None | Suntuity Solar LLC | AC Electric | Accepted | 2020-01-10 | 2020-01-15 | 2021-10-30 | Hanwha Solar | Q-Cells 315 Mono | Solar Panels |  | 0.315 | 8 | 187 | 37 |  | Fixed | Roof
NJSTRE1545387721 | NJSRRE1544155800 | Transition Incentive Program | Lindenwold | 8021 | 14 | 9.77 | Residential | Yes | Behind the Meter | Net-metered residential rooftop and canopy |  | None | Suntuity Solar LLC | AC Electric | Accepted | 2020-01-10 | 2020-01-15 | 2021-10-30 | Hanwha Solar | Q-Cells 315 Mono | Solar Panels |  | 0.315 | 23 | 97 | 40 |  | Fixed | Roof
NJSTRE1545387723 | NJSRRE1544512465 | Transition Incentive Program | ORANGE CITY | 7050 | 9 | 3.78 | Residential | Yes | Behind the Meter | Net-metered residential rooftop and canopy |  | None | Tesla Energy Operations Inc. | PSE&G | Accepted | 2020-02-20 | 2020-02-24 | 2021-10-30 | SolarEdge Technologies Ltd. | SE3800H-US [240V] | Inverters | 3800 |  | 1 |  |  | 0.99 |  | Outdoor | outdoor
NJSTRE1545387723 | NJSRRE1544512465 | Transition Incentive Program | ORANGE CITY | 7050 | 9 | 3.78 | Residential | Yes | Behind the Meter | Net-metered residential rooftop and canopy |  | None | Tesla Energy Operations Inc. | PSE&G | Accepted | 2020-02-20 | 2020-02-24 | 2021-10-30 | Hanwha Q CELLS | Q.PEAK DUO BLK-G5/SC315 | Solar Panels |  | 0.315 | 4 | 212 | 23 |  | Fixed | Roof
NJSTRE1545387723 | NJSRRE1544512465 | Transition Incentive Program | ORANGE CITY | 7050 | 9 | 3.78 | Residential | Yes | Behind the Meter | Net-metered residential rooftop and canopy |  | None | Tesla Energy Operations Inc. | PSE&G | Accepted | 2020-02-20 | 2020-02-24 | 2021-10-30 | Hanwha Q CELLS | Q.PEAK DUO BLK-G5/SC315 | Solar Panels |  | 0.315 | 8 | 212 | 40 |  | Fixed | Roof
NJSTRE1545387726 | NJSRRE1543446479 | Transition Incentive Program | Port Murray | 7865 | 2 | 7.2 | Residential | No | Behind the Meter | Net-metered residential ground mount |  | None | Green House Solar | JCP&L | Accepted | 2019-11-26 | 2019-12-02 | 2021-10-30 | Enphase | IQ7XS | Inverters | 315 |  | 20 |  |  | 0.975 |  | Other | Panel Mounted
NJSTRE1545387726 | NJSRRE1543446479 | Transition Incentive Program | Port Murray | 7865 | 2 | 7.2 | Residential | No | Behind the Meter | Net-metered residential ground mount |  | None | Green House Solar | JCP&L | Accepted | 2019-11-26 | 2019-12-02 | 2021-10-30 | Sunpower | x22-360-E-AC | Solar Panels |  | 0.36 | 20 | 180 | 35 |  | Double Axis | Pole
NJSTRE1545387730 | NJSRRE1544164703 | Transition Incentive Program | WILLINGBORO | 8046 | 13 | 5.67 | Residential | Yes | Behind the Meter | Net-metered residential rooftop and canopy |  | None | Vivint Solar Developer, LLC | PSE&G | Accepted | 2020-01-15 | 2020-01-17 | 2021-10-30 | Solar Edge | SE3800H-US | Inverters | 3800 |  | 1 |  |  | 0.992 |  | Outdoor | Near the utility meter
NJSTRE1545387730 | NJSRRE1544164703 | Transition Incentive Program | WILLINGBORO | 8046 | 13 | 5.67 | Residential | Yes | Behind the Meter | Net-metered residential rooftop and canopy |  | None | Vivint Solar Developer, LLC | PSE&G | Accepted | 2020-01-15 | 2020-01-17 | 2021-10-30 | Hanwha Solar | Q.PEAK BLK-G5 315 | Solar Panels |  | 0.315 | 18 | 198 | 43 |  | Fixed | Roof
NJSTRE1545387731 | NJSRRE1543533426 | Transition Incentive Program | Camden | 8104 | 14 | 3.15 | Residential | Yes | Behind the Meter | Net-metered residential rooftop and canopy |  | None | Vivint Solar Developer, LLC | PSE&G | Accepted | 2019-12-20 | 2019-12-20 | 2021-10-30 | SolarEdge | SE3800H-US | Inverters | 3800 |  | 1 |  |  | 0.992 |  | Outdoor | Near the Utility Meter
NJSTRE1545387731 | NJSRRE1543533426 | Transition Incentive Program | Camden | 8104 | 14 | 3.15 | Residential | Yes | Behind the Meter | Net-metered residential rooftop and canopy |  | None | Vivint Solar Developer, LLC | PSE&G | Accepted | 2019-12-20 | 2019-12-20 | 2021-10-30 | Hanwha Solar | Q.PEAK BLK-G5 315 | Solar Panels |  | 0.315 | 10 | 337 | 37 |  | Fixed | Roof
NJSTRE1545387733 | NJSRRE1544220932 | Transition Incentive Program | SEWELL | 8080 | 15 | 25.83 | Residential | Yes | Behind the Meter | Net-metered residential rooftop and canopy |  | None | Vivint Solar Developer, LLC | AC Electric | Accepted | 2020-01-24 | 2020-01-28 | 2021-10-30 | SOLAREDGE | SE7600H-US | Inverters | 7600 |  | 1 |  |  | 0.992 |  | Outdoor | Near the Utility Meter
NJSTRE1545387733 | NJSRRE1544220932 | Transition Incentive Program | SEWELL | 8080 | 15 | 25.83 | Residential | Yes | Behind the Meter | Net-metered residential rooftop and canopy |  | None | Vivint Solar Developer, LLC | AC Electric | Accepted | 2020-01-24 | 2020-01-28 | 2021-10-30 | SOLAREDGE | SE10000H-US | Inverters | 10000 |  | 1 |  |  | 0.992 |  | Outdoor | Near the Utility Meter
NJSTRE1545387733 | NJSRRE1544220932 | Transition Incentive Program | SEWELL | 8080 | 15 | 25.83 | Residential | Yes | Behind the Meter | Net-metered residential rooftop and canopy |  | None | Vivint Solar Developer, LLC | AC Electric | Accepted | 2020-01-24 | 2020-01-28 | 2021-10-30 | HANWHA SOLAR | Q.PEAK BLK-G5 315 | Solar Panels |  | 0.315 | 7 | 75 | 18 |  | Fixed | Roof
NJSTRE1545387733 | NJSRRE1544220932 | Transition Incentive Program | SEWELL | 8080 | 15 | 25.83 | Residential | Yes | Behind the Meter | Net-metered residential rooftop and canopy |  | None | Vivint Solar Developer, LLC | AC Electric | Accepted | 2020-01-24 | 2020-01-28 | 2021-10-30 | HANWHA SOLAR | Q.PEAK BLK-G5 315 | Solar Panels |  | 0.315 | 17 | 75 | 18 |  | Fixed | Roof
NJSTRE1545387733 | NJSRRE1544220932 | Transition Incentive Program | SEWELL | 8080 | 15 | 25.83 | Residential | Yes | Behind the Meter | Net-metered residential rooftop and canopy |  | None | Vivint Solar Developer, LLC | AC Electric | Accepted | 2020-01-24 | 2020-01-28 | 2021-10-30 | HANWHA SOLAR | Q.PEAK BLK-G5 315 | Solar Panels |  | 0.315 | 18 | 255 | 18 |  | Fixed | Roof
NJSTRE1545387733 | NJSRRE1544220932 | Transition Incentive Program | SEWELL | 8080 | 15 | 25.83 | Residential | Yes | Behind the Meter | Net-metered residential rooftop and canopy |  | None | Vivint Solar Developer, LLC | AC Electric | Accepted | 2020-01-24 | 2020-01-28 | 2021-10-30 | HANWHA SOLAR | Q.PEAK BLK-G5 315 | Solar Panels |  | 0.315 | 15 | 165 | 18 |  | Fixed | Roof
NJSTRE1545387733 | NJSRRE1544220932 | Transition Incentive Program | SEWELL | 8080 | 15 | 25.83 | Residential | Yes | Behind the Meter | Net-metered residential rooftop and canopy |  | None | Vivint Solar Developer, LLC | AC Electric | Accepted | 2020-01-24 | 2020-01-28 | 2021-10-30 | HANWHA SOLAR | Q.PEAK BLK-G5 315 | Solar Panels |  | 0.315 | 7 | 255 | 18 |  | Fixed | Roof
NJSTRE1545387733 | NJSRRE1544220932 | Transition Incentive Program | SEWELL | 8080 | 15 | 25.83 | Residential | Yes | Behind the Meter | Net-metered residential rooftop and canopy |  | None | Vivint Solar Developer, LLC | AC Electric | Accepted | 2020-01-24 | 2020-01-28 | 2021-10-30 | HANWHA SOLAR | Q.PEAK BLK-G5 315 | Solar Panels |  | 0.315 | 18 | 345 | 18 |  | Fixed | Roof
NJSTRE1545387735 | NJSRRE1544221023 | Transition Incentive Program | VILLAS | 8251 | 21 | 7.88 | Residential | Yes | Behind the Meter | Net-metered residential rooftop and canopy |  | None | Vivint Solar Developer, LLC | AC Electric | Accepted | 2020-01-24 | 2020-01-29 | 2021-10-30 | SOLAREDGE | SE7600H-US | Inverters | 7600 |  | 1 |  |  | 0.992 |  | Outdoor | Near the Utility Meter
NJSTRE1545387735 | NJSRRE1544221023 | Transition Incentive Program | VILLAS | 8251 | 21 | 7.88 | Residential | Yes | Behind the Meter | Net-metered residential rooftop and canopy |  | None | Vivint Solar Developer, LLC | AC Electric | Accepted | 2020-01-24 | 2020-01-29 | 2021-10-30 | HANWHA SOLAR | Q.PEAK BLK-G5 315 | Solar Panels |  | 0.315 | 6 | 297 | 23 |  | Fixed | Roof
NJSTRE1545387735 | NJSRRE1544221023 | Transition Incentive Program | VILLAS | 8251 | 21 | 7.88 | Residential | Yes | Behind the Meter | Net-metered residential rooftop and canopy |  | None | Vivint Solar Developer, LLC | AC Electric | Accepted | 2020-01-24 | 2020-01-29 | 2021-10-30 | HANWHA SOLAR | Q.PEAK BLK-G5 315 | Solar Panels |  | 0.315 | 6 | 27 | 23 |  | Fixed | Roof
NJSTRE1545387735 | NJSRRE1544221023 | Transition Incentive Program | VILLAS | 8251 | 21 | 7.88 | Residential | Yes | Behind the Meter | Net-metered residential rooftop and canopy |  | None | Vivint Solar Developer, LLC | AC Electric | Accepted | 2020-01-24 | 2020-01-29 | 2021-10-30 | HANWHA SOLAR | Q.PEAK BLK-G5 315 | Solar Panels |  | 0.315 | 2 | 27 | 23 |  | Fixed | Roof
NJSTRE1545387735 | NJSRRE1544221023 | Transition Incentive Program | VILLAS | 8251 | 21 | 7.88 | Residential | Yes | Behind the Meter | Net-metered residential rooftop and canopy |  | None | Vivint Solar Developer, LLC | AC Electric | Accepted | 2020-01-24 | 2020-01-29 | 2021-10-30 | HANWHA SOLAR | Q.PEAK BLK-G5 315 | Solar Panels |  | 0.315 | 9 | 117 | 23 |  | Fixed | Roof
NJSTRE1545387735 | NJSRRE1544221023 | Transition Incentive Program | VILLAS | 8251 | 21 | 7.88 | Residential | Yes | Behind the Meter | Net-metered residential rooftop and canopy |  | None | Vivint Solar Developer, LLC | AC Electric | Accepted | 2020-01-24 | 2020-01-29 | 2021-10-30 | HANWHA SOLAR | Q.PEAK BLK-G5 315 | Solar Panels |  | 0.315 | 2 | 207 | 23 |  | Fixed | Roof
NJSTRE1545387736 | NJSRRE1544214291 | Transition Incentive Program | MAPLEWOOD | 7040 | 9 | 6.62 | Residential | Yes | Behind the Meter | Net-metered residential rooftop and canopy |  | None | Vivint Solar Developer, LLC | PSE&G | Accepted | 2020-01-23 | 2020-01-28 | 2021-10-30 | SOLAREDGE | SE7600H-US | Inverters | 7600 |  | 1 |  |  | 0.992 |  | Outdoor | Near the Utility Meter
NJSTRE1545387736 | NJSRRE1544214291 | Transition Incentive Program | MAPLEWOOD | 7040 | 9 | 6.62 | Residential | Yes | Behind the Meter | Net-metered residential rooftop and canopy |  | None | Vivint Solar Developer, LLC | PSE&G | Accepted | 2020-01-23 | 2020-01-28 | 2021-10-30 | HANWHA SOLAR | Q.PEAK BLK-G5 315 | Solar Panels |  | 0.315 | 16 | 120 | 35 |  | Fixed | Roof
NJSTRE1545387736 | NJSRRE1544214291 | Transition Incentive Program | MAPLEWOOD | 7040 | 9 | 6.62 | Residential | Yes | Behind the Meter | Net-metered residential rooftop and canopy |  | None | Vivint Solar Developer, LLC | PSE&G | Accepted | 2020-01-23 | 2020-01-28 | 2021-10-30 | HANWHA SOLAR | Q.PEAK BLK-G5 315 | Solar Panels |  | 0.315 | 5 | 300 | 35 |  | Fixed | Roof
NJSTRE1545387737 | NJSRRE1543481502 | Transition Incentive Program | Manahawkin | 8050 | 18 | 14.81 | Residential | Yes | Behind the Meter | Net-metered residential rooftop and canopy |  | None | Vivint Solar Developer, LLC | AC Electric | Accepted | 2019-12-07 | 2019-12-09 | 2021-10-30 | SOLAREDGE | SE10000H-US | Inverters | 10000 |  | 1 |  |  | 0.992 |  | Outdoor | Near the Utility Meter
NJSTRE1545387737 | NJSRRE1543481502 | Transition Incentive Program | Manahawkin | 8050 | 18 | 14.81 | Residential | Yes | Behind the Meter | Net-metered residential rooftop and canopy |  | None | Vivint Solar Developer, LLC | AC Electric | Accepted | 2019-12-07 | 2019-12-09 | 2021-10-30 | HANWHA SOLAR | Q.PEAK BLK-G5 315 | Solar Panels |  | 0.315 | 8 | 229 | 31 |  | Fixed | Roof
NJSTRE1545387737 | NJSRRE1543481502 | Transition Incentive Program | Manahawkin | 8050 | 18 | 14.81 | Residential | Yes | Behind the Meter | Net-metered residential rooftop and canopy |  | None | Vivint Solar Developer, LLC | AC Electric | Accepted | 2019-12-07 | 2019-12-09 | 2021-10-30 | HANWHA SOLAR | Q.PEAK BLK-G5 315 | Solar Panels |  | 0.315 | 11 | 229 | 30 |  | Fixed | Roof
NJSTRE1545387737 | NJSRRE1543481502 | Transition Incentive Program | Manahawkin | 8050 | 18 | 14.81 | Residential | Yes | Behind the Meter | Net-metered residential rooftop and canopy |  | None | Vivint Solar Developer, LLC | AC Electric | Accepted | 2019-12-07 | 2019-12-09 | 2021-10-30 | HANWHA SOLAR | Q.PEAK BLK-G5 315 | Solar Panels |  | 0.315 | 15 | 49 | 14 |  | Fixed | Roof
NJSTRE1545387737 | NJSRRE1543481502 | Transition Incentive Program | Manahawkin | 8050 | 18 | 14.81 | Residential | Yes | Behind the Meter | Net-metered residential rooftop and canopy |  | None | Vivint Solar Developer, LLC | AC Electric | Accepted | 2019-12-07 | 2019-12-09 | 2021-10-30 | HANWHA SOLAR | Q.PEAK BLK-G5 315 | Solar Panels |  | 0.315 | 13 | 49 | 14 |  | Fixed | Roof
NJSTRE1545387740 | NJSRRE1543827367 | Transition Incentive Program | Cedar Grove | 7009 | 9 | 9.6 | Residential | Yes | Behind the Meter | Behind the Meter |  | None | Sunrun Installation Services, Inc. | PSE&G | Eligible for TI Program | 2019-12-30 | 2020-01-03 | 2021-10-30 | Delta Electronics | M4-TL-US | Inverters | 3840 |  | 2 |  |  | 0.96 |  | Outdoor | Next To Meter
NJSTRE1545387740 | NJSRRE1543827367 | Transition Incentive Program | Cedar Grove | 7009 | 9 | 9.6 | Residential | Yes | Behind the Meter | Behind the Meter |  | None | Sunrun Installation Services, Inc. | PSE&G | Eligible for TI Program | 2019-12-30 | 2020-01-03 | 2021-10-30 | Hanwha Q-Cells | Q.PEAK DUO-G7 320 | Solar Panels |  | 0.32 | 15 | 112 | 34 |  | Fixed | Roof
NJSTRE1545387740 | NJSRRE1543827367 | Transition Incentive Program | Cedar Grove | 7009 | 9 | 9.6 | Residential | Yes | Behind the Meter | Behind the Meter |  | None | Sunrun Installation Services, Inc. | PSE&G | Eligible for TI Program | 2019-12-30 | 2020-01-03 | 2021-10-30 | Hanwha Q-Cells | Q.PEAK DUO-G7 320 | Solar Panels |  | 0.32 | 15 | 292 | 34 |  | Fixed | Roof
NJSTRE1545387741 | NJSRRE1544419685 | Transition Incentive Program | Linden | 7036 | 10 | 6.51 | Residential | Yes | Behind the Meter | Behind the Meter |  | None | Sunrun Installation Services, Inc. | PSE&G | Eligible for TI Program | 2020-02-07 | 2020-02-11 | 2021-10-30 | Delta Electronics | M6-TL-US | Inverters | 5760 |  | 1 |  |  | 0.96 |  | Outdoor | Next To Meter
NJSTRE1545387741 | NJSRRE1544419685 | Transition Incentive Program | Linden | 7036 | 10 | 6.51 | Residential | Yes | Behind the Meter | Behind the Meter |  | None | Sunrun Installation Services, Inc. | PSE&G | Eligible for TI Program | 2020-02-07 | 2020-02-11 | 2021-10-30 | REC Solar | REC310TP2M | Solar Panels |  | 0.31 | 7 | 211 | 22 |  | Fixed | Roof
NJSTRE1545387741 | NJSRRE1544419685 | Transition Incentive Program | Linden | 7036 | 10 | 6.51 | Residential | Yes | Behind the Meter | Behind the Meter |  | None | Sunrun Installation Services, Inc. | PSE&G | Eligible for TI Program | 2020-02-07 | 2020-02-11 | 2021-10-30 | REC Solar | REC310TP2M | Solar Panels |  | 0.31 | 14 | 121 | 23 |  | Fixed | Roof
NJSTRE1545387742 | NJSRRE1543505576 | Transition Incentive Program | Mickleton | 8056 | 15 | 23 | Residential | Yes | Behind the Meter | Net-metered residential rooftop and canopy |  | None | Vivint Solar Developer, LLC | AC Electric | Accepted | 2019-12-10 | 2019-12-12 | 2021-10-30 | SOLAREDGE | SE7600H-US | Inverters | 7600 |  | 2 |  |  | 0.992 |  | Outdoor | Near the Utility Meter
NJSTRE1545387742 | NJSRRE1543505576 | Transition Incentive Program | Mickleton | 8056 | 15 | 23 | Residential | Yes | Behind the Meter | Net-metered residential rooftop and canopy |  | None | Vivint Solar Developer, LLC | AC Electric | Accepted | 2019-12-10 | 2019-12-12 | 2021-10-30 | HANWHA SOLAR | Q.PEAK BLK-G5 315 | Solar Panels |  | 0.315 | 3 | 26 | 31 |  | Fixed | Roof
NJSTRE1545387742 | NJSRRE1543505576 | Transition Incentive Program | Mickleton | 8056 | 15 | 23 | Residential | Yes | Behind the Meter | Net-metered residential rooftop and canopy |  | None | Vivint Solar Developer, LLC | AC Electric | Accepted | 2019-12-10 | 2019-12-12 | 2021-10-30 | HANWHA SOLAR | Q.PEAK BLK-G5 315 | Solar Panels |  | 0.315 | 3 | 206 | 31 |  | Fixed | Roof
NJSTRE1545387742 | NJSRRE1543505576 | Transition Incentive Program | Mickleton | 8056 | 15 | 23 | Residential | Yes | Behind the Meter | Net-metered residential rooftop and canopy |  | None | Vivint Solar Developer, LLC | AC Electric | Accepted | 2019-12-10 | 2019-12-12 | 2021-10-30 | HANWHA SOLAR | Q.PEAK BLK-G5 315 | Solar Panels |  | 0.315 | 37 | 296 | 32 |  | Fixed | Roof
NJSTRE1545387742 | NJSRRE1543505576 | Transition Incentive Program | Mickleton | 8056 | 15 | 23 | Residential | Yes | Behind the Meter | Net-metered residential rooftop and canopy |  | None | Vivint Solar Developer, LLC | AC Electric | Accepted | 2019-12-10 | 2019-12-12 | 2021-10-30 | HANWHA SOLAR | Q.PEAK BLK-G5 315 | Solar Panels |  | 0.315 | 17 | 116 | 32 |  | Fixed | Roof
NJSTRE1545387742 | NJSRRE1543505576 | Transition Incentive Program | Mickleton | 8056 | 15 | 23 | Residential | Yes | Behind the Meter | Net-metered residential rooftop and canopy |  | None | Vivint Solar Developer, LLC | AC Electric | Accepted | 2019-12-10 | 2019-12-12 | 2021-10-30 | HANWHA SOLAR | Q.PEAK BLK-G5 315 | Solar Panels |  | 0.315 | 13 | 116 | 32 |  | Fixed | Roof
NJSTRE1545387743 | NJSRRE1544512179 | Transition Incentive Program | NORTH PLAINFIELD | 7060 | 10 | 10.88 | Residential | Yes | Behind the Meter | Net-metered residential rooftop and canopy |  | None | Vivint Solar Developer, LLC | PSE&G | Accepted | 2020-02-21 | 2020-02-24 | 2021-10-30 | SOLAREDGE | SE7600H-US | Inverters | 7600 |  | 1 |  |  | 0.992 |  | Outdoor | Near the Utility Meter
NJSTRE1545387743 | NJSRRE1544512179 | Transition Incentive Program | NORTH PLAINFIELD | 7060 | 10 | 10.88 | Residential | Yes | Behind the Meter | Net-metered residential rooftop and canopy |  | None | Vivint Solar Developer, LLC | PSE&G | Accepted | 2020-02-21 | 2020-02-24 | 2021-10-30 | JINKO SOLAR | JKM320M-60HBL | Solar Panels |  | 0.32 | 9 | 128 | 40 |  | Fixed | Roof
NJSTRE1545387743 | NJSRRE1544512179 | Transition Incentive Program | NORTH PLAINFIELD | 7060 | 10 | 10.88 | Residential | Yes | Behind the Meter | Net-metered residential rooftop and canopy |  | None | Vivint Solar Developer, LLC | PSE&G | Accepted | 2020-02-21 | 2020-02-24 | 2021-10-30 | JINKO SOLAR | JKM320M-60HBL | Solar Panels |  | 0.32 | 3 | 38 | 40 |  | Fixed | Roof
NJSTRE1545387743 | NJSRRE1544512179 | Transition Incentive Program | NORTH PLAINFIELD | 7060 | 10 | 10.88 | Residential | Yes | Behind the Meter | Net-metered residential rooftop and canopy |  | None | Vivint Solar Developer, LLC | PSE&G | Accepted | 2020-02-21 | 2020-02-24 | 2021-10-30 | JINKO SOLAR | JKM320M-60HBL | Solar Panels |  | 0.32 | 19 | 308 | 40 |  | Fixed | Roof
NJSTRE1545387743 | NJSRRE1544512179 | Transition Incentive Program | NORTH PLAINFIELD | 7060 | 10 | 10.88 | Residential | Yes | Behind the Meter | Net-metered residential rooftop and canopy |  | None | Vivint Solar Developer, LLC | PSE&G | Accepted | 2020-02-21 | 2020-02-24 | 2021-10-30 | JINKO SOLAR | JKM320M-60HBL | Solar Panels |  | 0.32 | 3 | 218 | 40 |  | Fixed | Roof
NJSTRE1545387746 | NJSRRE1543547794 | Transition Incentive Program | Sea Girt | 8750 | 17 | 74.88 | Commercial | Yes | Behind the Meter | Net-metered non-residential rooftop and canopy |  | None | Safari Energy, LLC | JCP&L | Accepted | 2019-12-17 | 2020-01-07 | 2021-10-30 | SolarEdge Technologies | SE43.2KUS/SE14.4KUS | Inverters | 1000 |  | 1 |  |  | 0.98 |  | Outdoor | Roof
NJSTRE1545387746 | NJSRRE1543547794 | Transition Incentive Program | Sea Girt | 8750 | 17 | 74.88 | Commercial | Yes | Behind the Meter | Net-metered non-residential rooftop and canopy |  | None | Safari Energy, LLC | JCP&L | Accepted | 2019-12-17 | 2020-01-07 | 2021-10-30 | LG Solar | LG390N2W-A5 | Solar Panels |  | 0.39 | 192 | 200 | 5 |  | Fixed | Roof
NJSTRE1545387748 | NJSRRE1543451641 | Transition Incentive Program | Beach Haven | 8008 | 18 | 8.91 | Residential | No | Behind the Meter | Behind the Meter |  | None | Sunrun Installation Services, Inc. | AC Electric | Eligible for TI Program | 2019-11-27 | 2019-12-03 | 2021-10-30 | Enphase Energy | IQ7-60-x-US (240V) | Inverters | 240 |  | 27 |  |  | 0.96 |  | Outdoor | Rooftop
NJSTRE1545387748 | NJSRRE1543451641 | Transition Incentive Program | Beach Haven | 8008 | 18 | 8.91 | Residential | No | Behind the Meter | Behind the Meter |  | None | Sunrun Installation Services, Inc. | AC Electric | Eligible for TI Program | 2019-11-27 | 2019-12-03 | 2021-10-30 | LG Electronics | LG330N1C-A5 | Solar Panels |  | 0.33 | 3 | 120 | 18 |  | Fixed | Roof
NJSTRE1545387748 | NJSRRE1543451641 | Transition Incentive Program | Beach Haven | 8008 | 18 | 8.91 | Residential | No | Behind the Meter | Behind the Meter |  | None | Sunrun Installation Services, Inc. | AC Electric | Eligible for TI Program | 2019-11-27 | 2019-12-03 | 2021-10-30 | LG Electronics | LG330N1C-A5 | Solar Panels |  | 0.33 | 8 | 30 | 18 |  | Fixed | Roof
NJSTRE1545387748 | NJSRRE1543451641 | Transition Incentive Program | Beach Haven | 8008 | 18 | 8.91 | Residential | No | Behind the Meter | Behind the Meter |  | None | Sunrun Installation Services, Inc. | AC Electric | Eligible for TI Program | 2019-11-27 | 2019-12-03 | 2021-10-30 | LG Electronics | LG330N1C-A5 | Solar Panels |  | 0.33 | 4 | 301 | 18 |  | Fixed | Roof
NJSTRE1545387748 | NJSRRE1543451641 | Transition Incentive Program | Beach Haven | 8008 | 18 | 8.91 | Residential | No | Behind the Meter | Behind the Meter |  | None | Sunrun Installation Services, Inc. | AC Electric | Eligible for TI Program | 2019-11-27 | 2019-12-03 | 2021-10-30 | LG Electronics | LG330N1C-A5 | Solar Panels |  | 0.33 | 12 | 210 | 18 |  | Fixed | Roof
NJSTRE1545387749 | NJSRRE1544514425 | Transition Incentive Program | POINT PLEASANT | 8742 | 18 | 7.13 | Residential | Yes | Behind the Meter | Net-metered residential rooftop and canopy |  | None | Bright Planet Solar | JCP&L | Accepted | 2020-02-21 | 2020-02-25 | 2021-10-30 | SOLAR EDGE | SE6000H-USRGM | Inverters | 6000 |  | 1 |  |  | 0.98 |  | Outdoor | OUTSIDE
NJSTRE1545387749 | NJSRRE1544514425 | Transition Incentive Program | POINT PLEASANT | 8742 | 18 | 7.13 | Residential | Yes | Behind the Meter | Net-metered residential rooftop and canopy |  | None | Bright Planet Solar | JCP&L | Accepted | 2020-02-21 | 2020-02-25 | 2021-10-30 | LONGI | LR-60HPB-310M | Solar Panels |  | 0.31 | 19 | 99 | 22 |  | Fixed | Roof
NJSTRE1545387749 | NJSRRE1544514425 | Transition Incentive Program | POINT PLEASANT | 8742 | 18 | 7.13 | Residential | Yes | Behind the Meter | Net-metered residential rooftop and canopy |  | None | Bright Planet Solar | JCP&L | Accepted | 2020-02-21 | 2020-02-25 | 2021-10-30 | LONGI | LR-60HPB-310M | Solar Panels |  | 0.31 | 4 | 187 | 22 |  | Fixed | Roof
NJSTRE1545387750 | NJSRRE1544419862 | Transition Incentive Program | Jersey City | 7305 | 8 | 4.96 | Residential | Yes | Behind the Meter | Behind the Meter |  | None | Skyline Solar, LLC | PSE&G | Eligible for TI Program | 2020-02-07 | 2020-02-12 | 2021-10-30 | SolarEdge | SE3800H-US | Inverters | 3800 |  | 1 |  |  | 0.99 |  | Outside | within ten feet of meter
NJSTRE1545387750 | NJSRRE1544419862 | Transition Incentive Program | Jersey City | 7305 | 8 | 4.96 | Residential | Yes | Behind the Meter | Behind the Meter |  | None | Skyline Solar, LLC | PSE&G | Eligible for TI Program | 2020-02-07 | 2020-02-12 | 2021-10-30 | Silfab | SLA310M | Solar Panels |  | 0.31 | 16 | 136316 | 43 |  | Fixed | Roof
NJSTRE1545387751 | NJSRRE1544353267 | Transition Incentive Program | BURLINGTON | 8016 | 13 | 5.99 | Residential | Yes | Behind the Meter | Net-metered residential rooftop and canopy |  | None | Vivint Solar Developer, LLC | PSE&G | Accepted | 2020-02-05 | 2020-02-07 | 2021-10-30 | SolarEdge | SE7600H-US | Inverters | 7600 |  | 1 |  |  | 0.992 |  | Outdoor | Near the utility meter
NJSTRE1545387751 | NJSRRE1544353267 | Transition Incentive Program | BURLINGTON | 8016 | 13 | 5.99 | Residential | Yes | Behind the Meter | Net-metered residential rooftop and canopy |  | None | Vivint Solar Developer, LLC | PSE&G | Accepted | 2020-02-05 | 2020-02-07 | 2021-10-30 | Hanwha Solar | Q.PEAK BLK-G5 315 | Solar Panels |  | 0.315 | 7 | 179 | 23 |  | Fixed | Roof
NJSTRE1545387751 | NJSRRE1544353267 | Transition Incentive Program | BURLINGTON | 8016 | 13 | 5.99 | Residential | Yes | Behind the Meter | Net-metered residential rooftop and canopy |  | None | Vivint Solar Developer, LLC | PSE&G | Accepted | 2020-02-05 | 2020-02-07 | 2021-10-30 | Hanwha Solar | Q.PEAK BLK-G5 315 | Solar Panels |  | 0.315 | 7 | 179 | 11 |  | Fixed | Roof
NJSTRE1545387751 | NJSRRE1544353267 | Transition Incentive Program | BURLINGTON | 8016 | 13 | 5.99 | Residential | Yes | Behind the Meter | Net-metered residential rooftop and canopy |  | None | Vivint Solar Developer, LLC | PSE&G | Accepted | 2020-02-05 | 2020-02-07 | 2021-10-30 | Hanwha Solar | Q.PEAK BLK-G5 315 | Solar Panels |  | 0.315 | 5 | 359 | 23 |  | Fixed | Roof
NJSTRE1545387752 | NJSRRE1544202370 | Transition Incentive Program | Maywood | 7607 | 7 | 6.21 | Residential | No | Behind the Meter | Behind the Meter |  | None | Sunrun Installation Services, Inc. | PSE&G | Eligible for TI Program | 2020-01-21 | 2020-01-31 | 2021-10-30 | LG Chem | RESU 10H SEG | Electric Storage Battery |  |  | 1 |  |  |  | Lithium Ion |  | outside
NJSTRE1545387752 | NJSRRE1544202370 | Transition Incentive Program | Maywood | 7607 | 7 | 6.21 | Residential | No | Behind the Meter | Behind the Meter |  | None | Sunrun Installation Services, Inc. | PSE&G | Eligible for TI Program | 2020-01-21 | 2020-01-31 | 2021-10-30 | SolarEdge Technologies | SE7600A-USS2RGM | Inverters | 7600 |  | 1 |  |  | 0.96 |  | Outdoor | Next To Meter
NJSTRE1545387752 | NJSRRE1544202370 | Transition Incentive Program | Maywood | 7607 | 7 | 6.21 | Residential | No | Behind the Meter | Behind the Meter |  | None | Sunrun Installation Services, Inc. | PSE&G | Eligible for TI Program | 2020-01-21 | 2020-01-31 | 2021-10-30 | LG Electronics | LG345N1C-V5 | Solar Panels |  | 0.345 | 18 | 288 | 18 |  | Fixed | Roof
NJSTRE1545387755 | NJSRRE1543880437 | Transition Incentive Program | Jersey City | 7302 | 8 | 7.68 | Residential | Yes | Behind the Meter | Behind the Meter |  | None | Sunrun Installation Services, Inc. | PSE&G | Eligible for TI Program | 2020-01-02 | 2020-01-07 | 2021-10-30 | Delta Electronics | M8-TL-US | Inverters | 7680 |  | 1 |  |  | 0.96 |  | Outdoor | Next To Meter
NJSTRE1545387755 | NJSRRE1543880437 | Transition Incentive Program | Jersey City | 7302 | 8 | 7.68 | Residential | Yes | Behind the Meter | Behind the Meter |  | None | Sunrun Installation Services, Inc. | PSE&G | Eligible for TI Program | 2020-01-02 | 2020-01-07 | 2021-10-30 | Hanwha Q-Cells | Q.PEAK DUO-G7 320 | Solar Panels |  | 0.32 | 19 | 276 | 16 |  | Fixed | Roof
NJSTRE1545387755 | NJSRRE1543880437 | Transition Incentive Program | Jersey City | 7302 | 8 | 7.68 | Residential | Yes | Behind the Meter | Behind the Meter |  | None | Sunrun Installation Services, Inc. | PSE&G | Eligible for TI Program | 2020-01-02 | 2020-01-07 | 2021-10-30 | Hanwha Q-Cells | Q.PEAK DUO-G7 320 | Solar Panels |  | 0.32 | 5 | 6 | 16 |  | Fixed | Roof
NJSTRE1545387757 | NJSRRE1544549857 | Transition Incentive Program | Pine Hill | 8021 | 14 | 9.6 | Residential | Yes | Behind the Meter | Behind the Meter |  | None | Skyline Solar, LLC | AC Electric | Eligible for TI Program | 2020-02-28 | 2020-03-03 | 2021-10-30 | SolarEdge | SE7600H-US | Inverters | 7600 |  | 1 |  |  | 0.99 |  | Outside | within ten feet of meter
NJSTRE1545387757 | NJSRRE1544549857 | Transition Incentive Program | Pine Hill | 8021 | 14 | 9.6 | Residential | Yes | Behind the Meter | Behind the Meter |  | None | Skyline Solar, LLC | AC Electric | Eligible for TI Program | 2020-02-28 | 2020-03-03 | 2021-10-30 | Hanwha Q-Cells | Q.PEAK DUO-G5 320 | Solar Panels |  | 0.32 | 30 | 95275 | 34 |  | Fixed | Roof
NJSTRE1545387760 | NJSRRE1544214287 | Transition Incentive Program | VILLAS> | 8251 | 21 | 3.47 | Residential | Yes | Behind the Meter | Net-metered residential rooftop and canopy |  | None | Vivint Solar Developer, LLC | AC Electric | Accepted | 2020-01-23 | 2020-01-28 | 2021-10-30 | SOLAREDGE | SE3800H-US | Inverters | 3800 |  | 1 |  |  | 0.992 |  | Outdoor | Near the Utility Meter
NJSTRE1545387760 | NJSRRE1544214287 | Transition Incentive Program | VILLAS> | 8251 | 21 | 3.47 | Residential | Yes | Behind the Meter | Net-metered residential rooftop and canopy |  | None | Vivint Solar Developer, LLC | AC Electric | Accepted | 2020-01-23 | 2020-01-28 | 2021-10-30 | HANWHA SOLAR | Q.PEAK BLK-G5 315 | Solar Panels |  | 0.315 | 11 | 210 | 37 |  | Fixed | Roof
NJSTRE1545387762 | NJSRRE1543570742 | Transition Incentive Program | NEWARK | 7104 | 9 | 15 | Residential | No | Behind the Meter | Net-metered residential rooftop and canopy |  | PSEG | UNITED SOLAR | PSE&G | Accepted | 2019-12-19 | 2019-12-23 | 2021-10-30 | ap systems | ecu-r | Meters |  |  | 1 |  |  |  | Yes | Outdoor
NJSTRE1545387762 | NJSRRE1543570742 | Transition Incentive Program | NEWARK | 7104 | 9 | 15 | Residential | No | Behind the Meter | Net-metered residential rooftop and canopy |  | PSEG | UNITED SOLAR | PSE&G | Accepted | 2019-12-19 | 2019-12-23 | 2021-10-30 | ENPHASE | IQ6-60-2-U5 | Inverters | 0.24 |  | 50 |  |  | 0.97 |  | Outside | ROOF
NJSTRE1545387762 | NJSRRE1543570742 | Transition Incentive Program | NEWARK | 7104 | 9 | 15 | Residential | No | Behind the Meter | Net-metered residential rooftop and canopy |  | PSEG | UNITED SOLAR | PSE&G | Accepted | 2019-12-19 | 2019-12-23 | 2021-10-30 | TRINA SOLAR | TSM-300DD05A.05 | Solar Panels |  | 0.3 | 50 | 112 | 43 |  | Fixed | Roof
NJSTRE1545387765 | NJSRRE1544344136 | Transition Incentive Program | South Plainfield | 7080 | 11 | 7.13 | Residential | Yes | Behind the Meter | Behind the Meter |  | None | Sunrun Installation Services, Inc. | PSE&G | Eligible for TI Program | 2020-01-31 | 2020-02-05 | 2021-10-30 | Enphase Energy | IQ7-60-x-US (240V) | Inverters | 240 |  | 23 |  |  | 0.96 |  | Outdoor | Rooftop
NJSTRE1545387765 | NJSRRE1544344136 | Transition Incentive Program | South Plainfield | 7080 | 11 | 7.13 | Residential | Yes | Behind the Meter | Behind the Meter |  | None | Sunrun Installation Services, Inc. | PSE&G | Eligible for TI Program | 2020-01-31 | 2020-02-05 | 2021-10-30 | REC Solar | REC310TP2M | Solar Panels |  | 0.31 | 4 | 256 | 30 |  | Fixed | Roof
NJSTRE1545387765 | NJSRRE1544344136 | Transition Incentive Program | South Plainfield | 7080 | 11 | 7.13 | Residential | Yes | Behind the Meter | Behind the Meter |  | None | Sunrun Installation Services, Inc. | PSE&G | Eligible for TI Program | 2020-01-31 | 2020-02-05 | 2021-10-30 | REC Solar | REC310TP2M | Solar Panels |  | 0.31 | 15 | 166 | 23 |  | Fixed | Roof
NJSTRE1545387765 | NJSRRE1544344136 | Transition Incentive Program | South Plainfield | 7080 | 11 | 7.13 | Residential | Yes | Behind the Meter | Behind the Meter |  | None | Sunrun Installation Services, Inc. | PSE&G | Eligible for TI Program | 2020-01-31 | 2020-02-05 | 2021-10-30 | REC Solar | REC310TP2M | Solar Panels |  | 0.31 | 4 | 76 | 30 |  | Fixed | Roof
NJSTRE1545387770 | NJSRRE1543473958 | Transition Incentive Program | Beverly | 8010 | 13 | 11.34 | Residential | Yes | Behind the Meter | Net-metered residential rooftop and canopy |  | None | Vivint Solar Developer, LLC | PSE&G | Accepted | 2019-12-07 | 2019-12-09 | 2021-10-30 | Solar Edge | SE7600H-US | Inverters | 7600 |  | 1 |  |  | 0.992 |  | Outdoor | Near the utility meter
NJSTRE1545387770 | NJSRRE1543473958 | Transition Incentive Program | Beverly | 8010 | 13 | 11.34 | Residential | Yes | Behind the Meter | Net-metered residential rooftop and canopy |  | None | Vivint Solar Developer, LLC | PSE&G | Accepted | 2019-12-07 | 2019-12-09 | 2021-10-30 | Hanwha | Q.PEAK BLK-G5 315 | Solar Panels |  | 0.315 | 16 | 250 | 18 |  | Fixed | Roof
NJSTRE1545387770 | NJSRRE1543473958 | Transition Incentive Program | Beverly | 8010 | 13 | 11.34 | Residential | Yes | Behind the Meter | Net-metered residential rooftop and canopy |  | None | Vivint Solar Developer, LLC | PSE&G | Accepted | 2019-12-07 | 2019-12-09 | 2021-10-30 | Hanwha | Q.PEAK BLK-G5 315 | Solar Panels |  | 0.315 | 8 | 70 | 18 |  | Fixed | Roof
NJSTRE1545387770 | NJSRRE1543473958 | Transition Incentive Program | Beverly | 8010 | 13 | 11.34 | Residential | Yes | Behind the Meter | Net-metered residential rooftop and canopy |  | None | Vivint Solar Developer, LLC | PSE&G | Accepted | 2019-12-07 | 2019-12-09 | 2021-10-30 | Hanwha | Q.PEAK BLK-G5 315 | Solar Panels |  | 0.315 | 12 | 160 | 18 |  | Fixed | Roof
NJSTRE1545387773 | NJSRRE1544442707 | Transition Incentive Program | Willingboro | 8046 | 13 | 9.28 | Residential | Yes | Behind the Meter | Net-metered residential rooftop and canopy |  | None | Vivint Solar Developer, LLC | PSE&G | Accepted | 2020-02-18 | 2020-02-18 | 2021-10-30 | SOLAREDGE | SE7600H-US | Inverters | 7600 |  | 1 |  |  | 0.992 |  | Outdoor | Near the Utility Meter
NJSTRE1545387773 | NJSRRE1544442707 | Transition Incentive Program | Willingboro | 8046 | 13 | 9.28 | Residential | Yes | Behind the Meter | Net-metered residential rooftop and canopy |  | None | Vivint Solar Developer, LLC | PSE&G | Accepted | 2020-02-18 | 2020-02-18 | 2021-10-30 | JINKO SOLAR | JKM320M-60HBL | Solar Panels |  | 0.32 | 19 | 147 | 27 |  | Fixed | Roof
NJSTRE1545387773 | NJSRRE1544442707 | Transition Incentive Program | Willingboro | 8046 | 13 | 9.28 | Residential | Yes | Behind the Meter | Net-metered residential rooftop and canopy |  | None | Vivint Solar Developer, LLC | PSE&G | Accepted | 2020-02-18 | 2020-02-18 | 2021-10-30 | JINKO SOLAR | JKM320M-60HBL | Solar Panels |  | 0.32 | 10 | 327 | 27 |  | Fixed | Roof
NJSTRE1545387775 | NJSRRE1543651724 | Transition Incentive Program | Paterson | 7502 | 6 | 4.64 | Residential | Yes | Behind the Meter | Behind the Meter |  | None | Sunrun Installation Services, Inc. | PSE&G | Eligible for TI Program | 2019-12-23 | 2019-12-27 | 2021-10-30 | Enphase Energy | IQ7-60-x-US (240V) | Inverters | 240 |  | 16 |  |  | 0.96 |  | Outdoor | Rooftop
NJSTRE1545387775 | NJSRRE1543651724 | Transition Incentive Program | Paterson | 7502 | 6 | 4.64 | Residential | Yes | Behind the Meter | Behind the Meter |  | None | Sunrun Installation Services, Inc. | PSE&G | Eligible for TI Program | 2019-12-23 | 2019-12-27 | 2021-10-30 | REC Solar | REC290TP2 BLK | Solar Panels |  | 0.29 | 4 | 230 | 27 |  | Fixed | Roof
NJSTRE1545387775 | NJSRRE1543651724 | Transition Incentive Program | Paterson | 7502 | 6 | 4.64 | Residential | Yes | Behind the Meter | Behind the Meter |  | None | Sunrun Installation Services, Inc. | PSE&G | Eligible for TI Program | 2019-12-23 | 2019-12-27 | 2021-10-30 | REC Solar | REC290TP2 BLK | Solar Panels |  | 0.29 | 6 | 50 | 26 |  | Fixed | Roof
NJSTRE1545387775 | NJSRRE1543651724 | Transition Incentive Program | Paterson | 7502 | 6 | 4.64 | Residential | Yes | Behind the Meter | Behind the Meter |  | None | Sunrun Installation Services, Inc. | PSE&G | Eligible for TI Program | 2019-12-23 | 2019-12-27 | 2021-10-30 | REC Solar | REC290TP2 BLK | Solar Panels |  | 0.29 | 3 | 140 | 27 |  | Fixed | Roof
NJSTRE1545387775 | NJSRRE1543651724 | Transition Incentive Program | Paterson | 7502 | 6 | 4.64 | Residential | Yes | Behind the Meter | Behind the Meter |  | None | Sunrun Installation Services, Inc. | PSE&G | Eligible for TI Program | 2019-12-23 | 2019-12-27 | 2021-10-30 | REC Solar | REC290TP2 BLK | Solar Panels |  | 0.29 | 3 | 320 | 27 |  | Fixed | Roof
NJSTRE1545387782 | NJSRRE1544447475 | Transition Incentive Program | Hamilton Township | 8620 | 12 | 20.16 | Residential | No | Behind the Meter | Net-metered residential rooftop and canopy |  | None | Exact Solar | PSE&G | Accepted | 2020-02-13 | 2020-02-18 | 2021-10-30 | Enphase | IQ7+ | Inverters | 0.29 |  | 63 |  |  | 0.97 |  | Outdoor | under panels
NJSTRE1545387782 | NJSRRE1544447475 | Transition Incentive Program | Hamilton Township | 8620 | 12 | 20.16 | Residential | No | Behind the Meter | Net-metered residential rooftop and canopy |  | None | Exact Solar | PSE&G | Accepted | 2020-02-13 | 2020-02-18 | 2021-10-30 | Jinko | JKM320M-60 | Solar Panels |  | 0.32 | 63 | 262 | 35 |  | Fixed | Roof
NJSTRE1545387783 | NJSRRE1544127889 | Transition Incentive Program | MANVILLE | 8835 | 5 | 6.62 | Residential | Yes | Behind the Meter | Net-metered residential rooftop and canopy |  | None | Vivint Solar Developer, LLC | PSE&G | Accepted | 2020-01-07 | 2020-01-10 | 2021-10-30 | SOLAREDGE | SE7600H-US | Inverters | 7600 |  | 1 |  |  | 0.992 |  | Outdoor | Near the Utility Meter
NJSTRE1545387783 | NJSRRE1544127889 | Transition Incentive Program | MANVILLE | 8835 | 5 | 6.62 | Residential | Yes | Behind the Meter | Net-metered residential rooftop and canopy |  | None | Vivint Solar Developer, LLC | PSE&G | Accepted | 2020-01-07 | 2020-01-10 | 2021-10-30 | HANWHA SOLAR | Q.PEAK BLK-G5 315 | Solar Panels |  | 0.315 | 21 | 163 | 24 |  | Fixed | Roof
NJSTRE1545387784 | NJSRRE1544156688 | Transition Incentive Program | Mount Laurel | 8054 | 13 | 9.14 | Residential | Yes | Behind the Meter | Net-metered residential rooftop and canopy |  | None | Vivint Solar Developer, LLC | PSE&G | Accepted | 2020-01-10 | 2020-01-15 | 2021-10-30 | SolarEdge | SE7600H-US | Inverters | 7600 |  | 1 |  |  | 0.992 |  | Outdoor | Near the utility meter
NJSTRE1545387784 | NJSRRE1544156688 | Transition Incentive Program | Mount Laurel | 8054 | 13 | 9.14 | Residential | Yes | Behind the Meter | Net-metered residential rooftop and canopy |  | None | Vivint Solar Developer, LLC | PSE&G | Accepted | 2020-01-10 | 2020-01-15 | 2021-10-30 | Hanwha Solar | Q.PEAK BLK-G5 315 | Solar Panels |  | 0.315 | 4 | 81 | 21 |  | Fixed | Roof
NJSTRE1545387784 | NJSRRE1544156688 | Transition Incentive Program | Mount Laurel | 8054 | 13 | 9.14 | Residential | Yes | Behind the Meter | Net-metered residential rooftop and canopy |  | None | Vivint Solar Developer, LLC | PSE&G | Accepted | 2020-01-10 | 2020-01-15 | 2021-10-30 | Hanwha Solar | Q.PEAK BLK-G5 315 | Solar Panels |  | 0.315 | 25 | 351 | 21 |  | Fixed | Roof
NJSTRE1545387788 | NJSRRE1544333225 | Transition Incentive Program | Cherry Hill | 8034 | 14 | 13.44 | Residential | Yes | Behind the Meter | Behind the Meter |  | None | Acos Energy, LLC | PSE&G | Eligible for TI Program | 2020-01-30 | 2020-02-04 | 2021-10-30 | Enphase | IQ7-60-2-US | Inverters | 0.97 |  | 42 |  |  | 0.24 |  | Outside | Roof
NJSTRE1545387788 | NJSRRE1544333225 | Transition Incentive Program | Cherry Hill | 8034 | 14 | 13.44 | Residential | Yes | Behind the Meter | Behind the Meter |  | None | Acos Energy, LLC | PSE&G | Eligible for TI Program | 2020-01-30 | 2020-02-04 | 2021-10-30 | Trina | TSM-DD06M05II 320W | Solar Panels |  | 0.32 | 16 | 25 | 22 |  | Fixed | Roof
NJSTRE1545387788 | NJSRRE1544333225 | Transition Incentive Program | Cherry Hill | 8034 | 14 | 13.44 | Residential | Yes | Behind the Meter | Behind the Meter |  | None | Acos Energy, LLC | PSE&G | Eligible for TI Program | 2020-01-30 | 2020-02-04 | 2021-10-30 | Trina | TSM-DD06M05II 320W | Solar Panels |  | 0.32 | 26 | 205 | 22 |  | Fixed | Roof
NJSTRE1545387790 | NJSRRE1543426708 | Transition Incentive Program | Jackson | 8527 | 18 | 15.28 | Residential | No | Behind the Meter | Net-metered residential rooftop and canopy |  | None | Accord Power Inc | JCP&L | Accepted | 2019-11-20 | 2019-11-25 | 2021-10-30 | AP System | YC600 | Inverters | 600 |  | 24 |  |  | 0.967 |  | Outdoor | roof
NJSTRE1545387790 | NJSRRE1543426708 | Transition Incentive Program | Jackson | 8527 | 18 | 15.28 | Residential | No | Behind the Meter | Net-metered residential rooftop and canopy |  | None | Accord Power Inc | JCP&L | Accepted | 2019-11-20 | 2019-11-25 | 2021-10-30 | Hanwah | Q.Cell 325 | Solar Panels |  | 0.325 | 16 | 308 | 31 |  | Fixed | Roof
NJSTRE1545387790 | NJSRRE1543426708 | Transition Incentive Program | Jackson | 8527 | 18 | 15.28 | Residential | No | Behind the Meter | Net-metered residential rooftop and canopy |  | None | Accord Power Inc | JCP&L | Accepted | 2019-11-20 | 2019-11-25 | 2021-10-30 | Hanwah | Q.Cell 325 | Solar Panels |  | 0.325 | 21 | 128 | 35 |  | Fixed | Roof
NJSTRE1545387790 | NJSRRE1543426708 | Transition Incentive Program | Jackson | 8527 | 18 | 15.28 | Residential | No | Behind the Meter | Net-metered residential rooftop and canopy |  | None | Accord Power Inc | JCP&L | Accepted | 2019-11-20 | 2019-11-25 | 2021-10-30 | Hanwah | Q.Cell 325 | Solar Panels |  | 0.325 | 5 | 219 | 35 |  | Fixed | Roof
NJSTRE1545387790 | NJSRRE1543426708 | Transition Incentive Program | Jackson | 8527 | 18 | 15.28 | Residential | No | Behind the Meter | Net-metered residential rooftop and canopy |  | None | Accord Power Inc | JCP&L | Accepted | 2019-11-20 | 2019-11-25 | 2021-10-30 | Hanwah | Q.Cell 325 | Solar Panels |  | 0.325 | 5 | 220 | 35 |  | Fixed | Roof
NJSTRE1545387791 | NJSRRE1543501855 | Transition Incentive Program | Erial | 8012 | 14 | 7.54 | Residential | Yes | Behind the Meter | Behind the Meter |  | None | Sunrun Installation Services, Inc. | AC Electric | Eligible for TI Program | 2019-12-09 | 2019-12-11 | 2021-10-30 | Delta Electronics | M6-TL-US | Inverters | 5760 |  | 1 |  |  | 0.96 |  | Outdoor | Next To Meter
NJSTRE1545387791 | NJSRRE1543501855 | Transition Incentive Program | Erial | 8012 | 14 | 7.54 | Residential | Yes | Behind the Meter | Behind the Meter |  | None | Sunrun Installation Services, Inc. | AC Electric | Eligible for TI Program | 2019-12-09 | 2019-12-11 | 2021-10-30 | REC Solar | REC290TP2 BLK | Solar Panels |  | 0.29 | 26 | 199 | 30 |  | Fixed | Roof
NJSTRE1545387794 | NJSRRE1543473740 | Transition Incentive Program | Columbus | 8022 | 13 | 23.31 | Residential | Yes | Behind the Meter | Net-metered residential rooftop and canopy |  | None | Suntuity Solar LLC | PSE&G | Accepted | 2019-12-03 | 2019-12-05 | 2021-10-30 | Enphase Energy | IQ7-60-2-US | Inverters | 240 |  | 74 |  |  | 0.97 |  | Outdoor | Behind the PV Modules
NJSTRE1545387794 | NJSRRE1543473740 | Transition Incentive Program | Columbus | 8022 | 13 | 23.31 | Residential | Yes | Behind the Meter | Net-metered residential rooftop and canopy |  | None | Suntuity Solar LLC | PSE&G | Accepted | 2019-12-03 | 2019-12-05 | 2021-10-30 | Yingli Green Energy | YL315D-30b | Solar Panels |  | 0.315 | 18 | 277 | 30 |  | Fixed | Roof
NJSTRE1545387794 | NJSRRE1543473740 | Transition Incentive Program | Columbus | 8022 | 13 | 23.31 | Residential | Yes | Behind the Meter | Net-metered residential rooftop and canopy |  | None | Suntuity Solar LLC | PSE&G | Accepted | 2019-12-03 | 2019-12-05 | 2021-10-30 | Yingli Green Energy | YL315D-30b | Solar Panels |  | 0.315 | 18 | 97 | 30 |  | Fixed | Roof
NJSTRE1545387794 | NJSRRE1543473740 | Transition Incentive Program | Columbus | 8022 | 13 | 23.31 | Residential | Yes | Behind the Meter | Net-metered residential rooftop and canopy |  | None | Suntuity Solar LLC | PSE&G | Accepted | 2019-12-03 | 2019-12-05 | 2021-10-30 | Yingli Green Energy | YL315D-30b | Solar Panels |  | 0.315 | 10 | 187 | 35 |  | Fixed | Roof
NJSTRE1545387794 | NJSRRE1543473740 | Transition Incentive Program | Columbus | 8022 | 13 | 23.31 | Residential | Yes | Behind the Meter | Net-metered residential rooftop and canopy |  | None | Suntuity Solar LLC | PSE&G | Accepted | 2019-12-03 | 2019-12-05 | 2021-10-30 | Yingli Green Energy | YL315D-30b | Solar Panels |  | 0.315 | 19 | 187 | 6 |  | Fixed | Roof
NJSTRE1545387794 | NJSRRE1543473740 | Transition Incentive Program | Columbus | 8022 | 13 | 23.31 | Residential | Yes | Behind the Meter | Net-metered residential rooftop and canopy |  | None | Suntuity Solar LLC | PSE&G | Accepted | 2019-12-03 | 2019-12-05 | 2021-10-30 | Yingli Green Energy | YL315D-30b | Solar Panels |  | 0.315 | 3 | 187 | 20 |  | Fixed | Roof
NJSTRE1545387794 | NJSRRE1543473740 | Transition Incentive Program | Columbus | 8022 | 13 | 23.31 | Residential | Yes | Behind the Meter | Net-metered residential rooftop and canopy |  | None | Suntuity Solar LLC | PSE&G | Accepted | 2019-12-03 | 2019-12-05 | 2021-10-30 | Yingli Green Energy | YL315D-30b | Solar Panels |  | 0.315 | 6 | 187 | 13 |  | Fixed | Roof
NJSTRE1545387796 | NJSRRE1543918804 | Transition Incentive Program | Vineland | 8361 | 20 | 10.08 | Residential | Yes | Behind the Meter | Net-metered residential rooftop and canopy |  | None | Vision Solar LLC | Vineland Muni Electric | Accepted | 2020-01-03 | 2020-01-08 | 2021-10-30 | enphase | iq7-60-2-us | Inverters | 0.25 |  | 32 |  |  | 0.96 |  | Other | behind panels
NJSTRE1545387796 | NJSRRE1543918804 | Transition Incentive Program | Vineland | 8361 | 20 | 10.08 | Residential | Yes | Behind the Meter | Net-metered residential rooftop and canopy |  | None | Vision Solar LLC | Vineland Muni Electric | Accepted | 2020-01-03 | 2020-01-08 | 2021-10-30 | hanwa qcells | qpeak duo-g5 315 | Solar Panels |  | 0.315 | 16 | 93 | 20 |  | Fixed | Roof
NJSTRE1545387796 | NJSRRE1543918804 | Transition Incentive Program | Vineland | 8361 | 20 | 10.08 | Residential | Yes | Behind the Meter | Net-metered residential rooftop and canopy |  | None | Vision Solar LLC | Vineland Muni Electric | Accepted | 2020-01-03 | 2020-01-08 | 2021-10-30 | hanwa qcells | qpeak duo-g5 315 | Solar Panels |  | 0.315 | 16 | 273 | 20 |  | Fixed | Roof
NJSTRE1545387797 | NJSRRE1544191745 | Transition Incentive Program | Elizabeth | 7206 | 10 | 148.88 | Commercial | No | Behind the Meter | Net-metered non-residential rooftop and canopy |  | None | Solar Landscape | PSE&G | Accepted | 2020-01-17 | 2020-01-22 | 2021-10-30 | Solar Edge | SE43.2 KUS | Inverters | 43200 |  | 3 |  |  | 0.97 |  | Outdoor | Roof
NJSTRE1545387797 | NJSRRE1544191745 | Transition Incentive Program | Elizabeth | 7206 | 10 | 148.88 | Commercial | No | Behind the Meter | Net-metered non-residential rooftop and canopy |  | None | Solar Landscape | PSE&G | Accepted | 2020-01-17 | 2020-01-22 | 2021-10-30 | GCL | GCL-M6/72H-375 | Solar Panels |  | 0.375 | 397 | 208 | 10 |  | Fixed | Roof
NJSTRE1545387800 | NJSRRE1544419890 | Transition Incentive Program | PATERSON | 7503 | 6 | 5.76 | Residential | Yes | Behind the Meter | Net-metered residential rooftop and canopy |  | None | Vivint Solar Developer, LLC | PSE&G | Accepted | 2020-02-07 | 2020-02-12 | 2021-10-30 | SOLAREDGE | SE3800H-US | Inverters | 3800 |  | 1 |  |  | 0.992 |  | Outdoor | Near the Utility Meter
NJSTRE1545387800 | NJSRRE1544419890 | Transition Incentive Program | PATERSON | 7503 | 6 | 5.76 | Residential | Yes | Behind the Meter | Net-metered residential rooftop and canopy |  | None | Vivint Solar Developer, LLC | PSE&G | Accepted | 2020-02-07 | 2020-02-12 | 2021-10-30 | JINKO SOLAR | JKM320M-60HBL | Solar Panels |  | 0.32 | 6 | 166 | 17 |  | Fixed | Roof
NJSTRE1545387800 | NJSRRE1544419890 | Transition Incentive Program | PATERSON | 7503 | 6 | 5.76 | Residential | Yes | Behind the Meter | Net-metered residential rooftop and canopy |  | None | Vivint Solar Developer, LLC | PSE&G | Accepted | 2020-02-07 | 2020-02-12 | 2021-10-30 | JINKO SOLAR | JKM320M-60HBL | Solar Panels |  | 0.32 | 6 | 166 | 38 |  | Fixed | Roof
NJSTRE1545387800 | NJSRRE1544419890 | Transition Incentive Program | PATERSON | 7503 | 6 | 5.76 | Residential | Yes | Behind the Meter | Net-metered residential rooftop and canopy |  | None | Vivint Solar Developer, LLC | PSE&G | Accepted | 2020-02-07 | 2020-02-12 | 2021-10-30 | JINKO SOLAR | JKM320M-60HBL | Solar Panels |  | 0.32 | 6 | 166 | 38 |  | Fixed | Roof
NJSTRE1545387802 | NJSRRE1544680859 | Transition Incentive Program | Vineland | 8360 | 20 | 6.54 | Residential | Yes | Behind the Meter | Behind the Meter |  | ACE | EMT Renewables | Vineland Muni Electric | Eligible for TI Program | 2020-03-13 | 2020-03-18 | 2021-10-30 | Sunpower | Type E IQ7X PSV6 Micro Inverter | Inverters | 320 |  | 20 |  |  | 0.97 |  | Outside | under panels
NJSTRE1545387802 | NJSRRE1544680859 | Transition Incentive Program | Vineland | 8360 | 20 | 6.54 | Residential | Yes | Behind the Meter | Behind the Meter |  | ACE | EMT Renewables | Vineland Muni Electric | Eligible for TI Program | 2020-03-13 | 2020-03-18 | 2021-10-30 | Sunpower | 327W-BLK-D-AC | Solar Panels |  | 0.327 | 20 | 93 | 18 |  | Fixed | Roof
NJSTRE1545387805 | NJSRRE1544724306 | Transition Incentive Program | Trenton | 8690 | 12 | 6.08 | Residential | Yes | Behind the Meter | Net-metered residential rooftop and canopy |  | None | Vivint Solar Developer, LLC | PSE&G | Accepted | 2020-03-19 | 2020-03-24 | 2021-10-30 | SOLAREDGE | SE7600H-US | Inverters | 7600 |  | 1 |  |  | 0.992 |  | Outdoor | Near the Utility Meter
NJSTRE1545387805 | NJSRRE1544724306 | Transition Incentive Program | Trenton | 8690 | 12 | 6.08 | Residential | Yes | Behind the Meter | Net-metered residential rooftop and canopy |  | None | Vivint Solar Developer, LLC | PSE&G | Accepted | 2020-03-19 | 2020-03-24 | 2021-10-30 | JINKO SOLAR | JKM320M-60HBL | Solar Panels |  | 0.32 | 19 | 126 | 31 |  | Fixed | Roof
NJSTRE1545387807 | NJSRRE1544724282 | Transition Incentive Program | Brielle | 8730 | 17 | 8.06 | Residential | Yes | Behind the Meter | Behind the Meter |  | None | Sunrun Installation Services, Inc. | JCP&L | Eligible for TI Program | 2020-03-19 | 2020-03-24 | 2021-10-30 | Enphase Energy | IQ7-60-x-US (240V) | Inverters | 240 |  | 26 |  |  | 0.96 |  | Outdoor | Rooftop
NJSTRE1545387807 | NJSRRE1544724282 | Transition Incentive Program | Brielle | 8730 | 17 | 8.06 | Residential | Yes | Behind the Meter | Behind the Meter |  | None | Sunrun Installation Services, Inc. | JCP&L | Eligible for TI Program | 2020-03-19 | 2020-03-24 | 2021-10-30 | REC Solar | REC310TP2M | Solar Panels |  | 0.31 | 2 | 307 | 15 |  | Fixed | Roof
NJSTRE1545387807 | NJSRRE1544724282 | Transition Incentive Program | Brielle | 8730 | 17 | 8.06 | Residential | Yes | Behind the Meter | Behind the Meter |  | None | Sunrun Installation Services, Inc. | JCP&L | Eligible for TI Program | 2020-03-19 | 2020-03-24 | 2021-10-30 | REC Solar | REC310TP2M | Solar Panels |  | 0.31 | 20 | 128 | 16 |  | Fixed | Roof
NJSTRE1545387807 | NJSRRE1544724282 | Transition Incentive Program | Brielle | 8730 | 17 | 8.06 | Residential | Yes | Behind the Meter | Behind the Meter |  | None | Sunrun Installation Services, Inc. | JCP&L | Eligible for TI Program | 2020-03-19 | 2020-03-24 | 2021-10-30 | REC Solar | REC310TP2M | Solar Panels |  | 0.31 | 4 | 38 | 22 |  | Fixed | Roof
NJSTRE1545387808 | NJSRRE1544621615 | Transition Incentive Program | NEPTUNE | 7753 | 17 | 5.12 | Residential | Yes | Behind the Meter | Net-metered residential rooftop and canopy |  | None | Vivint Solar Developer, LLC | JCP&L | Accepted | 2020-03-10 | 2020-03-12 | 2021-10-30 | SOLAREDGE | SE3800H-US | Inverters | 3800 |  | 1 |  |  | 0.992 |  | Outdoor | Near the Utility Meter
NJSTRE1545387808 | NJSRRE1544621615 | Transition Incentive Program | NEPTUNE | 7753 | 17 | 5.12 | Residential | Yes | Behind the Meter | Net-metered residential rooftop and canopy |  | None | Vivint Solar Developer, LLC | JCP&L | Accepted | 2020-03-10 | 2020-03-12 | 2021-10-30 | JINKO SOLAR | JKM320M-60HBL | Solar Panels |  | 0.32 | 11 | 204 | 34 |  | Fixed | Roof
NJSTRE1545387808 | NJSRRE1544621615 | Transition Incentive Program | NEPTUNE | 7753 | 17 | 5.12 | Residential | Yes | Behind the Meter | Net-metered residential rooftop and canopy |  | None | Vivint Solar Developer, LLC | JCP&L | Accepted | 2020-03-10 | 2020-03-12 | 2021-10-30 | JINKO SOLAR | JKM320M-60HBL | Solar Panels |  | 0.32 | 5 | 24 | 34 |  | Fixed | Roof
NJSTRE1545387812 | NJSRRE1544773639 | Transition Incentive Program | Bridgeton | 8302 | 20 | 28.04 | Residential | Yes | Behind the Meter | Behind the Meter |  | None | Complete Solar | AC Electric | Eligible for TI Program | 2020-04-08 | 2020-04-09 | 2021-10-30 | SolarEdge Technologies | SE11400H-US | Inverters | 6000 |  | 1 |  |  | 0.97 |  | Other | by MSP
NJSTRE1545387812 | NJSRRE1544773639 | Transition Incentive Program | Bridgeton | 8302 | 20 | 28.04 | Residential | Yes | Behind the Meter | Behind the Meter |  | None | Complete Solar | AC Electric | Eligible for TI Program | 2020-04-08 | 2020-04-09 | 2021-10-30 | Hanwha | Hanwha Q Cells | Solar Panels |  | 0.315 | 89 | 242.5 | 30 |  | Fixed | Roof
NJSTRE1545387815 | NJSRRE1544710302 | Transition Incentive Program | Paterson City | 7524 | 6 | 5.12 | Residential | Yes | Behind the Meter | Behind the Meter |  | None | Skyline Solar, LLC | PSE&G | Eligible for TI Program | 2020-03-18 | 2020-03-20 | 2021-10-30 | SolarEdge | SE3800H-US | Inverters | 3800 |  | 1 |  |  | 0.99 |  | Outside | within ten feet of meter
NJSTRE1545387815 | NJSRRE1544710302 | Transition Incentive Program | Paterson City | 7524 | 6 | 5.12 | Residential | Yes | Behind the Meter | Behind the Meter |  | None | Skyline Solar, LLC | PSE&G | Eligible for TI Program | 2020-03-18 | 2020-03-20 | 2021-10-30 | Hanwha Q-Cells | Q.PEAK DUO-G5 320 | Solar Panels |  | 0.32 | 16 | 183 | 30 |  | Fixed | Roof
NJSTRE1545387816 | NJSRRE1544884698 | Transition Incentive Program | Williamstown | 8094 | 15 | 8.04 | Residential | Yes | Behind the Meter | Net-metered residential rooftop and canopy |  | None | Pro Custom Solar dba Momentum Solar | AC Electric | Accepted | 2020-04-22 | 2020-04-28 | 2021-10-30 | Enphase Energy | IQ7-60-2-US | Inverters | 240 |  | 24 |  |  | 0.97 |  | Outdoor | Roof
NJSTRE1545387816 | NJSRRE1544884698 | Transition Incentive Program | Williamstown | 8094 | 15 | 8.04 | Residential | Yes | Behind the Meter | Net-metered residential rooftop and canopy |  | None | Pro Custom Solar dba Momentum Solar | AC Electric | Accepted | 2020-04-22 | 2020-04-28 | 2021-10-30 | HANWHA | Q.PEAK DUO BLK G6+ 335 | Solar Panels |  | 0.335 | 12 | 192 | 21 |  | Fixed | Roof
NJSTRE1545387816 | NJSRRE1544884698 | Transition Incentive Program | Williamstown | 8094 | 15 | 8.04 | Residential | Yes | Behind the Meter | Net-metered residential rooftop and canopy |  | None | Pro Custom Solar dba Momentum Solar | AC Electric | Accepted | 2020-04-22 | 2020-04-28 | 2021-10-30 | HANWHA | Q.PEAK DUO BLK G6+ 335 | Solar Panels |  | 0.335 | 4 | 12 | 21 |  | Fixed | Roof
NJSTRE1545387816 | NJSRRE1544884698 | Transition Incentive Program | Williamstown | 8094 | 15 | 8.04 | Residential | Yes | Behind the Meter | Net-metered residential rooftop and canopy |  | None | Pro Custom Solar dba Momentum Solar | AC Electric | Accepted | 2020-04-22 | 2020-04-28 | 2021-10-30 | HANWHA | Q.PEAK DUO BLK G6+ 335 | Solar Panels |  | 0.335 | 8 | 191 | 21 |  | Fixed | Roof
NJSTRE1545387819 | NJSRRE1544796042 | Transition Incentive Program | MATAWAN | 7747 | 17 | 4.48 | Residential | Yes | Behind the Meter | Net-metered residential rooftop and canopy |  | None | Vivint Solar Developer, LLC | JCP&L | Accepted | 2020-04-03 | 2020-04-09 | 2021-10-30 | Solar Edge | SE3800H-US | Inverters | 3800 |  | 1 |  |  | 0.992 |  | Outdoor | Near the Utility Meter
NJSTRE1545387819 | NJSRRE1544796042 | Transition Incentive Program | MATAWAN | 7747 | 17 | 4.48 | Residential | Yes | Behind the Meter | Net-metered residential rooftop and canopy |  | None | Vivint Solar Developer, LLC | JCP&L | Accepted | 2020-04-03 | 2020-04-09 | 2021-10-30 | Jinko Solar | JKM320M-60HBL | Solar Panels |  | 0.32 | 14 | 241 | 25 |  | Fixed | Roof
NJSTRE1545387822 | NJSRRE1544728976 | Transition Incentive Program | Old Bridge | 8857 | 11 | 5.12 | Residential | Yes | Behind the Meter | Behind the Meter |  | None | Skyline Solar, LLC | JCP&L | Eligible for TI Program | 2020-03-20 | 2020-03-24 | 2021-10-30 | SolarEdge | SE3800H-US | Inverters | 3800 |  | 1 |  |  | 0.99 |  | Outside | within ten feet of meter
NJSTRE1545387822 | NJSRRE1544728976 | Transition Incentive Program | Old Bridge | 8857 | 11 | 5.12 | Residential | Yes | Behind the Meter | Behind the Meter |  | None | Skyline Solar, LLC | JCP&L | Eligible for TI Program | 2020-03-20 | 2020-03-24 | 2021-10-30 | Hanwha Q-Cells | Q.PEAK DUO-G5 320 | Solar Panels |  | 0.32 | 16 | 200 | 26 |  | Fixed | Roof
NJSTRE1545387824 | NJSRRE1544630788 | Transition Incentive Program | Leonia | 7605 | 7 | 5.58 | Residential | Yes | Behind the Meter | Behind the Meter |  | None | Sunrun Installation Services, Inc. | PSE&G | Eligible for TI Program | 2020-03-12 | 2020-03-17 | 2021-10-30 | Enphase Energy | IQ7-60-x-US (240V) | Inverters | 240 |  | 18 |  |  | 0.96 |  | Outdoor | Rooftop
NJSTRE1545387824 | NJSRRE1544630788 | Transition Incentive Program | Leonia | 7605 | 7 | 5.58 | Residential | Yes | Behind the Meter | Behind the Meter |  | None | Sunrun Installation Services, Inc. | PSE&G | Eligible for TI Program | 2020-03-12 | 2020-03-17 | 2021-10-30 | REC Solar | REC310TP2M | Solar Panels |  | 0.31 | 18 | 204 | 30 |  | Fixed | Roof
NJSTRE1545387826 | NJSRRE1544680728 | Transition Incentive Program | BARNEGAT | 8005 | 18 | 5.76 | Residential | Yes | Behind the Meter | Net-metered residential rooftop and canopy |  | None | Vivint Solar Developer, LLC | JCP&L | Accepted | 2020-03-13 | 2020-03-18 | 2021-10-30 | SOLAREDGE | SE3800H-US | Inverters | 3800 |  | 1 |  |  | 0.992 |  | Outdoor | Near the Utility Meter
NJSTRE1545387826 | NJSRRE1544680728 | Transition Incentive Program | BARNEGAT | 8005 | 18 | 5.76 | Residential | Yes | Behind the Meter | Net-metered residential rooftop and canopy |  | None | Vivint Solar Developer, LLC | JCP&L | Accepted | 2020-03-13 | 2020-03-18 | 2021-10-30 | JINKO SOLAR | JKM320M-60HBL | Solar Panels |  | 0.32 | 9 | 72 | 19 |  | Fixed | Roof
NJSTRE1545387826 | NJSRRE1544680728 | Transition Incentive Program | BARNEGAT | 8005 | 18 | 5.76 | Residential | Yes | Behind the Meter | Net-metered residential rooftop and canopy |  | None | Vivint Solar Developer, LLC | JCP&L | Accepted | 2020-03-13 | 2020-03-18 | 2021-10-30 | JINKO SOLAR | JKM320M-60HBL | Solar Panels |  | 0.32 | 9 | 252 | 19 |  | Fixed | Roof
NJSTRE1545387827 | NJSRRE1544867069 | Transition Incentive Program | West Creek | 8092 | 18 | 9.84 | Residential | No | Behind the Meter | Net-metered residential rooftop and canopy |  | None | Whitman Construction, LLC | AC Electric | Accepted | 2020-04-21 | 2020-04-27 | 2021-10-30 | enphase energy | IQ7X-96-2-US | Inverters | 0.315 |  | 30 |  |  | 0.975 |  | Outdoor | INVERTERS LOCATED UNDER THE MODULES
NJSTRE1545387827 | NJSRRE1544867069 | Transition Incentive Program | West Creek | 8092 | 18 | 9.84 | Residential | No | Behind the Meter | Net-metered residential rooftop and canopy |  | None | Whitman Construction, LLC | AC Electric | Accepted | 2020-04-21 | 2020-04-27 | 2021-10-30 | Panasonic | VBHN330SA16 | Solar Panels |  | 0.33 | 6 | 180 | 25 |  | Fixed | Ground
NJSTRE1545387827 | NJSRRE1544867069 | Transition Incentive Program | West Creek | 8092 | 18 | 9.84 | Residential | No | Behind the Meter | Net-metered residential rooftop and canopy |  | None | Whitman Construction, LLC | AC Electric | Accepted | 2020-04-21 | 2020-04-27 | 2021-10-30 | panasonic | VBHN330SA16 | Solar Panels |  | 0.33 | 6 | 180 | 25 |  | Fixed | Ground
NJSTRE1545387827 | NJSRRE1544867069 | Transition Incentive Program | West Creek | 8092 | 18 | 9.84 | Residential | No | Behind the Meter | Net-metered residential rooftop and canopy |  | None | Whitman Construction, LLC | AC Electric | Accepted | 2020-04-21 | 2020-04-27 | 2021-10-30 | panasonic | VBHN330SA16 | Solar Panels |  | 0.32 | 6 | 180 | 25 |  | Fixed | Ground
NJSTRE1545387827 | NJSRRE1544867069 | Transition Incentive Program | West Creek | 8092 | 18 | 9.84 | Residential | No | Behind the Meter | Net-metered residential rooftop and canopy |  | None | Whitman Construction, LLC | AC Electric | Accepted | 2020-04-21 | 2020-04-27 | 2021-10-30 | panasonic | VBHN330SA16 | Solar Panels |  | 0.33 | 6 | 180 | 25 |  | Fixed | Ground
NJSTRE1545387827 | NJSRRE1544867069 | Transition Incentive Program | West Creek | 8092 | 18 | 9.84 | Residential | No | Behind the Meter | Net-metered residential rooftop and canopy |  | None | Whitman Construction, LLC | AC Electric | Accepted | 2020-04-21 | 2020-04-27 | 2021-10-30 | panasonic | VBHN330SA16 | Solar Panels |  | 0.33 | 6 | 180 | 25 |  | Fixed | Ground
NJSTRE1545387832 | NJSRRE1544759044 | Transition Incentive Program | Brick Township | 8723 | 18 | 6.82 | Residential | Yes | Behind the Meter | Behind the Meter |  | None | Sunrun Installation Services, Inc. | JCP&L | Eligible for TI Program | 2020-03-23 | 2020-03-26 | 2021-10-30 | Enphase Energy | IQ7-60-x-US (240V) | Inverters | 240 |  | 22 |  |  | 0.96 |  | Outdoor | Rooftop
NJSTRE1545387832 | NJSRRE1544759044 | Transition Incentive Program | Brick Township | 8723 | 18 | 6.82 | Residential | Yes | Behind the Meter | Behind the Meter |  | None | Sunrun Installation Services, Inc. | JCP&L | Eligible for TI Program | 2020-03-23 | 2020-03-26 | 2021-10-30 | REC Solar | REC310TP2M | Solar Panels |  | 0.31 | 6 | 210 | 23 |  | Fixed | Roof
NJSTRE1545387832 | NJSRRE1544759044 | Transition Incentive Program | Brick Township | 8723 | 18 | 6.82 | Residential | Yes | Behind the Meter | Behind the Meter |  | None | Sunrun Installation Services, Inc. | JCP&L | Eligible for TI Program | 2020-03-23 | 2020-03-26 | 2021-10-30 | REC Solar | REC310TP2M | Solar Panels |  | 0.31 | 16 | 30 | 23 |  | Fixed | Roof
NJSTRE1545387833 | NJSRRE1544758966 | Transition Incentive Program | BAYVILLE | 8721 | 18 | 8.64 | Residential | Yes | Behind the Meter | Net-metered residential rooftop and canopy |  | None | Vivint Solar Developer, LLC | JCP&L | Accepted | 2020-03-23 | 2020-03-26 | 2021-10-30 | SOLAR EDGE | SE7600H-US | Inverters | 7600 |  | 1 |  |  | 0.992 |  | Outdoor | Near the Utility Meter
NJSTRE1545387833 | NJSRRE1544758966 | Transition Incentive Program | BAYVILLE | 8721 | 18 | 8.64 | Residential | Yes | Behind the Meter | Net-metered residential rooftop and canopy |  | None | Vivint Solar Developer, LLC | JCP&L | Accepted | 2020-03-23 | 2020-03-26 | 2021-10-30 | JINKO SOLAR | JKM320M-60HBL | Solar Panels |  | 0.32 | 25 | 187 | 31 |  | Fixed | Roof
NJSTRE1545387833 | NJSRRE1544758966 | Transition Incentive Program | BAYVILLE | 8721 | 18 | 8.64 | Residential | Yes | Behind the Meter | Net-metered residential rooftop and canopy |  | None | Vivint Solar Developer, LLC | JCP&L | Accepted | 2020-03-23 | 2020-03-26 | 2021-10-30 | JINKO SOLAR | JKM320M-60HBL | Solar Panels |  | 0.32 | 2 | 97 | 31 |  | Fixed | Roof
NJSTRE1545387835 | NJSRRE1544626115 | Transition Incentive Program | Edison TWP | 8817 | 11 | 3.41 | Residential | No | Behind the Meter | Net-metered residential rooftop and canopy |  | None | 1st Light Energy Inc | PSE&G | Accepted | 2020-03-11 | 2020-03-16 | 2021-10-30 | SMA | SB 3.0-1SP-US-41 (240V) | Inverters | 3000 |  | 1 |  |  | 0.97 |  | Outside | within 10 feet of meter
NJSTRE1545387835 | NJSRRE1544626115 | Transition Incentive Program | Edison TWP | 8817 | 11 | 3.41 | Residential | No | Behind the Meter | Net-metered residential rooftop and canopy |  | None | 1st Light Energy Inc | PSE&G | Accepted | 2020-03-11 | 2020-03-16 | 2021-10-30 | Longi | LR6-60HPB-310M | Solar Panels |  | 0.31 | 11 | 160 | 40 |  | Fixed | Roof
NJSTRE1545387836 | NJSRRE1544705428 | Transition Incentive Program | clayton | 8312 | 15 | 5.03 | Residential | Yes | Behind the Meter | Net-metered residential rooftop and canopy |  | None | Vision Solar LLC | AC Electric | Accepted | 2020-03-17 | 2020-03-20 | 2021-10-30 | enphase | iq7-60-2-us | Inverters | 0.24 |  | 15 |  |  | 0.96 |  | Other | behind panels
NJSTRE1545387836 | NJSRRE1544705428 | Transition Incentive Program | clayton | 8312 | 15 | 5.03 | Residential | Yes | Behind the Meter | Net-metered residential rooftop and canopy |  | None | Vision Solar LLC | AC Electric | Accepted | 2020-03-17 | 2020-03-20 | 2021-10-30 | lg solar | lg335n1k-v5 | Solar Panels |  | 0.335 | 15 | 257 | 21 |  | Fixed | Roof
NJSTRE1545387841 | NJSRRE1544630839 | Transition Incentive Program | Woodbridge TWP | 8830 | 11 | 7.56 | Residential | No | Behind the Meter | Net-metered residential rooftop and canopy |  | None | Tesla Energy Operations Inc. | PSE&G | Accepted | 2020-03-12 | 2020-03-17 | 2021-10-30 | Delta Electronics | M8-TL-US | Inverters | 7680 |  | 1 |  |  | 0.975 |  | Outdoor | Outdoor
NJSTRE1545387841 | NJSRRE1544630839 | Transition Incentive Program | Woodbridge TWP | 8830 | 11 | 7.56 | Residential | No | Behind the Meter | Net-metered residential rooftop and canopy |  | None | Tesla Energy Operations Inc. | PSE&G | Accepted | 2020-03-12 | 2020-03-17 | 2021-10-30 | Hanwha Q CELLS | Q.PEAK DUO BLK-G5/SC315 | Solar Panels |  | 0.315 | 24 | 224 | 30 |  | Fixed | Roof
NJSTRE1545387844 | NJSRRE1544755573 | Transition Incentive Program | Plainfield | 7060 | 10 | 7.37 | Residential | No | Behind the Meter | Net-metered residential rooftop and canopy |  | None | Green Power Energy | PSE&G | Accepted | 2020-03-23 | 2020-03-26 | 2021-10-30 | SolarEdge | E7600H-US | Inverters | 7600 |  | 1 |  |  | 0.97 |  | Outside | Next to meter
NJSTRE1545387844 | NJSRRE1544755573 | Transition Incentive Program | Plainfield | 7060 | 10 | 7.37 | Residential | No | Behind the Meter | Net-metered residential rooftop and canopy |  | None | Green Power Energy | PSE&G | Accepted | 2020-03-23 | 2020-03-26 | 2021-10-30 | LG Electronics | LG335N1K-V5 | Solar Panels |  | 0.335 | 4 | 179 | 30 |  | Fixed | Roof
NJSTRE1545387844 | NJSRRE1544755573 | Transition Incentive Program | Plainfield | 7060 | 10 | 7.37 | Residential | No | Behind the Meter | Net-metered residential rooftop and canopy |  | None | Green Power Energy | PSE&G | Accepted | 2020-03-23 | 2020-03-26 | 2021-10-30 | LG Electronics | LG335N1K-V5 | Solar Panels |  | 0.335 | 9 | 90 | 30 |  | Fixed | Roof
NJSTRE1545387844 | NJSRRE1544755573 | Transition Incentive Program | Plainfield | 7060 | 10 | 7.37 | Residential | No | Behind the Meter | Net-metered residential rooftop and canopy |  | None | Green Power Energy | PSE&G | Accepted | 2020-03-23 | 2020-03-26 | 2021-10-30 | LG Electronics | LG335N1K-V5 | Solar Panels |  | 0.335 | 6 | 178 | 30 |  | Fixed | Roof
NJSTRE1545387844 | NJSRRE1544755573 | Transition Incentive Program | Plainfield | 7060 | 10 | 7.37 | Residential | No | Behind the Meter | Net-metered residential rooftop and canopy |  | None | Green Power Energy | PSE&G | Accepted | 2020-03-23 | 2020-03-26 | 2021-10-30 | LG Electronics | LG335N1K-V5 | Solar Panels |  | 0.335 | 3 | 176 | 30 |  | Fixed | Roof
NJSTRE1545387846 | NJSRRE1544766576 | Transition Incentive Program | PENNSAUKEN | 8109 | 14 | 11.52 | Residential | Yes | Behind the Meter | Net-metered residential rooftop and canopy |  | None | Vivint Solar Developer, LLC | PSE&G | Accepted | 2020-03-26 | 2020-03-31 | 2021-10-30 | SolarEdge | SE7600H-US | Inverters | 7600 |  | 1 |  |  | 0.992 |  | Outdoor | Near the Utility Meter
NJSTRE1545387846 | NJSRRE1544766576 | Transition Incentive Program | PENNSAUKEN | 8109 | 14 | 11.52 | Residential | Yes | Behind the Meter | Net-metered residential rooftop and canopy |  | None | Vivint Solar Developer, LLC | PSE&G | Accepted | 2020-03-26 | 2020-03-31 | 2021-10-30 | Jinko Solar | JKM320M-60HBL | Solar Panels |  | 0.32 | 27 | 124 | 29 |  | Fixed | Roof
NJSTRE1545387846 | NJSRRE1544766576 | Transition Incentive Program | PENNSAUKEN | 8109 | 14 | 11.52 | Residential | Yes | Behind the Meter | Net-metered residential rooftop and canopy |  | None | Vivint Solar Developer, LLC | PSE&G | Accepted | 2020-03-26 | 2020-03-31 | 2021-10-30 | Jinko Solar | JKM320M-60HBL | Solar Panels |  | 0.32 | 9 | 304 | 29 |  | Fixed | Roof
NJSTRE1545387847 | NJSRRE1544754467 | Transition Incentive Program | ROSENHAYN | 8352 | 20 | 9.28 | Residential | Yes | Behind the Meter | Behind the Meter |  | None | Orbit Energy & Power, LLC | AC Electric | Eligible for TI Program | 2020-03-23 | 2020-03-25 | 2021-10-30 | ENPHASE | IQ7-60-2-US | Inverters | 0.24 |  | 29 |  |  | 0.97 |  | Outside | ROOFTOP
NJSTRE1545387847 | NJSRRE1544754467 | Transition Incentive Program | ROSENHAYN | 8352 | 20 | 9.28 | Residential | Yes | Behind the Meter | Behind the Meter |  | None | Orbit Energy & Power, LLC | AC Electric | Eligible for TI Program | 2020-03-23 | 2020-03-25 | 2021-10-30 | HANWHA | Q.PEAK DUO BLK-G5 320 | Solar Panels |  | 0.32 | 29 | 162 | 15 |  | Fixed | Roof
NJSTRE1545387848 | NJSRRE1544699418 | Transition Incentive Program | Malaga | 8328 | 15 | 18.56 | Residential | No | Behind the Meter | Behind the Meter |  | ACE | EMT Renewables | AC Electric | Eligible for TI Program | 2020-03-16 | 2020-03-19 | 2021-10-30 | Enphase | IQ7-60-2-US | Inverters | 240 |  | 58 |  |  | 0.97 |  | Outside | under panels
NJSTRE1545387848 | NJSRRE1544699418 | Transition Incentive Program | Malaga | 8328 | 15 | 18.56 | Residential | No | Behind the Meter | Behind the Meter |  | ACE | EMT Renewables | AC Electric | Eligible for TI Program | 2020-03-16 | 2020-03-19 | 2021-10-30 | Trina | 320-BLK | Solar Panels |  | 0.32 | 37 | 171 | 30 |  | Fixed | Roof
NJSTRE1545387848 | NJSRRE1544699418 | Transition Incentive Program | Malaga | 8328 | 15 | 18.56 | Residential | No | Behind the Meter | Behind the Meter |  | ACE | EMT Renewables | AC Electric | Eligible for TI Program | 2020-03-16 | 2020-03-19 | 2021-10-30 | Trina | 320 BLK | Solar Panels |  | 0.32 | 21 | 351 | 30 |  | Fixed | Roof
NJSTRE1545387849 | NJSRRE1544721174 | Transition Incentive Program | Sicklerville | 8081 | 14 | 17.92 | Residential | Yes | Behind the Meter | Net-metered residential rooftop and canopy |  | ACE | Sun Up Zero Down | AC Electric | Accepted | 2020-03-19 | 2020-03-23 | 2021-10-30 | Enphase | IQ7-60-2-US | Inverters | 320 |  | 56 |  |  | 0.976 |  | Outdoor | outside wall
NJSTRE1545387849 | NJSRRE1544721174 | Transition Incentive Program | Sicklerville | 8081 | 14 | 17.92 | Residential | Yes | Behind the Meter | Net-metered residential rooftop and canopy |  | ACE | Sun Up Zero Down | AC Electric | Accepted | 2020-03-19 | 2020-03-23 | 2021-10-30 | Trina | TSM-320 DD05H.05 (II) | Solar Panels |  | 0.32 | 28 | 71 | 18 |  | Fixed | Roof
NJSTRE1545387849 | NJSRRE1544721174 | Transition Incentive Program | Sicklerville | 8081 | 14 | 17.92 | Residential | Yes | Behind the Meter | Net-metered residential rooftop and canopy |  | ACE | Sun Up Zero Down | AC Electric | Accepted | 2020-03-19 | 2020-03-23 | 2021-10-30 | Trina | TSM-320 DD05H.05 (II) | Solar Panels |  | 0.32 | 28 | 251 | 18 |  | Fixed | Roof
NJSTRE1545387853 | NJSRRE1544765108 | Transition Incentive Program | CLIFTON | 7013 | 6 | 2.56 | Residential | Yes | Behind the Meter | Net-metered residential rooftop and canopy |  | None | Vivint Solar Developer, LLC | PSE&G | Accepted | 2020-03-26 | 2020-03-30 | 2021-10-30 | SolarEdge | SE3800H-US | Inverters | 3800 |  | 1 |  |  | 0.992 |  | Outdoor | Near the Utility Meter
NJSTRE1545387853 | NJSRRE1544765108 | Transition Incentive Program | CLIFTON | 7013 | 6 | 2.56 | Residential | Yes | Behind the Meter | Net-metered residential rooftop and canopy |  | None | Vivint Solar Developer, LLC | PSE&G | Accepted | 2020-03-26 | 2020-03-30 | 2021-10-30 | Jinko Solar | JKM320M-60HBL | Solar Panels |  | 0.32 | 6 | 42 | 17 |  | Fixed | Roof
NJSTRE1545387853 | NJSRRE1544765108 | Transition Incentive Program | CLIFTON | 7013 | 6 | 2.56 | Residential | Yes | Behind the Meter | Net-metered residential rooftop and canopy |  | None | Vivint Solar Developer, LLC | PSE&G | Accepted | 2020-03-26 | 2020-03-30 | 2021-10-30 | Jinko Solar | JKM320M-60HBL | Solar Panels |  | 0.32 | 2 | 222 | 17 |  | Fixed | Roof
NJSTRE1545387857 | NJSRRE1544764682 | Transition Incentive Program | New Brunswick | 8901 | 11 | 8.37 | Residential | Yes | Behind the Meter | Behind the Meter |  | None | Sunrun Installation Services, Inc. | PSE&G | Eligible for TI Program | 2020-03-25 | 2020-03-30 | 2021-10-30 | Enphase Energy | IQ7-60-x-US (240V) | Inverters | 240 |  | 27 |  |  | 0.96 |  | Outdoor | Rooftop
NJSTRE1545387857 | NJSRRE1544764682 | Transition Incentive Program | New Brunswick | 8901 | 11 | 8.37 | Residential | Yes | Behind the Meter | Behind the Meter |  | None | Sunrun Installation Services, Inc. | PSE&G | Eligible for TI Program | 2020-03-25 | 2020-03-30 | 2021-10-30 | REC Solar | REC310TP2M | Solar Panels |  | 0.31 | 27 | 218 | 43 |  | Fixed | Roof
NJSTRE1545387858 | NJSRRE1544802080 | Transition Incentive Program | Nutley | 7110 | 9 | 5.92 | Residential | No | Behind the Meter | Net-metered residential rooftop and canopy |  | None | Integra Renewables | PSE&G | Accepted | 2020-04-06 | 2020-04-09 | 2021-10-30 | Enphase | IQ7X-96-2-US | Inverters | 320 |  | 16 |  |  | 0.97 |  | Outside | Roof, under panels
NJSTRE1545387858 | NJSRRE1544802080 | Transition Incentive Program | Nutley | 7110 | 9 | 5.92 | Residential | No | Behind the Meter | Net-metered residential rooftop and canopy |  | None | Integra Renewables | PSE&G | Accepted | 2020-04-06 | 2020-04-09 | 2021-10-30 | LG | LG NEON R-375 | Solar Panels |  | 0.37 | 16 | 165 | 25 |  | Fixed | Roof
NJSTRE1545387860 | NJSRRE1544767505 | Transition Incentive Program | North Bergen | 7047 | 8 | 5.58 | Residential | Yes | Behind the Meter | Behind the Meter |  | None | Sunrun Installation Services, Inc. | PSE&G | Eligible for TI Program | 2020-03-26 | 2020-03-31 | 2021-10-30 | Enphase Energy | IQ7-60-x-US (240V) | Inverters | 240 |  | 18 |  |  | 0.96 |  | Outdoor | Rooftop
NJSTRE1545387860 | NJSRRE1544767505 | Transition Incentive Program | North Bergen | 7047 | 8 | 5.58 | Residential | Yes | Behind the Meter | Behind the Meter |  | None | Sunrun Installation Services, Inc. | PSE&G | Eligible for TI Program | 2020-03-26 | 2020-03-31 | 2021-10-30 | REC Solar | REC310TP2M | Solar Panels |  | 0.31 | 3 | 210 | 43 |  | Fixed | Roof
NJSTRE1545387860 | NJSRRE1544767505 | Transition Incentive Program | North Bergen | 7047 | 8 | 5.58 | Residential | Yes | Behind the Meter | Behind the Meter |  | None | Sunrun Installation Services, Inc. | PSE&G | Eligible for TI Program | 2020-03-26 | 2020-03-31 | 2021-10-30 | REC Solar | REC310TP2M | Solar Panels |  | 0.31 | 15 | 120 | 43 |  | Fixed | Roof
NJSTRE1545387861 | NJSRRE1544626058 | Transition Incentive Program | Clementon | 8021 | 14 | 7.04 | Residential | Yes | Behind the Meter | Behind the Meter |  | None | Skyline Solar, LLC | AC Electric | Eligible for TI Program | 2020-03-11 | 2020-03-16 | 2021-10-30 | SolarEdge | SE5000H-US | Inverters | 5000 |  | 1 |  |  | 0.99 |  | Outside | within ten feet of meter
NJSTRE1545387861 | NJSRRE1544626058 | Transition Incentive Program | Clementon | 8021 | 14 | 7.04 | Residential | Yes | Behind the Meter | Behind the Meter |  | None | Skyline Solar, LLC | AC Electric | Eligible for TI Program | 2020-03-11 | 2020-03-16 | 2021-10-30 | Hanwha Q-Cells | Q.PEAK DUO-G5 320 | Solar Panels |  | 0.32 | 22 | 264,84 | 13 |  | Fixed | Roof
NJSTRE1545387862 | NJSRRE1544736092 | Transition Incentive Program | UNION | 7083 | 10 | 8.32 | Residential | Yes | Behind the Meter | Net-metered residential rooftop and canopy |  | None | Vivint Solar Developer, LLC | PSE&G | Accepted | 2020-03-23 | 2020-03-25 | 2021-10-30 | SOLAREDGE | SE7600H-US | Inverters | 7600 |  | 1 |  |  | 0.992 |  | Outdoor | Near the Utility Meter
NJSTRE1545387862 | NJSRRE1544736092 | Transition Incentive Program | UNION | 7083 | 10 | 8.32 | Residential | Yes | Behind the Meter | Net-metered residential rooftop and canopy |  | None | Vivint Solar Developer, LLC | PSE&G | Accepted | 2020-03-23 | 2020-03-25 | 2021-10-30 | JINKO SOLAR | JKM320M-60HBL | Solar Panels |  | 0.32 | 9 | 245 | 24 |  | Fixed | Roof
NJSTRE1545387862 | NJSRRE1544736092 | Transition Incentive Program | UNION | 7083 | 10 | 8.32 | Residential | Yes | Behind the Meter | Net-metered residential rooftop and canopy |  | None | Vivint Solar Developer, LLC | PSE&G | Accepted | 2020-03-23 | 2020-03-25 | 2021-10-30 | JINKO SOLAR | JKM320M-60HBL | Solar Panels |  | 0.32 | 7 | 245 | 23 |  | Fixed | Roof
NJSTRE1545387862 | NJSRRE1544736092 | Transition Incentive Program | UNION | 7083 | 10 | 8.32 | Residential | Yes | Behind the Meter | Net-metered residential rooftop and canopy |  | None | Vivint Solar Developer, LLC | PSE&G | Accepted | 2020-03-23 | 2020-03-25 | 2021-10-30 | JINKO SOLAR | JKM320M-60HBL | Solar Panels |  | 0.32 | 10 | 65 | 24 |  | Fixed | Roof
NJSTRE1545387863 | NJSRRE1544701593 | Transition Incentive Program | Elizabeth | 7208 | 10 | 8.99 | Residential | Yes | Behind the Meter | Behind the Meter |  | None | Sunrun Installation Services, Inc. | PSE&G | Eligible for TI Program | 2020-03-16 | 2020-03-19 | 2021-10-30 | Enphase Energy | IQ7-60-x-US (240V) | Inverters | 240 |  | 29 |  |  | 0.96 |  | Outdoor | Rooftop
NJSTRE1545387863 | NJSRRE1544701593 | Transition Incentive Program | Elizabeth | 7208 | 10 | 8.99 | Residential | Yes | Behind the Meter | Behind the Meter |  | None | Sunrun Installation Services, Inc. | PSE&G | Eligible for TI Program | 2020-03-16 | 2020-03-19 | 2021-10-30 | REC Solar | REC310TP2M | Solar Panels |  | 0.31 | 20 | 48 | 37 |  | Fixed | Roof
NJSTRE1545387863 | NJSRRE1544701593 | Transition Incentive Program | Elizabeth | 7208 | 10 | 8.99 | Residential | Yes | Behind the Meter | Behind the Meter |  | None | Sunrun Installation Services, Inc. | PSE&G | Eligible for TI Program | 2020-03-16 | 2020-03-19 | 2021-10-30 | REC Solar | REC310TP2M | Solar Panels |  | 0.31 | 7 | 228 | 37 |  | Fixed | Roof
NJSTRE1545387863 | NJSRRE1544701593 | Transition Incentive Program | Elizabeth | 7208 | 10 | 8.99 | Residential | Yes | Behind the Meter | Behind the Meter |  | None | Sunrun Installation Services, Inc. | PSE&G | Eligible for TI Program | 2020-03-16 | 2020-03-19 | 2021-10-30 | REC Solar | REC310TP2M | Solar Panels |  | 0.31 | 2 | 228 | 14 |  | Fixed | Roof
NJSTRE1545387864 | NJSRRE1544610820 | Transition Incentive Program | Teaneck | 7666 | 7 | 7.85 | Residential | Yes | Behind the Meter | Net-metered residential rooftop and canopy |  | None | SunPower Corporation, Systems | PSE&G | Accepted | 2020-03-05 | 2020-03-10 | 2021-10-30 | SUNPOWER | SPR-E20-327-E-AC | Inverters | 320 |  | 24 |  |  | 0.96 |  | Other | under each panel
NJSTRE1545387864 | NJSRRE1544610820 | Transition Incentive Program | Teaneck | 7666 | 7 | 7.85 | Residential | Yes | Behind the Meter | Net-metered residential rooftop and canopy |  | None | SunPower Corporation, Systems | PSE&G | Accepted | 2020-03-05 | 2020-03-10 | 2021-10-30 | SUNPOWER | SPR-E20-327-E-AC | Solar Panels |  | 0.327 | 10 | 287 | 30 |  | Fixed | Roof
NJSTRE1545387864 | NJSRRE1544610820 | Transition Incentive Program | Teaneck | 7666 | 7 | 7.85 | Residential | Yes | Behind the Meter | Net-metered residential rooftop and canopy |  | None | SunPower Corporation, Systems | PSE&G | Accepted | 2020-03-05 | 2020-03-10 | 2021-10-30 | SUNPOWER | SPR-E20-327-E-AC | Solar Panels |  | 0.327 | 9 | 107 | 30 |  | Fixed | Roof
NJSTRE1545387864 | NJSRRE1544610820 | Transition Incentive Program | Teaneck | 7666 | 7 | 7.85 | Residential | Yes | Behind the Meter | Net-metered residential rooftop and canopy |  | None | SunPower Corporation, Systems | PSE&G | Accepted | 2020-03-05 | 2020-03-10 | 2021-10-30 | SUNPOWER | SPR-E20-327-E-AC | Solar Panels |  | 0.327 | 2 | 287 | 50 |  | Fixed | Roof
NJSTRE1545387864 | NJSRRE1544610820 | Transition Incentive Program | Teaneck | 7666 | 7 | 7.85 | Residential | Yes | Behind the Meter | Net-metered residential rooftop and canopy |  | None | SunPower Corporation, Systems | PSE&G | Accepted | 2020-03-05 | 2020-03-10 | 2021-10-30 | SUNPOWER | SPR-E20-327-E-AC | Solar Panels |  | 0.327 | 3 | 107 | 20 |  | Fixed | Roof
NJSTRE1545387865 | NJSRRE1544773424 | Transition Incentive Program | Oakhurst | 7755 | 17 | 6.12 | Residential | Yes | Behind the Meter | Behind the Meter |  | None | Trinity Solar | JCP&L | Eligible for TI Program | 2020-03-30 | 2020-04-09 | 2021-10-30 | SOLAR EDGE | SE5000H-US | Inverters | 5000 |  | 1 |  |  | 0.97 |  | Outside | SIDE OF HOME
NJSTRE1545387865 | NJSRRE1544773424 | Transition Incentive Program | Oakhurst | 7755 | 17 | 6.12 | Residential | Yes | Behind the Meter | Behind the Meter |  | None | Trinity Solar | JCP&L | Eligible for TI Program | 2020-03-30 | 2020-04-09 | 2021-10-30 | HANWHA | Q.PEAK DUO BLK-G6 340 | Solar Panels |  | 0.34 | 15 | 260 | 23 |  | Fixed | Roof
NJSTRE1545387865 | NJSRRE1544773424 | Transition Incentive Program | Oakhurst | 7755 | 17 | 6.12 | Residential | Yes | Behind the Meter | Behind the Meter |  | None | Trinity Solar | JCP&L | Eligible for TI Program | 2020-03-30 | 2020-04-09 | 2021-10-30 | HANWHA | Q.PEAK DUO BLK-G6 340 | Solar Panels |  | 0.34 | 3 | 80 | 23 |  | Fixed | Roof
NJSTRE1545387867 | NJSRRE1544720932 | Transition Incentive Program | Passaic | 7055 | 6 | 7.14 | Residential | Yes | Behind the Meter | Behind the Meter |  | None | Trinity Solar | PSE&G | Eligible for TI Program | 2020-03-19 | 2020-03-23 | 2021-10-30 | Solar Edge | SE6000 | Inverters | 6000 |  | 1 |  |  | 0.97 |  | Outside | side of home
NJSTRE1545387867 | NJSRRE1544720932 | Transition Incentive Program | Passaic | 7055 | 6 | 7.14 | Residential | Yes | Behind the Meter | Behind the Meter |  | None | Trinity Solar | PSE&G | Eligible for TI Program | 2020-03-19 | 2020-03-23 | 2021-10-30 | Hanwha | Q.PEAK DUO BLK-G6 340 | Solar Panels |  | 0.34 | 21 | 251 | 45 |  | Fixed | Roof
NJSTRE1545387868 | NJSRRE1544818408 | Transition Incentive Program | Howell | 7731 | 17 | 11.97 | Residential | No | Behind the Meter | Net-metered residential rooftop and canopy |  | None | Morgan Associates and Consulting LLC | JCP&L | Accepted | 2020-04-09 | 2020-04-17 | 2021-10-30 | Enphase | IQ7-60-2-US | Inverters | 240 |  | 38 |  |  | 0.99 |  | Outdoor | roof
NJSTRE1545387868 | NJSRRE1544818408 | Transition Incentive Program | Howell | 7731 | 17 | 11.97 | Residential | No | Behind the Meter | Net-metered residential rooftop and canopy |  | None | Morgan Associates and Consulting LLC | JCP&L | Accepted | 2020-04-09 | 2020-04-17 | 2021-10-30 | LG | LG315N1C-G4 | Solar Panels |  | 0.315 | 38 | 172 | 33 |  | Fixed | Roof
NJSTRE1545387871 | NJSRRE1544617462 | Transition Incentive Program | RUTHERFORD | 7070 | 7 | 8.96 | Residential | Yes | Behind the Meter | Net-metered residential rooftop and canopy |  | None | Vivint Solar Developer, LLC | PSE&G | Accepted | 2020-03-06 | 2020-03-11 | 2021-10-30 | SOLAREDGE | SE7600H-US | Inverters | 7600 |  | 1 |  |  | 0.992 |  | Outdoor | Near the Utility Meter
NJSTRE1545387871 | NJSRRE1544617462 | Transition Incentive Program | RUTHERFORD | 7070 | 7 | 8.96 | Residential | Yes | Behind the Meter | Net-metered residential rooftop and canopy |  | None | Vivint Solar Developer, LLC | PSE&G | Accepted | 2020-03-06 | 2020-03-11 | 2021-10-30 | JINKO SOLAR | JKM320M-60HBL | Solar Panels |  | 0.32 | 11 | 126 | 17 |  | Fixed | Roof
NJSTRE1545387871 | NJSRRE1544617462 | Transition Incentive Program | RUTHERFORD | 7070 | 7 | 8.96 | Residential | Yes | Behind the Meter | Net-metered residential rooftop and canopy |  | None | Vivint Solar Developer, LLC | PSE&G | Accepted | 2020-03-06 | 2020-03-11 | 2021-10-30 | JINKO SOLAR | JKM320M-60HBL | Solar Panels |  | 0.32 | 5 | 126 | 34 |  | Fixed | Roof
NJSTRE1545387871 | NJSRRE1544617462 | Transition Incentive Program | RUTHERFORD | 7070 | 7 | 8.96 | Residential | Yes | Behind the Meter | Net-metered residential rooftop and canopy |  | None | Vivint Solar Developer, LLC | PSE&G | Accepted | 2020-03-06 | 2020-03-11 | 2021-10-30 | JINKO SOLAR | JKM320M-60HBL | Solar Panels |  | 0.32 | 12 | 306 | 34 |  | Fixed | Roof
NJSTRE1545387878 | NJSRRE1544817650 | Transition Incentive Program | Fairfield | 7004 | 9 | 4.42 | Residential | Yes | Behind the Meter | Net-metered residential rooftop and canopy |  | None | Vivint Solar Developer, LLC | PSE&G | Accepted | 2020-04-09 | 2020-04-15 | 2021-10-30 | Enphase Energy | M215-60-2LL-Sxx (240) | Inverters | 215 |  | 17 |  |  | 0.96 |  | Other | Underneath each module
NJSTRE1545387878 | NJSRRE1544817650 | Transition Incentive Program | Fairfield | 7004 | 9 | 4.42 | Residential | Yes | Behind the Meter | Net-metered residential rooftop and canopy |  | None | Vivint Solar Developer, LLC | PSE&G | Accepted | 2020-04-09 | 2020-04-15 | 2021-10-30 | Trina Solar | TSM-260PD05.08 | Solar Panels |  | 0.26 | 17 | 232 | 26 |  | Fixed | Roof
NJSTRE1545387885 | NJSRRE1544719592 | Transition Incentive Program | Roselle | 7203 | 10 | 6.72 | Residential | Yes | Behind the Meter | Net-metered residential rooftop and canopy |  | None | Whitman Construction, LLC | PSE&G | Accepted | 2020-03-20 | 2020-03-23 | 2021-10-30 | Enphase Energy | IQ7-60-2-US | Inverters | 0.24 |  | 21 |  |  | 0.976 |  | Outside | roof
NJSTRE1545387885 | NJSRRE1544719592 | Transition Incentive Program | Roselle | 7203 | 10 | 6.72 | Residential | Yes | Behind the Meter | Net-metered residential rooftop and canopy |  | None | Whitman Construction, LLC | PSE&G | Accepted | 2020-03-20 | 2020-03-23 | 2021-10-30 | Trina Solar | TS320DD05H | Solar Panels |  | 0.32 | 9 | 79 | 22 |  | Fixed | Roof
NJSTRE1545387885 | NJSRRE1544719592 | Transition Incentive Program | Roselle | 7203 | 10 | 6.72 | Residential | Yes | Behind the Meter | Net-metered residential rooftop and canopy |  | None | Whitman Construction, LLC | PSE&G | Accepted | 2020-03-20 | 2020-03-23 | 2021-10-30 | Trina Solar | TSM-320DD05H | Solar Panels |  | 0.32 | 12 | 258 | 43 |  | Fixed | Roof
NJSTRE1545387889 | NJSRRE1544768860 | Transition Incentive Program | Paterson | 7513 | 6 | 4.73 | Residential | No | Behind the Meter | Behind the Meter |  | None | Trinity Solar | PSE&G | Eligible for TI Program | 2020-03-27 | 2020-04-01 | 2021-10-30 | Solar Edge | SE3800 | Inverters | 3800 |  | 1 |  |  | 0.97 |  | Outside | side of home
NJSTRE1545387889 | NJSRRE1544768860 | Transition Incentive Program | Paterson | 7513 | 6 | 4.73 | Residential | No | Behind the Meter | Behind the Meter |  | None | Trinity Solar | PSE&G | Eligible for TI Program | 2020-03-27 | 2020-04-01 | 2021-10-30 | Hanwha | Q.PEAK DUO BLK-G5 315 | Solar Panels |  | 0.315 | 7 | 9 | 23 |  | Fixed | Roof
NJSTRE1545387889 | NJSRRE1544768860 | Transition Incentive Program | Paterson | 7513 | 6 | 4.73 | Residential | No | Behind the Meter | Behind the Meter |  | None | Trinity Solar | PSE&G | Eligible for TI Program | 2020-03-27 | 2020-04-01 | 2021-10-30 | Hanwha | Q.PEAK DUO BLK-G5 315 | Solar Panels |  | 0.315 | 8 | 189 | 23 |  | Fixed | Roof
NJSTRE1545387891 | NJSRRE1544758904 | Transition Incentive Program | Little ferry | 7643 | 7 | 10.39 | Residential | Yes | Behind the Meter | Net-metered residential rooftop and canopy |  | None | Vision Solar LLC | PSE&G | Accepted | 2020-03-25 | 2020-03-26 | 2021-10-30 | enphase | iq7-60-2-us | Inverters | 0.25 |  | 31 |  |  | 0.96 |  | Other | behind meter
NJSTRE1545387891 | NJSRRE1544758904 | Transition Incentive Program | Little ferry | 7643 | 7 | 10.39 | Residential | Yes | Behind the Meter | Net-metered residential rooftop and canopy |  | None | Vision Solar LLC | PSE&G | Accepted | 2020-03-25 | 2020-03-26 | 2021-10-30 | lg solar | lg335n1k | Solar Panels |  | 0.335 | 14 | 157 | 33 |  | Fixed | Roof
NJSTRE1545387891 | NJSRRE1544758904 | Transition Incentive Program | Little ferry | 7643 | 7 | 10.39 | Residential | Yes | Behind the Meter | Net-metered residential rooftop and canopy |  | None | Vision Solar LLC | PSE&G | Accepted | 2020-03-25 | 2020-03-26 | 2021-10-30 | lg solar | lg335n1k-v5 | Solar Panels |  | 0.335 | 17 | 180 | 10 |  | Fixed | Roof
NJSTRE1545387895 | NJSRRE1544624276 | Transition Incentive Program | Union City | 7087 | 8 | 6.51 | Residential | Yes | Behind the Meter | Behind the Meter |  | None | Sunrun Installation Services, Inc. | PSE&G | Eligible for TI Program | 2020-03-10 | 2020-03-13 | 2021-10-30 | Enphase Energy | IQ7-60-x-US (240V) | Inverters | 240 |  | 21 |  |  | 0.96 |  | Outdoor | Rooftop
NJSTRE1545387895 | NJSRRE1544624276 | Transition Incentive Program | Union City | 7087 | 8 | 6.51 | Residential | Yes | Behind the Meter | Behind the Meter |  | None | Sunrun Installation Services, Inc. | PSE&G | Eligible for TI Program | 2020-03-10 | 2020-03-13 | 2021-10-30 | REC Solar | REC310TP2M | Solar Panels |  | 0.31 | 6 | 295 | 34 |  | Fixed | Roof
NJSTRE1545387895 | NJSRRE1544624276 | Transition Incentive Program | Union City | 7087 | 8 | 6.51 | Residential | Yes | Behind the Meter | Behind the Meter |  | None | Sunrun Installation Services, Inc. | PSE&G | Eligible for TI Program | 2020-03-10 | 2020-03-13 | 2021-10-30 | REC Solar | REC310TP2M | Solar Panels |  | 0.31 | 15 | 115 | 34 |  | Fixed | Roof
NJSTRE1545387902 | NJSRRE1544610798 | Transition Incentive Program | SCOTCH PLAINS | 7076 | 10 | 18.2 | Residential | No | Behind the Meter | Behind the Meter |  | None | Infinity Solar Systems | PSE&G | Eligible for TI Program | 2020-03-05 | 2020-03-10 | 2021-10-30 | ENPHASE | IQ7-60-X-US | Inverters | 240 |  | 52 |  |  | 0.97 |  | Outside | MICROINVERTERS
NJSTRE1545387902 | NJSRRE1544610798 | Transition Incentive Program | SCOTCH PLAINS | 7076 | 10 | 18.2 | Residential | No | Behind the Meter | Behind the Meter |  | None | Infinity Solar Systems | PSE&G | Eligible for TI Program | 2020-03-05 | 2020-03-10 | 2021-10-30 | LG | LG350N1C-V5 | Solar Panels |  | 0.35 | 3 | 217 | 35 |  | Fixed | Roof
NJSTRE1545387902 | NJSRRE1544610798 | Transition Incentive Program | SCOTCH PLAINS | 7076 | 10 | 18.2 | Residential | No | Behind the Meter | Behind the Meter |  | None | Infinity Solar Systems | PSE&G | Eligible for TI Program | 2020-03-05 | 2020-03-10 | 2021-10-30 | LG | LG350N1C-V5 | Solar Panels |  | 0.35 | 5 | 127 | 5 |  | Fixed | Roof
NJSTRE1545387902 | NJSRRE1544610798 | Transition Incentive Program | SCOTCH PLAINS | 7076 | 10 | 18.2 | Residential | No | Behind the Meter | Behind the Meter |  | None | Infinity Solar Systems | PSE&G | Eligible for TI Program | 2020-03-05 | 2020-03-10 | 2021-10-30 | LG | LG350N1C-V5 | Solar Panels |  | 0.35 | 6 | 37 | 35 |  | Fixed | Roof
NJSTRE1545387902 | NJSRRE1544610798 | Transition Incentive Program | SCOTCH PLAINS | 7076 | 10 | 18.2 | Residential | No | Behind the Meter | Behind the Meter |  | None | Infinity Solar Systems | PSE&G | Eligible for TI Program | 2020-03-05 | 2020-03-10 | 2021-10-30 | LG | LG350N1C-V5 | Solar Panels |  | 0.35 | 18 | 127 | 5 |  | Fixed | Roof
NJSTRE1545387902 | NJSRRE1544610798 | Transition Incentive Program | SCOTCH PLAINS | 7076 | 10 | 18.2 | Residential | No | Behind the Meter | Behind the Meter |  | None | Infinity Solar Systems | PSE&G | Eligible for TI Program | 2020-03-05 | 2020-03-10 | 2021-10-30 | LG | LG350N1C-V5 | Solar Panels |  | 0.35 | 20 | 127 | 35 |  | Fixed | Roof
NJSTRE1545387904 | NJSRRE1544820549 | Transition Incentive Program | FAIR LAWN | 7410 | 7 | 5.44 | Residential | Yes | Behind the Meter | Net-metered residential rooftop and canopy |  | None | Vivint Solar Developer, LLC | PSE&G | Accepted | 2020-04-10 | 2020-04-20 | 2021-10-30 | Solar Edge | SE3800H-US | Inverters | 3800 |  | 1 |  |  | 0.992 |  | Outdoor | Near the Utility Meter
NJSTRE1545387904 | NJSRRE1544820549 | Transition Incentive Program | FAIR LAWN | 7410 | 7 | 5.44 | Residential | Yes | Behind the Meter | Net-metered residential rooftop and canopy |  | None | Vivint Solar Developer, LLC | PSE&G | Accepted | 2020-04-10 | 2020-04-20 | 2021-10-30 | JINKO SOLAR | JKM320M-60HBL | Solar Panels |  | 0.32 | 17 | 295 | 26 |  | Fixed | Roof
NJSTRE1545387905 | NJSRRE1544621619 | Transition Incentive Program | BOONTON | 7005 | 3 | 10.88 | Residential | Yes | Behind the Meter | Net-metered residential rooftop and canopy |  | None | Vivint Solar Developer, LLC | JCP&L | Accepted | 2020-03-10 | 2020-03-12 | 2021-10-30 | SOLAREDGE | SE7600H-US | Inverters | 7600 |  | 1 |  |  | 0.992 |  | Outdoor | Near the Utility Meter
NJSTRE1545387905 | NJSRRE1544621619 | Transition Incentive Program | BOONTON | 7005 | 3 | 10.88 | Residential | Yes | Behind the Meter | Net-metered residential rooftop and canopy |  | None | Vivint Solar Developer, LLC | JCP&L | Accepted | 2020-03-10 | 2020-03-12 | 2021-10-30 | JINKO SOLAR | JKM320M-60HBL | Solar Panels |  | 0.32 | 8 | 301 | 29 |  | Fixed | Roof
NJSTRE1545387905 | NJSRRE1544621619 | Transition Incentive Program | BOONTON | 7005 | 3 | 10.88 | Residential | Yes | Behind the Meter | Net-metered residential rooftop and canopy |  | None | Vivint Solar Developer, LLC | JCP&L | Accepted | 2020-03-10 | 2020-03-12 | 2021-10-30 | JINKO SOLAR | JKM320M-60HBL | Solar Panels |  | 0.32 | 13 | 121 | 29 |  | Fixed | Roof
NJSTRE1545387905 | NJSRRE1544621619 | Transition Incentive Program | BOONTON | 7005 | 3 | 10.88 | Residential | Yes | Behind the Meter | Net-metered residential rooftop and canopy |  | None | Vivint Solar Developer, LLC | JCP&L | Accepted | 2020-03-10 | 2020-03-12 | 2021-10-30 | JINKO SOLAR | JKM320M-60HBL | Solar Panels |  | 0.32 | 13 | 121 | 29 |  | Fixed | Roof
NJSTRE1545387910 | NJSRRE1544760264 | Transition Incentive Program | Paterson City | 7503 | 6 | 9.6 | Residential | Yes | Behind the Meter | Net-metered residential rooftop and canopy |  | None | SunnyMac LLC | PSE&G | Accepted | 2020-03-24 | 2020-03-26 | 2021-10-30 | SunPower | A-Series400 | Solar Panels |  | 0.4 | 15 | 156 | 35 |  | Fixed | Roof
NJSTRE1545387910 | NJSRRE1544760264 | Transition Incentive Program | Paterson City | 7503 | 6 | 9.6 | Residential | Yes | Behind the Meter | Net-metered residential rooftop and canopy |  | None | SunnyMac LLC | PSE&G | Accepted | 2020-03-24 | 2020-03-26 | 2021-10-30 | SunPower, | A-Series400 | Solar Panels |  | 0.4 | 9 | 336 | 35 |  | Fixed | Roof
NJSTRE1545387911 | NJSRRE1544765008 | Transition Incentive Program | colonia | 7067 | 10 | 4.02 | Residential | Yes | Behind the Meter | Net-metered residential rooftop and canopy |  | None | Vision Solar LLC | PSE&G | Accepted | 2020-03-25 | 2020-03-30 | 2021-10-30 | enphase | iq7-60-2-us | Inverters | 0.25 |  | 12 |  |  | 0.96 |  | Other | behind panels
NJSTRE1545387911 | NJSRRE1544765008 | Transition Incentive Program | colonia | 7067 | 10 | 4.02 | Residential | Yes | Behind the Meter | Net-metered residential rooftop and canopy |  | None | Vision Solar LLC | PSE&G | Accepted | 2020-03-25 | 2020-03-30 | 2021-10-30 | lg solar | lg335n1k-v5 | Solar Panels |  | 0.335 | 12 | 269 | 40 |  | Fixed | Roof
NJSTRE1545387914 | NJSRRE1544852668 | Transition Incentive Program | CLIFTON | 7013 | 6 | 5.76 | Residential | Yes | Behind the Meter | Net-metered residential rooftop and canopy |  | None | Vivint Solar Developer, LLC | PSE&G | Accepted | 2020-04-17 | 2020-04-23 | 2021-10-30 | SolarEdge | SE3800H-US | Inverters | 3800 |  | 1 |  |  | 0.992 |  | Outdoor | Near the Utility Meter
NJSTRE1545387914 | NJSRRE1544852668 | Transition Incentive Program | CLIFTON | 7013 | 6 | 5.76 | Residential | Yes | Behind the Meter | Net-metered residential rooftop and canopy |  | None | Vivint Solar Developer, LLC | PSE&G | Accepted | 2020-04-17 | 2020-04-23 | 2021-10-30 | Jinko Solar | JKM320M-60HBL | Solar Panels |  | 0.32 | 18 | 43 | 25 |  | Fixed | Roof
NJSTRE1545387915 | NJSRRE1544758732 | Transition Incentive Program | Burlington City | 8016 | 13 | 9.6 | Residential | Yes | Behind the Meter | Behind the Meter |  | None | Skyline Solar, LLC | PSE&G | Eligible for TI Program | 2020-03-23 | 2020-03-26 | 2021-10-30 | SolarEdge | SE7600H-US | Inverters | 7600 |  | 1 |  |  | 0.99 |  | Outside | within ten feet of meter
NJSTRE1545387915 | NJSRRE1544758732 | Transition Incentive Program | Burlington City | 8016 | 13 | 9.6 | Residential | Yes | Behind the Meter | Behind the Meter |  | None | Skyline Solar, LLC | PSE&G | Eligible for TI Program | 2020-03-23 | 2020-03-26 | 2021-10-30 | Hanwha Q-Cells | Q.PEAK DUO-G5 320 | Solar Panels |  | 0.32 | 30 | 249 | 29 |  | Fixed | Roof
NJSTRE1545387916 | NJSRRE1544705363 | Transition Incentive Program | KEASBEY | 8832 | 11 | 3.52 | Residential | Yes | Behind the Meter | Net-metered residential rooftop and canopy |  | None | Vivint Solar Developer, LLC | PSE&G | Accepted | 2020-03-19 | 2020-03-20 | 2021-10-30 | SolarEdge | SE3800H-US | Inverters | 3800 |  | 1 |  |  | 0.992 |  | Outdoor | Near the utility meter
NJSTRE1545387916 | NJSRRE1544705363 | Transition Incentive Program | KEASBEY | 8832 | 11 | 3.52 | Residential | Yes | Behind the Meter | Net-metered residential rooftop and canopy |  | None | Vivint Solar Developer, LLC | PSE&G | Accepted | 2020-03-19 | 2020-03-20 | 2021-10-30 | Jinko Solar | JKM320M-60HBL | Solar Panels |  | 0.32 | 7 | 188 | 25 |  | Fixed | Roof
NJSTRE1545387916 | NJSRRE1544705363 | Transition Incentive Program | KEASBEY | 8832 | 11 | 3.52 | Residential | Yes | Behind the Meter | Net-metered residential rooftop and canopy |  | None | Vivint Solar Developer, LLC | PSE&G | Accepted | 2020-03-19 | 2020-03-20 | 2021-10-30 | Jinko Solar | JKM320M-60HBL | Solar Panels |  | 0.32 | 4 | 8 | 25 |  | Fixed | Roof
NJSTRE1545387917 | NJSRRE1544728916 | Transition Incentive Program | FRANKLIN PARK | 8823 | 5 | 9.14 | Residential | Yes | Behind the Meter | Net-metered residential rooftop and canopy |  | None | Suntuity Solar LLC | PSE&G | Accepted | 2020-03-20 | 2020-03-24 | 2021-10-30 | Enphase Energy | IQ7-60-2-US | Inverters | 240 |  | 29 |  |  | 0.97 |  | Outdoor | Behind the PV Modules
NJSTRE1545387917 | NJSRRE1544728916 | Transition Incentive Program | FRANKLIN PARK | 8823 | 5 | 9.14 | Residential | Yes | Behind the Meter | Net-metered residential rooftop and canopy |  | None | Suntuity Solar LLC | PSE&G | Accepted | 2020-03-20 | 2020-03-24 | 2021-10-30 | Hanwha Solar | Q-Cells 315 Mono | Solar Panels |  | 0.315 | 16 | 25 | 35 |  | Fixed | Roof
NJSTRE1545387917 | NJSRRE1544728916 | Transition Incentive Program | FRANKLIN PARK | 8823 | 5 | 9.14 | Residential | Yes | Behind the Meter | Net-metered residential rooftop and canopy |  | None | Suntuity Solar LLC | PSE&G | Accepted | 2020-03-20 | 2020-03-24 | 2021-10-30 | Hanwha Solar | Q-Cells 315 Mono | Solar Panels |  | 0.315 | 4 | 205 | 35 |  | Fixed | Roof
NJSTRE1545387917 | NJSRRE1544728916 | Transition Incentive Program | FRANKLIN PARK | 8823 | 5 | 9.14 | Residential | Yes | Behind the Meter | Net-metered residential rooftop and canopy |  | None | Suntuity Solar LLC | PSE&G | Accepted | 2020-03-20 | 2020-03-24 | 2021-10-30 | Hanwha Solar | Q-Cells 315 Mono | Solar Panels |  | 0.315 | 9 | 205 | 35 |  | Fixed | Roof
NJSTRE1545387921 | NJSRRE1544566552 | Transition Incentive Program | Pennsauken | 8110 | 14 | 13.12 | Residential | Yes | Behind the Meter | Net-metered residential rooftop and canopy |  | None | Vivint Solar Developer, LLC | PSE&G | Accepted | 2020-03-04 | 2020-03-05 | 2021-10-30 | SolarEdge | SE10000H-US | Inverters | 10000 |  | 1 |  |  | 0.992 |  | Outdoor | Near the utility meter
NJSTRE1545387921 | NJSRRE1544566552 | Transition Incentive Program | Pennsauken | 8110 | 14 | 13.12 | Residential | Yes | Behind the Meter | Net-metered residential rooftop and canopy |  | None | Vivint Solar Developer, LLC | PSE&G | Accepted | 2020-03-04 | 2020-03-05 | 2021-10-30 | Jinko Solar | JKM320M-60HBL | Solar Panels |  | 0.32 | 19 | 58 | 42 |  | Fixed | Roof
NJSTRE1545387921 | NJSRRE1544566552 | Transition Incentive Program | Pennsauken | 8110 | 14 | 13.12 | Residential | Yes | Behind the Meter | Net-metered residential rooftop and canopy |  | None | Vivint Solar Developer, LLC | PSE&G | Accepted | 2020-03-04 | 2020-03-05 | 2021-10-30 | Jinko Solar | JKM320M-60HBL | Solar Panels |  | 0.32 | 22 | 238 | 42 |  | Fixed | Roof
NJSTRE1545387924 | NJSRRE1544777562 | Transition Incentive Program | Monroe Township | 8094 | 15 | 12.8 | Residential | No | Behind the Meter | Net-metered residential ground mount |  | None | Green Power Energy | AC Electric | Accepted | 2020-04-01 | 2020-04-09 | 2021-10-30 | SolarEdge | SE10000H-US | Inverters | 10000 |  | 1 |  |  | 0.97 |  | Outside | next to meter
NJSTRE1545387924 | NJSRRE1544777562 | Transition Incentive Program | Monroe Township | 8094 | 15 | 12.8 | Residential | No | Behind the Meter | Net-metered residential ground mount |  | None | Green Power Energy | AC Electric | Accepted | 2020-04-01 | 2020-04-09 | 2021-10-30 | Hanwha | Q.PEAK DUO L-G7.2 400 | Solar Panels |  | 0.4 | 32 | 180 | 20 |  | Fixed | Ground
NJSTRE1545387925 | NJSRRE1544820541 | Transition Incentive Program | LAWRENCE TOWNSHIP | 8648 | 12 | 4.16 | Residential | Yes | Behind the Meter | Net-metered residential rooftop and canopy |  | None | Vivint Solar Developer, LLC | PSE&G | Accepted | 2020-04-10 | 2020-04-20 | 2021-10-30 | Solar Edge | SE3800H-US | Inverters | 3800 |  | 1 |  |  | 0.992 |  | Outdoor | Near the Utility Meter
NJSTRE1545387925 | NJSRRE1544820541 | Transition Incentive Program | LAWRENCE TOWNSHIP | 8648 | 12 | 4.16 | Residential | Yes | Behind the Meter | Net-metered residential rooftop and canopy |  | None | Vivint Solar Developer, LLC | PSE&G | Accepted | 2020-04-10 | 2020-04-20 | 2021-10-30 | JINKO SOLAR | JKM320M-60HBL | Solar Panels |  | 0.32 | 7 | 327 | 22 |  | Fixed | Roof
NJSTRE1545387925 | NJSRRE1544820541 | Transition Incentive Program | LAWRENCE TOWNSHIP | 8648 | 12 | 4.16 | Residential | Yes | Behind the Meter | Net-metered residential rooftop and canopy |  | None | Vivint Solar Developer, LLC | PSE&G | Accepted | 2020-04-10 | 2020-04-20 | 2021-10-30 | JINKO SOLAR | JKM320M-60HBL | Solar Panels |  | 0.32 | 6 | 237 | 22 |  | Fixed | Roof
NJSTRE1545387927 | NJSRRE1544737095 | Transition Incentive Program | Ocean | 7712 | 17 | 11.34 | Residential | Yes | Behind the Meter | Net-metered residential rooftop and canopy |  | None | Tesla Energy Operations Inc. | JCP&L | Accepted | 2020-03-20 | 2020-03-25 | 2021-10-30 | SolarEdge Technologies Ltd | SE10000H-US [240V] | Inverters | 10000 |  | 1 |  |  | 0.98 |  | Outdoor | Outdoor
NJSTRE1545387927 | NJSRRE1544737095 | Transition Incentive Program | Ocean | 7712 | 17 | 11.34 | Residential | Yes | Behind the Meter | Net-metered residential rooftop and canopy |  | None | Tesla Energy Operations Inc. | JCP&L | Accepted | 2020-03-20 | 2020-03-25 | 2021-10-30 | Hanwha Q CELLS | Q.PEAK DUO BLK-G5/SC315 | Solar Panels |  | 0.315 | 2 | 286 | 37 |  | Fixed | Roof
NJSTRE1545387927 | NJSRRE1544737095 | Transition Incentive Program | Ocean | 7712 | 17 | 11.34 | Residential | Yes | Behind the Meter | Net-metered residential rooftop and canopy |  | None | Tesla Energy Operations Inc. | JCP&L | Accepted | 2020-03-20 | 2020-03-25 | 2021-10-30 | Hanwha Q CELLS | Q.PEAK DUO BLK-G5/SC315 | Solar Panels |  | 0.315 | 2 | 106 | 37 |  | Fixed | Roof
NJSTRE1545387927 | NJSRRE1544737095 | Transition Incentive Program | Ocean | 7712 | 17 | 11.34 | Residential | Yes | Behind the Meter | Net-metered residential rooftop and canopy |  | None | Tesla Energy Operations Inc. | JCP&L | Accepted | 2020-03-20 | 2020-03-25 | 2021-10-30 | Hanwha Q CELLS | Q.PEAK DUO BLK-G5/SC315 | Solar Panels |  | 0.315 | 5 | 196 | 37 |  | Fixed | Roof
NJSTRE1545387927 | NJSRRE1544737095 | Transition Incentive Program | Ocean | 7712 | 17 | 11.34 | Residential | Yes | Behind the Meter | Net-metered residential rooftop and canopy |  | None | Tesla Energy Operations Inc. | JCP&L | Accepted | 2020-03-20 | 2020-03-25 | 2021-10-30 | Hanwha Q CELLS | Q.PEAK DUO BLK-G5/SC315 | Solar Panels |  | 0.315 | 2 | 106 | 37 |  | Fixed | Roof
NJSTRE1545387927 | NJSRRE1544737095 | Transition Incentive Program | Ocean | 7712 | 17 | 11.34 | Residential | Yes | Behind the Meter | Net-metered residential rooftop and canopy |  | None | Tesla Energy Operations Inc. | JCP&L | Accepted | 2020-03-20 | 2020-03-25 | 2021-10-30 | Hanwha Q CELLS | Q.PEAK DUO BLK-G5/SC315 | Solar Panels |  | 0.315 | 13 | 196 | 36 |  | Fixed | Roof
NJSTRE1545387927 | NJSRRE1544737095 | Transition Incentive Program | Ocean | 7712 | 17 | 11.34 | Residential | Yes | Behind the Meter | Net-metered residential rooftop and canopy |  | None | Tesla Energy Operations Inc. | JCP&L | Accepted | 2020-03-20 | 2020-03-25 | 2021-10-30 | Hanwha Q CELLS | Q.PEAK DUO BLK-G5/SC315 | Solar Panels |  | 0.315 | 12 | 106 | 37 |  | Fixed | Roof
NJSTRE1545387928 | NJSRRE1544623685 | Transition Incentive Program | EDISON | 8820 | 11 | 12.48 | Residential | Yes | Behind the Meter | Net-metered residential rooftop and canopy |  | None | Vivint Solar Developer, LLC | PSE&G | Accepted | 2020-03-10 | 2020-03-13 | 2021-10-30 | SolarEdge | SE10000H-US | Inverters | 10000 |  | 1 |  |  | 0.992 |  | Outdoor | Near the utility meter
NJSTRE1545387928 | NJSRRE1544623685 | Transition Incentive Program | EDISON | 8820 | 11 | 12.48 | Residential | Yes | Behind the Meter | Net-metered residential rooftop and canopy |  | None | Vivint Solar Developer, LLC | PSE&G | Accepted | 2020-03-10 | 2020-03-13 | 2021-10-30 | Jinko Solar | JKM320M-60HBL | Solar Panels |  | 0.32 | 24 | 176 | 23 |  | Fixed | Roof
NJSTRE1545387928 | NJSRRE1544623685 | Transition Incentive Program | EDISON | 8820 | 11 | 12.48 | Residential | Yes | Behind the Meter | Net-metered residential rooftop and canopy |  | None | Vivint Solar Developer, LLC | PSE&G | Accepted | 2020-03-10 | 2020-03-13 | 2021-10-30 | Jinko Solar | JKM320M-60HBL | Solar Panels |  | 0.32 | 15 | 356 | 23 |  | Fixed | Roof
NJSTRE1545387929 | NJSRRE1544760168 | Transition Incentive Program | West Winsor | 8550 | 12 | 4.48 | Residential | No | Behind the Meter | Net-metered residential rooftop and canopy |  | None | US Clean Energy Construction Inc. | PSE&G | Accepted |  | 2020-03-26 | 2021-10-30 | Vision Metering | Cat. 2E2A1P | Meters |  |  | 1 |  |  |  | Yes | Indoor
NJSTRE1545387929 | NJSRRE1544760168 | Transition Incentive Program | West Winsor | 8550 | 12 | 4.48 | Residential | No | Behind the Meter | Net-metered residential rooftop and canopy |  | None | US Clean Energy Construction Inc. | PSE&G | Accepted |  | 2020-03-26 | 2021-10-30 | Solar Edge | SE6000H-US | Inverters | 6000 |  | 1 |  |  | 0.97 |  | Indoor | basement
NJSTRE1545387929 | NJSRRE1544760168 | Transition Incentive Program | West Winsor | 8550 | 12 | 4.48 | Residential | No | Behind the Meter | Net-metered residential rooftop and canopy |  | None | US Clean Energy Construction Inc. | PSE&G | Accepted |  | 2020-03-26 | 2021-10-30 | Trina | Trina320 | Solar Panels |  | 0.32 | 6 | 94 | 15 |  | Fixed | Roof | roof
NJSTRE1545387929 | NJSRRE1544760168 | Transition Incentive Program | West Winsor | 8550 | 12 | 4.48 | Residential | No | Behind the Meter | Net-metered residential rooftop and canopy |  | None | US Clean Energy Construction Inc. | PSE&G | Accepted |  | 2020-03-26 | 2021-10-30 | Trina | Trina320 | Solar Panels |  | 0.32 | 7 | 184 | 20 |  | Fixed | Roof
NJSTRE1545387929 | NJSRRE1544760168 | Transition Incentive Program | West Winsor | 8550 | 12 | 4.48 | Residential | No | Behind the Meter | Net-metered residential rooftop and canopy |  | None | US Clean Energy Construction Inc. | PSE&G | Accepted |  | 2020-03-26 | 2021-10-30 | Trina | Trina320 | Solar Panels |  | 0.32 | 1 | 274 | 20 |  | Fixed | Roof
NJSTRE1545387930 | NJSRRE1544773674 | Transition Incentive Program | Denville | 7834 | 3 | 8.06 | Residential | Yes | Behind the Meter | Behind the Meter |  | None | Sunrun Installation Services, Inc. | JCP&L | Eligible for TI Program | 2020-03-30 | 2020-04-09 | 2021-10-30 | Enphase Energy | IQ7-60-x-US (240V) | Inverters | 240 |  | 26 |  |  | 0.96 |  | Outdoor | Rooftop
NJSTRE1545387930 | NJSRRE1544773674 | Transition Incentive Program | Denville | 7834 | 3 | 8.06 | Residential | Yes | Behind the Meter | Behind the Meter |  | None | Sunrun Installation Services, Inc. | JCP&L | Eligible for TI Program | 2020-03-30 | 2020-04-09 | 2021-10-30 | REC Solar | REC310TP2M | Solar Panels |  | 0.31 | 26 | 180 | 30 |  | Fixed | Roof
NJSTRE1545387934 | NJSRRE1544816590 | Transition Incentive Program | Mckee City | 8234 | 19 | 19.62 | Residential | Yes | Behind the Meter | Net-metered residential rooftop and canopy |  | None | SunnyMac LLC | AC Electric | Accepted | 2020-04-08 | 2020-04-15 | 2021-10-30 | Enphase | IQ7XS-96-ACM-US | Inverters | 0.315 |  | 60 |  |  | 0.99 |  | Outdoor | roof
NJSTRE1545387934 | NJSRRE1544816590 | Transition Incentive Program | Mckee City | 8234 | 19 | 19.62 | Residential | Yes | Behind the Meter | Net-metered residential rooftop and canopy |  | None | SunnyMac LLC | AC Electric | Accepted | 2020-04-08 | 2020-04-15 | 2021-10-30 | SunPower | SPR-E20-327 | Solar Panels |  | 0.327 | 6 | 130 | 14 |  | Fixed | Roof
NJSTRE1545387934 | NJSRRE1544816590 | Transition Incentive Program | Mckee City | 8234 | 19 | 19.62 | Residential | Yes | Behind the Meter | Net-metered residential rooftop and canopy |  | None | SunnyMac LLC | AC Electric | Accepted | 2020-04-08 | 2020-04-15 | 2021-10-30 | SunPower | SPR-E20-327 | Solar Panels |  | 0.327 | 22 | 130 | 30 |  | Fixed | Roof
NJSTRE1545387934 | NJSRRE1544816590 | Transition Incentive Program | Mckee City | 8234 | 19 | 19.62 | Residential | Yes | Behind the Meter | Net-metered residential rooftop and canopy |  | None | SunnyMac LLC | AC Electric | Accepted | 2020-04-08 | 2020-04-15 | 2021-10-30 | SunPower | SPR-E20-327 | Solar Panels |  | 0.327 | 13 | 210 | 3 |  | Fixed | Roof
NJSTRE1545387934 | NJSRRE1544816590 | Transition Incentive Program | Mckee City | 8234 | 19 | 19.62 | Residential | Yes | Behind the Meter | Net-metered residential rooftop and canopy |  | None | SunnyMac LLC | AC Electric | Accepted | 2020-04-08 | 2020-04-15 | 2021-10-30 | SunPower | SPR-E20-327 | Solar Panels |  | 0.327 | 19 | 210 | 27 |  | Fixed | Roof
NJSTRE1545387935 | NJSRRE1544561742 | Transition Incentive Program | WILLINGBORO TWP | 8046 | 13 | 7.56 | Residential | Yes | Behind the Meter | Behind the Meter |  | None | Tesla Energy Operations Inc. | PSE&G | Eligible for TI Program | 2020-03-02 | 2020-03-05 | 2021-10-30 | Tesla | AC POWERWALL 2.0 | Electric Storage Battery |  |  | 1 |  |  |  | Lithium Ion |  | Inside
NJSTRE1545387935 | NJSRRE1544561742 | Transition Incentive Program | WILLINGBORO TWP | 8046 | 13 | 7.56 | Residential | Yes | Behind the Meter | Behind the Meter |  | None | Tesla Energy Operations Inc. | PSE&G | Eligible for TI Program | 2020-03-02 | 2020-03-05 | 2021-10-30 | olarEdge Technologies Ltd. | SE7600H-US [240V] | Inverters | 7600 |  | 1 |  |  | 0.99 |  | Indoor | Indoor
NJSTRE1545387935 | NJSRRE1544561742 | Transition Incentive Program | WILLINGBORO TWP | 8046 | 13 | 7.56 | Residential | Yes | Behind the Meter | Behind the Meter |  | None | Tesla Energy Operations Inc. | PSE&G | Eligible for TI Program | 2020-03-02 | 2020-03-05 | 2021-10-30 | Hanwha Q CELLS | Q.PEAK DUO BLK-G5/SC315 | Solar Panels |  | 0.315 | 8 | 70 | 18 |  | Fixed | Roof
NJSTRE1545387935 | NJSRRE1544561742 | Transition Incentive Program | WILLINGBORO TWP | 8046 | 13 | 7.56 | Residential | Yes | Behind the Meter | Behind the Meter |  | None | Tesla Energy Operations Inc. | PSE&G | Eligible for TI Program | 2020-03-02 | 2020-03-05 | 2021-10-30 | Hanwha Q CELLS | Q.PEAK DUO BLK-G5/SC315 | Solar Panels |  | 0.315 | 16 | 250 | 18 |  | Fixed | Roof
NJSTRE1545387936 | NJSRRE1544565293 | Transition Incentive Program | Riverside | 8075 | 13 | 7.75 | Residential | Yes | Behind the Meter | Behind the Meter |  | None | Sunrun Installation Services, Inc. | PSE&G | Eligible for TI Program | 2020-03-02 | 2020-03-05 | 2021-10-30 | Enphase Energy | IQ7-60-x-US (240V) | Inverters | 240 |  | 25 |  |  | 0.96 |  | Outdoor | Rooftop
NJSTRE1545387936 | NJSRRE1544565293 | Transition Incentive Program | Riverside | 8075 | 13 | 7.75 | Residential | Yes | Behind the Meter | Behind the Meter |  | None | Sunrun Installation Services, Inc. | PSE&G | Eligible for TI Program | 2020-03-02 | 2020-03-05 | 2021-10-30 | REC Solar | REC310TP2M | Solar Panels |  | 0.31 | 25 | 226 | 35 |  | Fixed | Roof
NJSTRE1545387941 | NJSRRE1544813255 | Transition Incentive Program | Spring Lake | 7762 | 17 | 7.75 | Residential | No | Behind the Meter | Behind the Meter |  | None | Sunrun Installation Services, Inc. | JCP&L | Eligible for TI Program | 2020-04-08 | 2020-04-15 | 2021-10-30 | Enphase Energy | IQ7-60-x-US (240V) | Inverters | 240 |  | 25 |  |  | 0.96 |  | Outdoor | Rooftop
NJSTRE1545387941 | NJSRRE1544813255 | Transition Incentive Program | Spring Lake | 7762 | 17 | 7.75 | Residential | No | Behind the Meter | Behind the Meter |  | None | Sunrun Installation Services, Inc. | JCP&L | Eligible for TI Program | 2020-04-08 | 2020-04-15 | 2021-10-30 | REC Solar | REC310TP2M | Solar Panels |  | 0.31 | 7 | 162 | 45 |  | Fixed | Roof
NJSTRE1545387941 | NJSRRE1544813255 | Transition Incentive Program | Spring Lake | 7762 | 17 | 7.75 | Residential | No | Behind the Meter | Behind the Meter |  | None | Sunrun Installation Services, Inc. | JCP&L | Eligible for TI Program | 2020-04-08 | 2020-04-15 | 2021-10-30 | REC Solar | REC310TP2M | Solar Panels |  | 0.31 | 4 | 252 | 44 |  | Fixed | Roof
NJSTRE1545387941 | NJSRRE1544813255 | Transition Incentive Program | Spring Lake | 7762 | 17 | 7.75 | Residential | No | Behind the Meter | Behind the Meter |  | None | Sunrun Installation Services, Inc. | JCP&L | Eligible for TI Program | 2020-04-08 | 2020-04-15 | 2021-10-30 | REC Solar | REC310TP2M | Solar Panels |  | 0.31 | 1 | 72 | 30 |  | Fixed | Roof
NJSTRE1545387941 | NJSRRE1544813255 | Transition Incentive Program | Spring Lake | 7762 | 17 | 7.75 | Residential | No | Behind the Meter | Behind the Meter |  | None | Sunrun Installation Services, Inc. | JCP&L | Eligible for TI Program | 2020-04-08 | 2020-04-15 | 2021-10-30 | REC Solar | REC310TP2M | Solar Panels |  | 0.31 | 11 | 252 | 32 |  | Fixed | Roof
NJSTRE1545387941 | NJSRRE1544813255 | Transition Incentive Program | Spring Lake | 7762 | 17 | 7.75 | Residential | No | Behind the Meter | Behind the Meter |  | None | Sunrun Installation Services, Inc. | JCP&L | Eligible for TI Program | 2020-04-08 | 2020-04-15 | 2021-10-30 | REC Solar | REC310TP2M | Solar Panels |  | 0.31 | 2 | 162 | 18 |  | Fixed | Roof
NJSTRE1545387942 | NJSRRE1544582528 | Transition Incentive Program | Prospect Park | 7508 | 6 | 5.89 | Residential | Yes | Behind the Meter | Behind the Meter |  | None | Sunrun Installation Services, Inc. | PSE&G | Eligible for TI Program | 2020-03-03 | 2020-03-06 | 2021-10-30 | Enphase Energy | IQ7-60-x-US (240V) | Inverters | 240 |  | 19 |  |  | 0.96 |  | Outdoor | Rooftop
NJSTRE1545387942 | NJSRRE1544582528 | Transition Incentive Program | Prospect Park | 7508 | 6 | 5.89 | Residential | Yes | Behind the Meter | Behind the Meter |  | None | Sunrun Installation Services, Inc. | PSE&G | Eligible for TI Program | 2020-03-03 | 2020-03-06 | 2021-10-30 | REC Solar | REC310TP2M | Solar Panels |  | 0.31 | 9 | 135 | 34 |  | Fixed | Roof
NJSTRE1545387942 | NJSRRE1544582528 | Transition Incentive Program | Prospect Park | 7508 | 6 | 5.89 | Residential | Yes | Behind the Meter | Behind the Meter |  | None | Sunrun Installation Services, Inc. | PSE&G | Eligible for TI Program | 2020-03-03 | 2020-03-06 | 2021-10-30 | REC Solar | REC310TP2M | Solar Panels |  | 0.31 | 10 | 315 | 34 |  | Fixed | Roof
NJSTRE1545387944 | NJSRRE1544817670 | Transition Incentive Program | Plainfield | 7062 | 10 | 13.07 | Residential | Yes | Behind the Meter | Net-metered residential rooftop and canopy |  | None | Pro Custom Solar dba Momentum Solar | PSE&G | Accepted | 2020-04-09 | 2020-04-15 | 2021-10-30 | Enphase Energy | IQ7-60-2-US | Inverters | 250 |  | 39 |  |  | 0.97 |  | Outdoor | roof
NJSTRE1545387944 | NJSRRE1544817670 | Transition Incentive Program | Plainfield | 7062 | 10 | 13.07 | Residential | Yes | Behind the Meter | Net-metered residential rooftop and canopy |  | None | Pro Custom Solar dba Momentum Solar | PSE&G | Accepted | 2020-04-09 | 2020-04-15 | 2021-10-30 | Hanwha | Q.Peak DUO BLK-G6+ 335 | Solar Panels |  | 0.335 | 6 | 217 | 34 |  | Fixed | Roof
NJSTRE1545387944 | NJSRRE1544817670 | Transition Incentive Program | Plainfield | 7062 | 10 | 13.07 | Residential | Yes | Behind the Meter | Net-metered residential rooftop and canopy |  | None | Pro Custom Solar dba Momentum Solar | PSE&G | Accepted | 2020-04-09 | 2020-04-15 | 2021-10-30 | Hanwha | Q.Peak DUO BLK-G6+ 335 | Solar Panels |  | 0.335 | 15 | 37 | 34 |  | Fixed | Roof
NJSTRE1545387944 | NJSRRE1544817670 | Transition Incentive Program | Plainfield | 7062 | 10 | 13.07 | Residential | Yes | Behind the Meter | Net-metered residential rooftop and canopy |  | None | Pro Custom Solar dba Momentum Solar | PSE&G | Accepted | 2020-04-09 | 2020-04-15 | 2021-10-30 | Hanwha | Q.Peak DUO BLK-G6+ 335 | Solar Panels |  | 0.335 | 9 | 128 | 23 |  | Fixed | Roof
NJSTRE1545387944 | NJSRRE1544817670 | Transition Incentive Program | Plainfield | 7062 | 10 | 13.07 | Residential | Yes | Behind the Meter | Net-metered residential rooftop and canopy |  | None | Pro Custom Solar dba Momentum Solar | PSE&G | Accepted | 2020-04-09 | 2020-04-15 | 2021-10-30 | Hanwha | Q.Peak DUO BLK-G6+ 335 | Solar Panels |  | 0.335 | 9 | 308 | 23 |  | Fixed | Roof
NJSTRE1545387946 | NJSRRE1544802567 | Transition Incentive Program | Cinnaminson | 8077 | 13 | 12.4 | Residential | No | Behind the Meter | Net-metered residential ground mount |  | None | 1st Light Energy Inc | PSE&G | Accepted | 2020-04-06 | 2020-04-10 | 2021-10-30 | SMA | SB 5.0-1SP-US-41 | Inverters | 5000 |  | 2 |  |  | 0.98 |  | Outdoor | Next TO Meter
NJSTRE1545387946 | NJSRRE1544802567 | Transition Incentive Program | Cinnaminson | 8077 | 13 | 12.4 | Residential | No | Behind the Meter | Net-metered residential ground mount |  | None | 1st Light Energy Inc | PSE&G | Accepted | 2020-04-06 | 2020-04-10 | 2021-10-30 | Longi | LR6-60HPB-310M | Solar Panels |  | 0.31 | 40 | 180 | 18 |  | Fixed | Roof
NJSTRE1545387948 | NJSRRE1544846385 | Transition Incentive Program | Hammonton | 8037 | 19 | 10.88 | Residential | Yes | Behind the Meter | Net-metered residential rooftop and canopy |  | None | All Season Solar | AC Electric | Accepted | 2020-04-15 | 2020-04-22 | 2021-10-30 | Enphase | IQ7 | Inverters | 240 |  | 34 |  |  | 0.97 |  | Outdoor | under module
NJSTRE1545387948 | NJSRRE1544846385 | Transition Incentive Program | Hammonton | 8037 | 19 | 10.88 | Residential | Yes | Behind the Meter | Net-metered residential rooftop and canopy |  | None | All Season Solar | AC Electric | Accepted | 2020-04-15 | 2020-04-22 | 2021-10-30 | Trina | TSMDD06M.05II | Solar Panels |  | 0.32 | 34 | 133 | 26 |  | Fixed | Roof
NJSTRE1545387949 | NJSRRE1544709068 | Transition Incentive Program | Swedesboro | 8085 | 15 | 12.16 | Residential | No | Behind the Meter | Behind the Meter |  | None | Sun Up Zero Down | AC Electric | Eligible for TI Program | 2020-03-17 | 2020-03-20 | 2021-10-30 | Solaredge | SE10000H-US | Inverters | 10000 |  | 1 |  |  | 0.975 |  | Outdoor | outside wall
NJSTRE1545387949 | NJSRRE1544709068 | Transition Incentive Program | Swedesboro | 8085 | 15 | 12.16 | Residential | No | Behind the Meter | Behind the Meter |  | None | Sun Up Zero Down | AC Electric | Eligible for TI Program | 2020-03-17 | 2020-03-20 | 2021-10-30 | Trina | TSM-320 DD05H.05 (II) | Solar Panels |  | 0.32 | 27 | 120 | 23 |  | Fixed | Roof
NJSTRE1545387949 | NJSRRE1544709068 | Transition Incentive Program | Swedesboro | 8085 | 15 | 12.16 | Residential | No | Behind the Meter | Behind the Meter |  | None | Sun Up Zero Down | AC Electric | Eligible for TI Program | 2020-03-17 | 2020-03-20 | 2021-10-30 | Trina | TSM-320 DD05H.05 (II) | Solar Panels |  | 0.32 | 11 | 120 | 23 |  | Fixed | Roof
NJSTRE1545387950 | NJSRRE1544551273 | Transition Incentive Program | Wildwood | 8260 | 21 | 5.36 | Residential | Yes | Behind the Meter | Net-metered residential rooftop and canopy |  | None | Vision Solar LLC | AC Electric | Accepted | 2020-02-28 | 2020-03-04 | 2021-10-30 | enphase | iq7-60-2-us | Inverters | 0.25 |  | 16 |  |  | 0.96 |  | Other | behind panels
NJSTRE1545387950 | NJSRRE1544551273 | Transition Incentive Program | Wildwood | 8260 | 21 | 5.36 | Residential | Yes | Behind the Meter | Net-metered residential rooftop and canopy |  | None | Vision Solar LLC | AC Electric | Accepted | 2020-02-28 | 2020-03-04 | 2021-10-30 | lg solar | lg335n1k-v5 | Solar Panels |  | 0.335 | 7 | 137 | 10 |  | Fixed | Roof
NJSTRE1545387950 | NJSRRE1544551273 | Transition Incentive Program | Wildwood | 8260 | 21 | 5.36 | Residential | Yes | Behind the Meter | Net-metered residential rooftop and canopy |  | None | Vision Solar LLC | AC Electric | Accepted | 2020-02-28 | 2020-03-04 | 2021-10-30 | lg solar | lg335n1k-v5 | Solar Panels |  | 0.335 | 3 | 317 | 10 |  | Fixed | Roof
NJSTRE1545387950 | NJSRRE1544551273 | Transition Incentive Program | Wildwood | 8260 | 21 | 5.36 | Residential | Yes | Behind the Meter | Net-metered residential rooftop and canopy |  | None | Vision Solar LLC | AC Electric | Accepted | 2020-02-28 | 2020-03-04 | 2021-10-30 | LG SOLAR | lg335n1k-v5 | Solar Panels |  | 0.335 | 6 | 137 | 28 |  | Fixed | Roof
NJSTRE1545387951 | NJSRRE1544562124 | Transition Incentive Program | Lawrence TWP | 8648 | 12 | 4.96 | Residential | No | Behind the Meter | Net-metered residential rooftop and canopy |  | None | 1st Light Energy Inc | PSE&G | Accepted | 2020-03-02 | 2020-03-05 | 2021-10-30 | SMA | SB 3.8-1SP-US-41 (240V) | Inverters | 3800 |  | 1 |  |  | 0.97 |  | Outside | within 10 feet from meter
NJSTRE1545387951 | NJSRRE1544562124 | Transition Incentive Program | Lawrence TWP | 8648 | 12 | 4.96 | Residential | No | Behind the Meter | Net-metered residential rooftop and canopy |  | None | 1st Light Energy Inc | PSE&G | Accepted | 2020-03-02 | 2020-03-05 | 2021-10-30 | Longi | LR6-60HPB-310M | Solar Panels |  | 0.31 | 16 | 186 | 34 |  | Fixed | Roof
NJSTRE1545387952 | NJSRRE1544767248 | Transition Incentive Program | Morris Plains | 7950 | 3 | 4.48 | Residential | Yes | Behind the Meter | Net-metered residential rooftop and canopy |  | None | Vivint Solar Developer, LLC | JCP&L | Accepted | 2020-03-26 | 2020-03-31 | 2021-10-30 | SolarEdge | SE3800H-US | Inverters | 3800 |  | 1 |  |  | 0.992 |  | Outdoor | Near the Utility Meter
NJSTRE1545387952 | NJSRRE1544767248 | Transition Incentive Program | Morris Plains | 7950 | 3 | 4.48 | Residential | Yes | Behind the Meter | Net-metered residential rooftop and canopy |  | None | Vivint Solar Developer, LLC | JCP&L | Accepted | 2020-03-26 | 2020-03-31 | 2021-10-30 | Jinko Solar | JKM320M-60HBL | Solar Panels |  | 0.32 | 14 | 141 | 37 |  | Fixed | Roof
NJSTRE1545387953 | NJSRRE1544816436 | Transition Incentive Program | WOODBRIDGE | 7095 | 11 | 7.04 | Residential | Yes | Behind the Meter | Net-metered residential rooftop and canopy |  | None | Vivint Solar Developer, LLC | PSE&G | Accepted | 2020-04-08 | 2020-04-15 | 2021-10-30 | SOLAREDGE | SE7600H-US | Inverters | 7600 |  | 1 |  |  | 0.992 |  | Outdoor | Near the Utility Meter
NJSTRE1545387953 | NJSRRE1544816436 | Transition Incentive Program | WOODBRIDGE | 7095 | 11 | 7.04 | Residential | Yes | Behind the Meter | Net-metered residential rooftop and canopy |  | None | Vivint Solar Developer, LLC | PSE&G | Accepted | 2020-04-08 | 2020-04-15 | 2021-10-30 | JINKO SOLAR | JKM320M-60HBL | Solar Panels |  | 0.32 | 22 | 106 | 14 |  | Fixed | Roof
NJSTRE1545387954 | NJSRRE1544621031 | Transition Incentive Program | Waterford Works | 8089 | 14 | 12.06 | Residential | Yes | Behind the Meter | Net-metered residential rooftop and canopy |  | None | Vision Solar LLC | AC Electric | Accepted | 2020-03-09 | 2020-03-11 | 2021-10-30 | enphase | iq7-60-2-us | Inverters | 0.25 |  | 36 |  |  | 0.96 |  | Other | behind panels
NJSTRE1545387954 | NJSRRE1544621031 | Transition Incentive Program | Waterford Works | 8089 | 14 | 12.06 | Residential | Yes | Behind the Meter | Net-metered residential rooftop and canopy |  | None | Vision Solar LLC | AC Electric | Accepted | 2020-03-09 | 2020-03-11 | 2021-10-30 | lg solar | lg335n1k-v5 | Solar Panels |  | 0.335 | 4 | 127 | 24 |  | Fixed | Roof
NJSTRE1545387954 | NJSRRE1544621031 | Transition Incentive Program | Waterford Works | 8089 | 14 | 12.06 | Residential | Yes | Behind the Meter | Net-metered residential rooftop and canopy |  | None | Vision Solar LLC | AC Electric | Accepted | 2020-03-09 | 2020-03-11 | 2021-10-30 | lg solar | lg335n1k-v5 | Solar Panels |  | 0.335 | 32 | 127 | 27 |  | Fixed | Roof
NJSTRE1545387959 | NJSRRE1544583423 | Transition Incentive Program | CHERRY HILL | 8002 | 14 | 9.92 | Residential | Yes | Behind the Meter | Net-metered residential rooftop and canopy |  | None | Vivint Solar Developer, LLC | PSE&G | Accepted | 2020-03-04 | 2020-03-06 | 2021-10-30 | Solar Edge | SE3800H-US | Inverters | 3800 |  | 1 |  |  | 0.992 |  | Outdoor | Near the Utility Meter
NJSTRE1545387959 | NJSRRE1544583423 | Transition Incentive Program | CHERRY HILL | 8002 | 14 | 9.92 | Residential | Yes | Behind the Meter | Net-metered residential rooftop and canopy |  | None | Vivint Solar Developer, LLC | PSE&G | Accepted | 2020-03-04 | 2020-03-06 | 2021-10-30 | Solar Edge | SE7600H-US | Inverters | 7600 |  | 1 |  |  | 0.992 |  | Outdoor | Near the Utility Meter
NJSTRE1545387959 | NJSRRE1544583423 | Transition Incentive Program | CHERRY HILL | 8002 | 14 | 9.92 | Residential | Yes | Behind the Meter | Net-metered residential rooftop and canopy |  | None | Vivint Solar Developer, LLC | PSE&G | Accepted | 2020-03-04 | 2020-03-06 | 2021-10-30 | Jinko | JKM320M-60HBL | Solar Panels |  | 0.32 | 14 | 135 | 22 |  | Fixed | Roof
NJSTRE1545387959 | NJSRRE1544583423 | Transition Incentive Program | CHERRY HILL | 8002 | 14 | 9.92 | Residential | Yes | Behind the Meter | Net-metered residential rooftop and canopy |  | None | Vivint Solar Developer, LLC | PSE&G | Accepted | 2020-03-04 | 2020-03-06 | 2021-10-30 | Jinko | JKM320M-60HBL | Solar Panels |  | 0.32 | 12 | 225 | 22 |  | Fixed | Roof
NJSTRE1545387959 | NJSRRE1544583423 | Transition Incentive Program | CHERRY HILL | 8002 | 14 | 9.92 | Residential | Yes | Behind the Meter | Net-metered residential rooftop and canopy |  | None | Vivint Solar Developer, LLC | PSE&G | Accepted | 2020-03-04 | 2020-03-06 | 2021-10-30 | Jinko | JKM320M-60HBL | Solar Panels |  | 0.32 | 5 | 225 | 22 |  | Fixed | Roof
NJSTRE1545387960 | NJSRRE1544695273 | Transition Incentive Program | KENDALL PARK | 8824 | 11 | 14.41 | Residential | No | Behind the Meter | Net-metered residential rooftop and canopy |  | None | Sun 101 LLC | PSE&G | Accepted | 2020-03-15 | 2020-03-18 | 2021-10-30 | ENPHASE | IQ7 | Inverters | 0.27 |  | 43 |  |  | 0.975 |  | Outdoor | UNDER PANELS
NJSTRE1545387960 | NJSRRE1544695273 | Transition Incentive Program | KENDALL PARK | 8824 | 11 | 14.41 | Residential | No | Behind the Meter | Net-metered residential rooftop and canopy |  | None | Sun 101 LLC | PSE&G | Accepted | 2020-03-15 | 2020-03-18 | 2021-10-30 | LG | LG335N1K-A5 | Solar Panels |  | 0.335 | 43 | 134 | 26 |  | Fixed | Roof
NJSTRE1545387963 | NJSRRE1544621511 | Transition Incentive Program | Gloucester | 8012 | 14 | 10.85 | Residential | Yes | Behind the Meter | Behind the Meter |  | None | Sunrun Installation Services, Inc. | PSE&G | Eligible for TI Program | 2020-03-09 | 2020-03-12 | 2021-10-30 | Enphase Energy | IQ7-60-x-US (240V) | Inverters | 240 |  | 35 |  |  | 0.96 |  | Outdoor | Rooftop
NJSTRE1545387963 | NJSRRE1544621511 | Transition Incentive Program | Gloucester | 8012 | 14 | 10.85 | Residential | Yes | Behind the Meter | Behind the Meter |  | None | Sunrun Installation Services, Inc. | PSE&G | Eligible for TI Program | 2020-03-09 | 2020-03-12 | 2021-10-30 | REC Solar | REC310TP2M | Solar Panels |  | 0.31 | 17 | 254 | 30 |  | Fixed | Roof
NJSTRE1545387963 | NJSRRE1544621511 | Transition Incentive Program | Gloucester | 8012 | 14 | 10.85 | Residential | Yes | Behind the Meter | Behind the Meter |  | None | Sunrun Installation Services, Inc. | PSE&G | Eligible for TI Program | 2020-03-09 | 2020-03-12 | 2021-10-30 | REC Solar | REC310TP2M | Solar Panels |  | 0.31 | 18 | 73 | 30 |  | Fixed | Roof
NJSTRE1545387966 | NJSRRE1544613360 | Transition Incentive Program | BAYVILLE | 8721 | 18 | 7.36 | Residential | Yes | Behind the Meter | Net-metered residential rooftop and canopy |  | None | Vivint Solar Developer, LLC | JCP&L | Accepted | 2020-03-06 | 2020-03-11 | 2021-10-30 | SolarEdge | SE7600H-US | Inverters | 7600 |  | 1 |  |  | 0.992 |  | Outdoor | Near the utility meter
NJSTRE1545387966 | NJSRRE1544613360 | Transition Incentive Program | BAYVILLE | 8721 | 18 | 7.36 | Residential | Yes | Behind the Meter | Net-metered residential rooftop and canopy |  | None | Vivint Solar Developer, LLC | JCP&L | Accepted | 2020-03-06 | 2020-03-11 | 2021-10-30 | Jinko Solar | JKM320M-60HBL | Solar Panels |  | 0.32 | 12 | 109 | 23 |  | Fixed | Roof
NJSTRE1545387966 | NJSRRE1544613360 | Transition Incentive Program | BAYVILLE | 8721 | 18 | 7.36 | Residential | Yes | Behind the Meter | Net-metered residential rooftop and canopy |  | None | Vivint Solar Developer, LLC | JCP&L | Accepted | 2020-03-06 | 2020-03-11 | 2021-10-30 | Jinko Solar | JKM320M-60HBL | Solar Panels |  | 0.32 | 5 | 289 | 23 |  | Fixed | Roof
NJSTRE1545387966 | NJSRRE1544613360 | Transition Incentive Program | BAYVILLE | 8721 | 18 | 7.36 | Residential | Yes | Behind the Meter | Net-metered residential rooftop and canopy |  | None | Vivint Solar Developer, LLC | JCP&L | Accepted | 2020-03-06 | 2020-03-11 | 2021-10-30 | Jinko Solar | JKM320M-60HBL | Solar Panels |  | 0.32 | 6 | 109 | 23 |  | Fixed | Roof
NJSTRE1545387967 | NJSRRE1544758860 | Transition Incentive Program | Ridgefield Park Village | 7660 | 7 | 9.38 | Residential | No | Behind the Meter | Net-metered residential rooftop and canopy |  | None | SunnyMac LLC | PSE&G | Accepted | 2020-03-23 | 2020-03-26 | 2021-10-30 | Enphase | IQ7XS-96-ACM-US | Inverters | 0.315 |  | 28 |  |  | 0.99 |  | Outdoor | roof
NJSTRE1545387967 | NJSRRE1544758860 | Transition Incentive Program | Ridgefield Park Village | 7660 | 7 | 9.38 | Residential | No | Behind the Meter | Net-metered residential rooftop and canopy |  | None | SunnyMac LLC | PSE&G | Accepted | 2020-03-23 | 2020-03-26 | 2021-10-30 | SunPower | X21335 | Solar Panels |  | 0.335 | 12 | 197 | 23 |  | Fixed | Roof
NJSTRE1545387967 | NJSRRE1544758860 | Transition Incentive Program | Ridgefield Park Village | 7660 | 7 | 9.38 | Residential | No | Behind the Meter | Net-metered residential rooftop and canopy |  | None | SunnyMac LLC | PSE&G | Accepted | 2020-03-23 | 2020-03-26 | 2021-10-30 | SunPower | X21335 | Solar Panels |  | 0.335 | 2 | 197 | 41 |  | Fixed | Roof
NJSTRE1545387967 | NJSRRE1544758860 | Transition Incentive Program | Ridgefield Park Village | 7660 | 7 | 9.38 | Residential | No | Behind the Meter | Net-metered residential rooftop and canopy |  | None | SunnyMac LLC | PSE&G | Accepted | 2020-03-23 | 2020-03-26 | 2021-10-30 | SunPower | X21335 | Solar Panels |  | 0.335 | 8 | 107 | 34 |  | Fixed | Roof
NJSTRE1545387967 | NJSRRE1544758860 | Transition Incentive Program | Ridgefield Park Village | 7660 | 7 | 9.38 | Residential | No | Behind the Meter | Net-metered residential rooftop and canopy |  | None | SunnyMac LLC | PSE&G | Accepted | 2020-03-23 | 2020-03-26 | 2021-10-30 | SunPower | X21335 | Solar Panels |  | 0.335 | 3 | 197 | 38 |  | Fixed | Roof
NJSTRE1545387967 | NJSRRE1544758860 | Transition Incentive Program | Ridgefield Park Village | 7660 | 7 | 9.38 | Residential | No | Behind the Meter | Net-metered residential rooftop and canopy |  | None | SunnyMac LLC | PSE&G | Accepted | 2020-03-23 | 2020-03-26 | 2021-10-30 | SunPower | X21335 | Solar Panels |  | 0.335 | 3 | 197 | 41 |  | Fixed | Roof
NJSTRE1545387971 | NJSRRE1544761205 | Transition Incentive Program | Rahway | 7065 | 10 | 7.13 | Residential | Yes | Behind the Meter | Behind the Meter |  | None | Sunrun Installation Services, Inc. | PSE&G | Eligible for TI Program | 2020-03-24 | 2020-03-27 | 2021-10-30 | Enphase Energy | IQ7-60-x-US (240V) | Inverters | 240 |  | 23 |  |  | 0.96 |  | Outdoor | Rooftop
NJSTRE1545387971 | NJSRRE1544761205 | Transition Incentive Program | Rahway | 7065 | 10 | 7.13 | Residential | Yes | Behind the Meter | Behind the Meter |  | None | Sunrun Installation Services, Inc. | PSE&G | Eligible for TI Program | 2020-03-24 | 2020-03-27 | 2021-10-30 | REC Solar | REC310TP2M | Solar Panels |  | 0.31 | 6 | 210 | 9 |  | Fixed | Roof
NJSTRE1545387971 | NJSRRE1544761205 | Transition Incentive Program | Rahway | 7065 | 10 | 7.13 | Residential | Yes | Behind the Meter | Behind the Meter |  | None | Sunrun Installation Services, Inc. | PSE&G | Eligible for TI Program | 2020-03-24 | 2020-03-27 | 2021-10-30 | REC Solar | REC310TP2M | Solar Panels |  | 0.31 | 5 | 211 | 14 |  | Fixed | Roof
NJSTRE1545387971 | NJSRRE1544761205 | Transition Incentive Program | Rahway | 7065 | 10 | 7.13 | Residential | Yes | Behind the Meter | Behind the Meter |  | None | Sunrun Installation Services, Inc. | PSE&G | Eligible for TI Program | 2020-03-24 | 2020-03-27 | 2021-10-30 | REC Solar | REC310TP2M | Solar Panels |  | 0.31 | 12 | 32 | 34 |  | Fixed | Roof
NJSTRE1545387972 | NJSRRE1544621481 | Transition Incentive Program | Jackson Township | 8527 | 18 | 8.68 | Residential | Yes | Behind the Meter | Behind the Meter |  | None | Sunrun Installation Services, Inc. | JCP&L | Eligible for TI Program | 2020-03-09 | 2020-03-12 | 2021-10-30 | Enphase Energy | IQ7-60-x-US (240V) | Inverters | 240 |  | 28 |  |  | 0.96 |  | Outdoor | Rooftop
NJSTRE1545387972 | NJSRRE1544621481 | Transition Incentive Program | Jackson Township | 8527 | 18 | 8.68 | Residential | Yes | Behind the Meter | Behind the Meter |  | None | Sunrun Installation Services, Inc. | JCP&L | Eligible for TI Program | 2020-03-09 | 2020-03-12 | 2021-10-30 | REC Solar | REC310TP2M | Solar Panels |  | 0.31 | 16 | 122 | 30 |  | Fixed | Roof
NJSTRE1545387972 | NJSRRE1544621481 | Transition Incentive Program | Jackson Township | 8527 | 18 | 8.68 | Residential | Yes | Behind the Meter | Behind the Meter |  | None | Sunrun Installation Services, Inc. | JCP&L | Eligible for TI Program | 2020-03-09 | 2020-03-12 | 2021-10-30 | REC Solar | REC310TP2M | Solar Panels |  | 0.31 | 12 | 213 | 40 |  | Fixed | Roof
NJSTRE1545387975 | NJSRRE1544905099 | Transition Incentive Program | Franklin Township | 8873 | 5 | 21.56 | Commercial | No | Behind the Meter | Net-metered non-residential rooftop and canopy |  | None | Ameresco | PSE&G | Accepted | 2020-04-30 | 2020-04-30 | 2021-10-30 | SolarEdge | SE14.4KUS | Inverters | 14.4 |  | 1 |  |  | 0.975 |  | Outdoor | N/A
NJSTRE1545387975 | NJSRRE1544905099 | Transition Incentive Program | Franklin Township | 8873 | 5 | 21.56 | Commercial | No | Behind the Meter | Net-metered non-residential rooftop and canopy |  | None | Ameresco | PSE&G | Accepted | 2020-04-30 | 2020-04-30 | 2021-10-30 | JA | JAM72S09 385/PR | Solar Panels |  | 0.385 | 56 | 129/220/309 | 28 |  | Fixed | Roof
NJSTRE1545387976 | NJSRRE1544776005 | Transition Incentive Program | South River | 8882 | 11 | 7.75 | Residential | Yes | Behind the Meter | Net-metered residential rooftop and canopy |  | None | Bright Planet Solar | South River | Accepted | 2020-03-31 | 2020-04-09 | 2021-10-30 | SOLAR EDGE | SE6000H-USRGM | Inverters | 6000 |  | 1 |  |  | 0.98 |  | Outdoor | OUTSIDE
NJSTRE1545387976 | NJSRRE1544776005 | Transition Incentive Program | South River | 8882 | 11 | 7.75 | Residential | Yes | Behind the Meter | Net-metered residential rooftop and canopy |  | None | Bright Planet Solar | South River | Accepted | 2020-03-31 | 2020-04-09 | 2021-10-30 | LONGI | LR-60HPB-310M | Solar Panels |  | 0.31 | 25 | 150 | 22 |  | Fixed | Roof
NJSTRE1545387978 | NJSRRE1544890276 | Transition Incentive Program | LAWRENCE TWP | 8648 | 12 | 9.6 | Residential | Yes | Behind the Meter | Net-metered residential rooftop and canopy |  | None | Vivint Solar Developer, LLC | PSE&G | Accepted | 2020-04-24 | 2020-04-29 | 2021-10-30 | SolarEdge | SE7600H-US | Inverters | 7600 |  | 1 |  |  | 0.992 |  | Outdoor | Near the Utility Meter
NJSTRE1545387978 | NJSRRE1544890276 | Transition Incentive Program | LAWRENCE TWP | 8648 | 12 | 9.6 | Residential | Yes | Behind the Meter | Net-metered residential rooftop and canopy |  | None | Vivint Solar Developer, LLC | PSE&G | Accepted | 2020-04-24 | 2020-04-29 | 2021-10-30 | Jinko Solar | JKM320M-60HBL | Solar Panels |  | 0.32 | 10 | 334 | 32 |  | Fixed | Roof
NJSTRE1545387978 | NJSRRE1544890276 | Transition Incentive Program | LAWRENCE TWP | 8648 | 12 | 9.6 | Residential | Yes | Behind the Meter | Net-metered residential rooftop and canopy |  | None | Vivint Solar Developer, LLC | PSE&G | Accepted | 2020-04-24 | 2020-04-29 | 2021-10-30 | Jinko Solar | JKM320M-60HBL | Solar Panels |  | 0.32 | 20 | 334 | 35 |  | Fixed | Roof
NJSTRE1545387979 | NJSRRE1544598412 | Transition Incentive Program | West Berlin | 8091 | 14 | 16.24 | Residential | No | Behind the Meter | Net-metered residential rooftop and canopy |  | None | Sun 101 LLC | AC Electric | Accepted | 2020-03-04 | 2020-03-10 | 2021-10-30 | Solaredge | RGM | Meters |  |  | 1 |  |  |  | Yes | Outdoor
NJSTRE1545387979 | NJSRRE1544598412 | Transition Incentive Program | West Berlin | 8091 | 14 | 16.24 | Residential | No | Behind the Meter | Net-metered residential rooftop and canopy |  | None | Sun 101 LLC | AC Electric | Accepted | 2020-03-04 | 2020-03-10 | 2021-10-30 | SOLAREDGE | RGM | Meters |  |  | 1 |  |  |  | Yes | Outdoor
NJSTRE1545387979 | NJSRRE1544598412 | Transition Incentive Program | West Berlin | 8091 | 14 | 16.24 | Residential | No | Behind the Meter | Net-metered residential rooftop and canopy |  | None | Sun 101 LLC | AC Electric | Accepted | 2020-03-04 | 2020-03-10 | 2021-10-30 | SOLAREDGE | SE7600HUS | Inverters | 7600 |  | 2 |  |  | 0.99 |  | Outdoor | LEFT METER
NJSTRE1545387979 | NJSRRE1544598412 | Transition Incentive Program | West Berlin | 8091 | 14 | 16.24 | Residential | No | Behind the Meter | Net-metered residential rooftop and canopy |  | None | Sun 101 LLC | AC Electric | Accepted | 2020-03-04 | 2020-03-10 | 2021-10-30 | AXITEC | AC-290M | Solar Panels |  | 0.29 | 42 | 154 | 11 |  | Fixed | Roof
NJSTRE1545387979 | NJSRRE1544598412 | Transition Incentive Program | West Berlin | 8091 | 14 | 16.24 | Residential | No | Behind the Meter | Net-metered residential rooftop and canopy |  | None | Sun 101 LLC | AC Electric | Accepted | 2020-03-04 | 2020-03-10 | 2021-10-30 | AXITEC | AC-290M | Solar Panels |  | 0.29 | 14 | 154 | 26 |  | Fixed | Roof
NJSTRE1545387982 | NJSRRE1544719806 | Transition Incentive Program | Englishtown | 7726 | 17 | 15.87 | Residential | Yes | Behind the Meter | Behind the Meter |  | None | Sunrun Installation Services, Inc. | JCP&L | Eligible for TI Program | 2020-03-18 | 2020-03-23 | 2021-10-30 | Enphase Energy | IQ7PLUS-72-x-US (240V) | Inverters | 290 |  | 46 |  |  | 0.96 |  | Outdoor | Rooftop
NJSTRE1545387982 | NJSRRE1544719806 | Transition Incentive Program | Englishtown | 7726 | 17 | 15.87 | Residential | Yes | Behind the Meter | Behind the Meter |  | None | Sunrun Installation Services, Inc. | JCP&L | Eligible for TI Program | 2020-03-18 | 2020-03-23 | 2021-10-30 | LG Electronics | LG345N1C-V5 | Solar Panels |  | 0.345 | 1 | 89 | 34 |  | Fixed | Roof
NJSTRE1545387982 | NJSRRE1544719806 | Transition Incentive Program | Englishtown | 7726 | 17 | 15.87 | Residential | Yes | Behind the Meter | Behind the Meter |  | None | Sunrun Installation Services, Inc. | JCP&L | Eligible for TI Program | 2020-03-18 | 2020-03-23 | 2021-10-30 | LG Electronics | LG345N1C-V5 | Solar Panels |  | 0.345 | 14 | 269 | 34 |  | Fixed | Roof
NJSTRE1545387982 | NJSRRE1544719806 | Transition Incentive Program | Englishtown | 7726 | 17 | 15.87 | Residential | Yes | Behind the Meter | Behind the Meter |  | None | Sunrun Installation Services, Inc. | JCP&L | Eligible for TI Program | 2020-03-18 | 2020-03-23 | 2021-10-30 | LG Electronics | LG345N1C-V5 | Solar Panels |  | 0.345 | 31 | 179 | 34 |  | Fixed | Roof
NJSTRE1545387983 | NJSRRE1544796794 | Transition Incentive Program | PERTH AMBOY | 8861 | 11 | 2.88 | Residential | Yes | Behind the Meter | Net-metered residential rooftop and canopy |  | None | Vivint Solar Developer, LLC | PSE&G | Accepted | 2020-04-03 | 2020-04-09 | 2021-10-30 | SOLAREDGE | SE3800H-US | Inverters | 3800 |  | 1 |  |  | 0.992 |  | Outdoor | Near the Utility Meter
NJSTRE1545387983 | NJSRRE1544796794 | Transition Incentive Program | PERTH AMBOY | 8861 | 11 | 2.88 | Residential | Yes | Behind the Meter | Net-metered residential rooftop and canopy |  | None | Vivint Solar Developer, LLC | PSE&G | Accepted | 2020-04-03 | 2020-04-09 | 2021-10-30 | JINKO SOLAR | JKM320M-60HBL | Solar Panels |  | 0.32 | 9 | 199 | 43 |  | Fixed | Roof
NJSTRE1545387987 | NJSRRE1544626032 | Transition Incentive Program | HOWELL | 7731 | 17 | 3.78 | Residential | No | Behind the Meter | Behind the Meter |  | None | Tesla Energy Operations | JCP&L | Eligible for TI Program | 2020-03-11 | 2020-03-16 | 2021-10-30 | Delta Electronics | M4-TL-US [240V] | Inverters | 3840 |  | 1 |  |  | 0.975 |  | Outdoor | outside
NJSTRE1545387987 | NJSRRE1544626032 | Transition Incentive Program | HOWELL | 7731 | 17 | 3.78 | Residential | No | Behind the Meter | Behind the Meter |  | None | Tesla Energy Operations | JCP&L | Eligible for TI Program | 2020-03-11 | 2020-03-16 | 2021-10-30 | Hanwha Q CELLS | Q.PEAK DUO BLK-G5/SC315 | Solar Panels |  | 0.315 | 12 | 34 | 171 |  | Fixed | Roof | Outside
NJSTRE1545387990 | NJSRRE1544796127 | Transition Incentive Program | Hawthorne | 7506 | 6 | 5.76 | Residential | Yes | Behind the Meter | Net-metered residential rooftop and canopy |  | None | Vivint Solar Developer, LLC | PSE&G | Accepted | 2020-04-03 | 2020-04-09 | 2021-10-30 | SOLAREDGE | SE3800H-US0 | Inverters | 3800 |  | 1 |  |  | 0.992 |  | Outdoor | Near the Utility Meter
NJSTRE1545387990 | NJSRRE1544796127 | Transition Incentive Program | Hawthorne | 7506 | 6 | 5.76 | Residential | Yes | Behind the Meter | Net-metered residential rooftop and canopy |  | None | Vivint Solar Developer, LLC | PSE&G | Accepted | 2020-04-03 | 2020-04-09 | 2021-10-30 | JINKO SOLAR | JKM320M-60HBL | Solar Panels |  | 0.32 | 9 | 264 | 9 |  | Fixed | Roof
NJSTRE1545387990 | NJSRRE1544796127 | Transition Incentive Program | Hawthorne | 7506 | 6 | 5.76 | Residential | Yes | Behind the Meter | Net-metered residential rooftop and canopy |  | None | Vivint Solar Developer, LLC | PSE&G | Accepted | 2020-04-03 | 2020-04-09 | 2021-10-30 | JINKO SOLAR | JKM320M-60HBL | Solar Panels |  | 0.32 | 9 | 84 | 9 |  | Fixed | Roof
NJSTRE1545387995 | NJSRRE1544597317 | Transition Incentive Program | Belle Mead | 8502 | 5 | 8.05 | Residential | Yes | Behind the Meter | Net-metered residential rooftop and canopy |  | None | Pro Custom Solar dba Momentum Solar | PSE&G | Accepted | 2020-03-04 | 2020-03-09 | 2021-10-30 | Enphase Energy | IQ7PLUS-72-2-US | Inverters | 295 |  | 23 |  |  | 0.97 |  | Outdoor | roof
NJSTRE1545387995 | NJSRRE1544597317 | Transition Incentive Program | Belle Mead | 8502 | 5 | 8.05 | Residential | Yes | Behind the Meter | Net-metered residential rooftop and canopy |  | None | Pro Custom Solar dba Momentum Solar | PSE&G | Accepted | 2020-03-04 | 2020-03-09 | 2021-10-30 | lg electronics | LG 350N1C-V5 | Solar Panels |  | 0.35 | 23 | 272 | 5 |  | Fixed | Roof
NJSTRE1545387996 | NJSRRE1544821622 | Transition Incentive Program | LITTLE EGG HARBOR TWP | 8087 | 18 | 8.51 | Residential | Yes | Behind the Meter | Net-metered residential rooftop and canopy |  | None | Suntuity Solar LLC | AC Electric | Accepted | 2020-04-11 | 2020-04-21 | 2021-10-30 | Enphase Energy | IQ7-60-2-US | Inverters | 240 |  | 27 |  |  | 0.97 |  | Outdoor | Behind the PV Modules
NJSTRE1545387996 | NJSRRE1544821622 | Transition Incentive Program | LITTLE EGG HARBOR TWP | 8087 | 18 | 8.51 | Residential | Yes | Behind the Meter | Net-metered residential rooftop and canopy |  | None | Suntuity Solar LLC | AC Electric | Accepted | 2020-04-11 | 2020-04-21 | 2021-10-30 | Hanwha Solar | Q-Cells 315 Mono | Solar Panels |  | 0.315 | 8 | 141 | 29 |  | Fixed | Roof
NJSTRE1545387996 | NJSRRE1544821622 | Transition Incentive Program | LITTLE EGG HARBOR TWP | 8087 | 18 | 8.51 | Residential | Yes | Behind the Meter | Net-metered residential rooftop and canopy |  | None | Suntuity Solar LLC | AC Electric | Accepted | 2020-04-11 | 2020-04-21 | 2021-10-30 | Hanwha Solar | Q-Cells 315 Mono | Solar Panels |  | 0.315 | 19 | 231 | 26 |  | Fixed | Roof
NJSTRE1545387997 | NJSRRE1544857812 | Transition Incentive Program | Morris Plains | 7950 | 3 | 8.64 | Residential | Yes | Behind the Meter | Net-metered residential rooftop and canopy |  | None | Vivint Solar Developer, LLC | JCP&L | Accepted | 2020-04-17 | 2020-04-24 | 2021-10-30 | SolarEdge | SE7600H-US | Inverters | 7600 |  | 1 |  |  | 0.992 |  | Outdoor | Near the Utility Meter
NJSTRE1545387997 | NJSRRE1544857812 | Transition Incentive Program | Morris Plains | 7950 | 3 | 8.64 | Residential | Yes | Behind the Meter | Net-metered residential rooftop and canopy |  | None | Vivint Solar Developer, LLC | JCP&L | Accepted | 2020-04-17 | 2020-04-24 | 2021-10-30 | Jinko Solar | JKM320M-60HBL | Solar Panels |  | 0.32 | 5 | 187 | 38 |  | Fixed | Roof
NJSTRE1545387997 | NJSRRE1544857812 | Transition Incentive Program | Morris Plains | 7950 | 3 | 8.64 | Residential | Yes | Behind the Meter | Net-metered residential rooftop and canopy |  | None | Vivint Solar Developer, LLC | JCP&L | Accepted | 2020-04-17 | 2020-04-24 | 2021-10-30 | Jinko Solar | JKM320M-60HBL | Solar Panels |  | 0.32 | 9 | 277 | 38 |  | Fixed | Roof
NJSTRE1545387997 | NJSRRE1544857812 | Transition Incentive Program | Morris Plains | 7950 | 3 | 8.64 | Residential | Yes | Behind the Meter | Net-metered residential rooftop and canopy |  | None | Vivint Solar Developer, LLC | JCP&L | Accepted | 2020-04-17 | 2020-04-24 | 2021-10-30 | Jinko Solar | JKM320M-60HBL | Solar Panels |  | 0.32 | 13 | 97 | 38 |  | Fixed | Roof
NJSTRE1545388002 | NJSRRE1544621596 | Transition Incentive Program | Trenton | 8620 | 12 | 6.08 | Residential | Yes | Behind the Meter | Net-metered residential rooftop and canopy |  | None | Vivint Solar Developer, LLC | PSE&G | Accepted | 2020-03-10 | 2020-03-12 | 2021-10-30 | SOLAREDGE | SE7600H-US | Inverters | 7600 |  | 1 |  |  | 0.992 |  | Outdoor | Near the Utility Meter
NJSTRE1545388002 | NJSRRE1544621596 | Transition Incentive Program | Trenton | 8620 | 12 | 6.08 | Residential | Yes | Behind the Meter | Net-metered residential rooftop and canopy |  | None | Vivint Solar Developer, LLC | PSE&G | Accepted | 2020-03-10 | 2020-03-12 | 2021-10-30 | JINKO SOLAR | JKM320M-60HBL | Solar Panels |  | 0.32 | 6 | 81 | 22 |  | Fixed | Roof
NJSTRE1545388002 | NJSRRE1544621596 | Transition Incentive Program | Trenton | 8620 | 12 | 6.08 | Residential | Yes | Behind the Meter | Net-metered residential rooftop and canopy |  | None | Vivint Solar Developer, LLC | PSE&G | Accepted | 2020-03-10 | 2020-03-12 | 2021-10-30 | JINKO SOLAR | JKM320M-60HBL | Solar Panels |  | 0.32 | 13 | 261 | 22 |  | Fixed | Roof
NJSTRE1545388004 | NJSRRE1544621433 | Transition Incentive Program | Avalon | 8202 | 21 | 6.2 | Residential | Yes | Behind the Meter | Behind the Meter |  | None | Sunrun Installation Services, Inc. | AC Electric | Eligible for TI Program | 2020-03-09 | 2020-03-12 | 2021-10-30 | Enphase Energy | IQ7-60-x-US (240V) | Inverters | 240 |  | 20 |  |  | 0.96 |  | Outdoor | Rooftop
NJSTRE1545388004 | NJSRRE1544621433 | Transition Incentive Program | Avalon | 8202 | 21 | 6.2 | Residential | Yes | Behind the Meter | Behind the Meter |  | None | Sunrun Installation Services, Inc. | AC Electric | Eligible for TI Program | 2020-03-09 | 2020-03-12 | 2021-10-30 | LONGi Green Energy Technology Co Ltd | LR6-60HPB-310M | Solar Panels |  | 0.31 | 8 | 179 | 30 |  | Fixed | Roof
NJSTRE1545388004 | NJSRRE1544621433 | Transition Incentive Program | Avalon | 8202 | 21 | 6.2 | Residential | Yes | Behind the Meter | Behind the Meter |  | None | Sunrun Installation Services, Inc. | AC Electric | Eligible for TI Program | 2020-03-09 | 2020-03-12 | 2021-10-30 | LONGi Green Energy Technology Co Ltd | LR6-60HPB-310M | Solar Panels |  | 0.31 | 12 | 359 | 30 |  | Fixed | Roof
NJSTRE1545388006 | NJSRRE1544621446 | Transition Incentive Program | Tuckerton | 8087 | 18 | 11.16 | Residential | Yes | Behind the Meter | Behind the Meter |  | None | Sunrun Installation Services, Inc. | AC Electric | Eligible for TI Program | 2020-03-09 | 2020-03-12 | 2021-10-30 | Enphase Energy | IQ7-60-x-US (240V) | Inverters | 240 |  | 36 |  |  | 0.96 |  | Outdoor | Rooftop
NJSTRE1545388006 | NJSRRE1544621446 | Transition Incentive Program | Tuckerton | 8087 | 18 | 11.16 | Residential | Yes | Behind the Meter | Behind the Meter |  | None | Sunrun Installation Services, Inc. | AC Electric | Eligible for TI Program | 2020-03-09 | 2020-03-12 | 2021-10-30 | REC Solar | REC310TP2M | Solar Panels |  | 0.31 | 36 | 173 | 18 |  | Fixed | Roof
NJSTRE1545388007 | NJSRRE1544701272 | Transition Incentive Program | Newton | 7860 | 1 | 16.43 | Residential | No | Behind the Meter | Net-metered residential rooftop and canopy |  | None | 1st Light Energy Inc | JCP&L | Accepted | 2020-03-16 | 2020-03-19 | 2021-10-30 | SMA | SB 6.0-1SP-US-41 (240V) | Inverters | 6000 |  | 1 |  |  | 0.97 |  | Outside | within 10 feet of meter
NJSTRE1545388007 | NJSRRE1544701272 | Transition Incentive Program | Newton | 7860 | 1 | 16.43 | Residential | No | Behind the Meter | Net-metered residential rooftop and canopy |  | None | 1st Light Energy Inc | JCP&L | Accepted | 2020-03-16 | 2020-03-19 | 2021-10-30 | SMA | SB 7.0-1SP-US-41 (240V) | Inverters | 7000 |  | 1 |  |  | 0.97 |  | Outside | within 10 feet of meter
NJSTRE1545388007 | NJSRRE1544701272 | Transition Incentive Program | Newton | 7860 | 1 | 16.43 | Residential | No | Behind the Meter | Net-metered residential rooftop and canopy |  | None | 1st Light Energy Inc | JCP&L | Accepted | 2020-03-16 | 2020-03-19 | 2021-10-30 | Longi | LR6-60HPB-310M | Solar Panels |  | 0.31 | 18 | 253 | 37 |  | Fixed | Roof
NJSTRE1545388007 | NJSRRE1544701272 | Transition Incentive Program | Newton | 7860 | 1 | 16.43 | Residential | No | Behind the Meter | Net-metered residential rooftop and canopy |  | None | 1st Light Energy Inc | JCP&L | Accepted | 2020-03-16 | 2020-03-19 | 2021-10-30 | Longi | LR6-60HPB-310M | Solar Panels |  | 0.31 | 20 | 207 | 34 |  | Fixed | Roof
NJSTRE1545388007 | NJSRRE1544701272 | Transition Incentive Program | Newton | 7860 | 1 | 16.43 | Residential | No | Behind the Meter | Net-metered residential rooftop and canopy |  | None | 1st Light Energy Inc | JCP&L | Accepted | 2020-03-16 | 2020-03-19 | 2021-10-30 | Longi | LR6-60HPB-310M | Solar Panels |  | 0.31 | 15 | 253 | 37 |  | Fixed | Roof
NJSTRE1545388010 | NJSRRE1544728917 | Transition Incentive Program | Closter | 7624 | 7 | 5.36 | Residential | Yes | Behind the Meter | Net-metered residential rooftop and canopy |  | None | Suntuity Solar LLC | Orange Rockland Electric | Accepted | 2020-03-20 | 2020-03-24 | 2021-10-30 | Enphase Energy | IQ7-60-2-US | Inverters | 240 |  | 17 |  |  | 0.97 |  | Outdoor | Behind the PV Modules
NJSTRE1545388010 | NJSRRE1544728917 | Transition Incentive Program | Closter | 7624 | 7 | 5.36 | Residential | Yes | Behind the Meter | Net-metered residential rooftop and canopy |  | None | Suntuity Solar LLC | Orange Rockland Electric | Accepted | 2020-03-20 | 2020-03-24 | 2021-10-30 | Hanwha Solar | Q-Cells 315 Mono | Solar Panels |  | 0.315 | 7 | 274 | 11 |  | Fixed | Roof
NJSTRE1545388010 | NJSRRE1544728917 | Transition Incentive Program | Closter | 7624 | 7 | 5.36 | Residential | Yes | Behind the Meter | Net-metered residential rooftop and canopy |  | None | Suntuity Solar LLC | Orange Rockland Electric | Accepted | 2020-03-20 | 2020-03-24 | 2021-10-30 | Hanwha Solar | Q-Cells 315 Mono | Solar Panels |  | 0.315 | 7 | 94 | 11 |  | Fixed | Roof
NJSTRE1545388010 | NJSRRE1544728917 | Transition Incentive Program | Closter | 7624 | 7 | 5.36 | Residential | Yes | Behind the Meter | Net-metered residential rooftop and canopy |  | None | Suntuity Solar LLC | Orange Rockland Electric | Accepted | 2020-03-20 | 2020-03-24 | 2021-10-30 | Hanwha Solar | Q-Cells 315 Mono | Solar Panels |  | 0.315 | 3 | 274 | 45 |  | Fixed | Roof
NJSTRE1545388011 | NJSRRE1544623041 | Transition Incentive Program | Westville | 8093 | 15 | 6.08 | Residential | Yes | Behind the Meter | Behind the Meter |  | None | Orbit Energy & Power, LLC | PSE&G | Eligible for TI Program | 2020-03-10 | 2020-03-12 | 2021-10-30 | Enphase | IQ7-60-2-US | Inverters | 0.24 |  | 19 |  |  | 0.97 |  | Outside | ROOF
NJSTRE1545388011 | NJSRRE1544623041 | Transition Incentive Program | Westville | 8093 | 15 | 6.08 | Residential | Yes | Behind the Meter | Behind the Meter |  | None | Orbit Energy & Power, LLC | PSE&G | Eligible for TI Program | 2020-03-10 | 2020-03-12 | 2021-10-30 | Hanwha | Q.PEAK DUO BLK G-5 320 | Solar Panels |  | 0.32 | 15 | 212 | 15 |  | Fixed | Roof
NJSTRE1545388011 | NJSRRE1544623041 | Transition Incentive Program | Westville | 8093 | 15 | 6.08 | Residential | Yes | Behind the Meter | Behind the Meter |  | None | Orbit Energy & Power, LLC | PSE&G | Eligible for TI Program | 2020-03-10 | 2020-03-12 | 2021-10-30 | Hanwha | Q.PEAK DUO BLK G-5 320 | Solar Panels |  | 0.32 | 4 | 212 | 5 |  | Fixed | Roof
NJSTRE1545388015 | NJSRRE1544727432 | Transition Incentive Program | Annandale | 8801 | 4 | 15.12 | Residential | No | Behind the Meter | Behind the Meter |  | None | Tesla Energy Operations Inc | JCP&L | Eligible for TI Program | 2020-03-19 | 2020-03-24 | 2021-10-30 | Delta Electronics | M8-TL-US [240V] | Inverters | 7680 |  | 2 |  |  | 0.975 |  | Outdoor | Outdoor
NJSTRE1545388015 | NJSRRE1544727432 | Transition Incentive Program | Annandale | 8801 | 4 | 15.12 | Residential | No | Behind the Meter | Behind the Meter |  | None | Tesla Energy Operations Inc | JCP&L | Eligible for TI Program | 2020-03-19 | 2020-03-24 | 2021-10-30 | Hanwha Q Cells | Q.PEAK DUO BLK-G5/SC315 | Solar Panels |  | 0.315 | 5 | 138 | 34 |  | Fixed | Roof
NJSTRE1545388015 | NJSRRE1544727432 | Transition Incentive Program | Annandale | 8801 | 4 | 15.12 | Residential | No | Behind the Meter | Behind the Meter |  | None | Tesla Energy Operations Inc | JCP&L | Eligible for TI Program | 2020-03-19 | 2020-03-24 | 2021-10-30 | Hanwha Q Cells | Q.PEAK DUO BLK-G5/SC315 | Solar Panels |  | 0.315 | 5 | 140 | 34 |  | Fixed | Roof
NJSTRE1545388015 | NJSRRE1544727432 | Transition Incentive Program | Annandale | 8801 | 4 | 15.12 | Residential | No | Behind the Meter | Behind the Meter |  | None | Tesla Energy Operations Inc | JCP&L | Eligible for TI Program | 2020-03-19 | 2020-03-24 | 2021-10-30 | Hanwha Q Cells | Q.PEAK DUO BLK-G5/SC315 | Solar Panels |  | 0.315 | 6 | 139 | 34 |  | Fixed | Roof
NJSTRE1545388015 | NJSRRE1544727432 | Transition Incentive Program | Annandale | 8801 | 4 | 15.12 | Residential | No | Behind the Meter | Behind the Meter |  | None | Tesla Energy Operations Inc | JCP&L | Eligible for TI Program | 2020-03-19 | 2020-03-24 | 2021-10-30 | Hanwha Q Cells | Q.PEAK DUO BLK-G5/SC315 | Solar Panels |  | 0.315 | 15 | 228 | 37 |  | Fixed | Roof
NJSTRE1545388015 | NJSRRE1544727432 | Transition Incentive Program | Annandale | 8801 | 4 | 15.12 | Residential | No | Behind the Meter | Behind the Meter |  | None | Tesla Energy Operations Inc | JCP&L | Eligible for TI Program | 2020-03-19 | 2020-03-24 | 2021-10-30 | Hanwha Q Cells | Q.PEAK DUO BLK-G5/SC315 | Solar Panels |  | 0.315 | 17 | 139 | 34 |  | Fixed | Roof
NJSTRE1545388016 | NJSRRE1544716483 | Transition Incentive Program | Flanders | 7836 | 3 | 5.12 | Residential | Yes | Behind the Meter | Behind the Meter |  | None | Skyline Solar, LLC | JCP&L | Eligible for TI Program | 2020-03-18 | 2020-03-23 | 2021-10-30 | SolarEdge | SE3800H-US | Inverters | 3800 |  | 1 |  |  | 0.99 |  | Outside | within ten feet of meter
NJSTRE1545388016 | NJSRRE1544716483 | Transition Incentive Program | Flanders | 7836 | 3 | 5.12 | Residential | Yes | Behind the Meter | Behind the Meter |  | None | Skyline Solar, LLC | JCP&L | Eligible for TI Program | 2020-03-18 | 2020-03-23 | 2021-10-30 | Hanwha Q-Cells | Q.PEAK DUO-G5 320 | Solar Panels |  | 0.32 | 16 | 193 | 37 |  | Fixed | Roof
NJSTRE1545388017 | NJSRRE1544905060 | Transition Incentive Program | Haddon Township | 8108 | 14 | 23.87 | Commercial | No | Behind the Meter | Net-metered non-residential rooftop and canopy |  | None | Ameresco | PSE&G | Accepted | 2020-04-30 | 2020-04-30 | 2021-10-30 | SolarEdge | SE9KUS | Inverters | 9 |  | 2 |  |  | 0.965 |  | Outdoor | N/A
NJSTRE1545388017 | NJSRRE1544905060 | Transition Incentive Program | Haddon Township | 8108 | 14 | 23.87 | Commercial | No | Behind the Meter | Net-metered non-residential rooftop and canopy |  | None | Ameresco | PSE&G | Accepted | 2020-04-30 | 2020-04-30 | 2021-10-30 | JA | JAM72S09 385/PR | Solar Panels |  | 0.385 | 62 | 153 | 10 |  | Fixed | Roof
NJSTRE1545388018 | NJSRRE1544719404 | Transition Incentive Program | Clinton | 8809 | 4 | 7.59 | Residential | No | Behind the Meter | Behind the Meter |  | None | Sunrun Installation Services, Inc. | JCP&L | Eligible for TI Program | 2020-03-18 | 2020-03-23 | 2021-10-30 | Enphase Energy | IQ7PLUS-72-x-US (240V) | Inverters | 290 |  | 22 |  |  | 0.96 |  | Outdoor | Rooftop
NJSTRE1545388018 | NJSRRE1544719404 | Transition Incentive Program | Clinton | 8809 | 4 | 7.59 | Residential | No | Behind the Meter | Behind the Meter |  | None | Sunrun Installation Services, Inc. | JCP&L | Eligible for TI Program | 2020-03-18 | 2020-03-23 | 2021-10-30 | LG Electronics | LG345N1C-V5 | Solar Panels |  | 0.345 | 20 | 86 | 18 |  | Fixed | Roof
NJSTRE1545388018 | NJSRRE1544719404 | Transition Incentive Program | Clinton | 8809 | 4 | 7.59 | Residential | No | Behind the Meter | Behind the Meter |  | None | Sunrun Installation Services, Inc. | JCP&L | Eligible for TI Program | 2020-03-18 | 2020-03-23 | 2021-10-30 | LG Electronics | LG345N1C-V5 | Solar Panels |  | 0.345 | 2 | 266 | 18 |  | Fixed | Roof
NJSTRE1545388019 | NJSRRE1544701337 | Transition Incentive Program | Hopatcong | 7843 | 1 | 3.1 | Residential | Yes | Behind the Meter | Behind the Meter |  | None | Sunrun Installation Services, Inc. | JCP&L | Eligible for TI Program | 2020-03-16 | 2020-03-19 | 2021-10-30 | Enphase Energy | IQ7-60-x-US (240V) | Inverters | 240 |  | 10 |  |  | 0.96 |  | Outdoor | Rooftop
NJSTRE1545388019 | NJSRRE1544701337 | Transition Incentive Program | Hopatcong | 7843 | 1 | 3.1 | Residential | Yes | Behind the Meter | Behind the Meter |  | None | Sunrun Installation Services, Inc. | JCP&L | Eligible for TI Program | 2020-03-16 | 2020-03-19 | 2021-10-30 | REC Solar | REC310TP2M | Solar Panels |  | 0.31 | 4 | 15 | 18 |  | Fixed | Roof
NJSTRE1545388019 | NJSRRE1544701337 | Transition Incentive Program | Hopatcong | 7843 | 1 | 3.1 | Residential | Yes | Behind the Meter | Behind the Meter |  | None | Sunrun Installation Services, Inc. | JCP&L | Eligible for TI Program | 2020-03-16 | 2020-03-19 | 2021-10-30 | REC Solar | REC310TP2M | Solar Panels |  | 0.31 | 6 | 195 | 18 |  | Fixed | Roof
NJSTRE1545388021 | NJSRRE1544819168 | Transition Incentive Program | Bridgewater Township | 8807 | 5 | 11.16 | Residential | Yes | Behind the Meter | Behind the Meter |  | None | Sunrun Installation Services, Inc. | JCP&L | Eligible for TI Program | 2020-04-10 | 2020-04-17 | 2021-10-30 | Enphase Energy | IQ7-60-x-US (240V) | Inverters | 240 |  | 36 |  |  | 0.96 |  | Outdoor | Rooftop
NJSTRE1545388021 | NJSRRE1544819168 | Transition Incentive Program | Bridgewater Township | 8807 | 5 | 11.16 | Residential | Yes | Behind the Meter | Behind the Meter |  | None | Sunrun Installation Services, Inc. | JCP&L | Eligible for TI Program | 2020-04-10 | 2020-04-17 | 2021-10-30 | REC Solar | REC310TP2M | Solar Panels |  | 0.31 | 9 | 270 | 18 |  | Fixed | Roof
NJSTRE1545388021 | NJSRRE1544819168 | Transition Incentive Program | Bridgewater Township | 8807 | 5 | 11.16 | Residential | Yes | Behind the Meter | Behind the Meter |  | None | Sunrun Installation Services, Inc. | JCP&L | Eligible for TI Program | 2020-04-10 | 2020-04-17 | 2021-10-30 | REC Solar | REC310TP2M | Solar Panels |  | 0.31 | 21 | 180 | 27 |  | Fixed | Roof
NJSTRE1545388021 | NJSRRE1544819168 | Transition Incentive Program | Bridgewater Township | 8807 | 5 | 11.16 | Residential | Yes | Behind the Meter | Behind the Meter |  | None | Sunrun Installation Services, Inc. | JCP&L | Eligible for TI Program | 2020-04-10 | 2020-04-17 | 2021-10-30 | REC Solar | REC310TP2M | Solar Panels |  | 0.31 | 6 | 91 | 18 |  | Fixed | Roof
NJSTRE1545388030 | NJSRRE1544903603 | Transition Incentive Program | LONG BEACH | 8008 | 18 | 7.04 | Residential | No | Behind the Meter | Behind the Meter |  | None | Infinity Solar Systems | AC Electric | Eligible for TI Program | 2020-04-27 | 2020-04-30 | 2021-10-30 | ENPHASE | IQ7-60-X-US | Inverters | 240 |  | 21 |  |  | 0.97 |  | Outside | MICROINVERTERS
NJSTRE1545388030 | NJSRRE1544903603 | Transition Incentive Program | LONG BEACH | 8008 | 18 | 7.04 | Residential | No | Behind the Meter | Behind the Meter |  | None | Infinity Solar Systems | AC Electric | Eligible for TI Program | 2020-04-27 | 2020-04-30 | 2021-10-30 | LG | LG335N1K-V5 | Solar Panels |  | 0.335 | 11 | 209 | 20 |  | Fixed | Roof
NJSTRE1545388030 | NJSRRE1544903603 | Transition Incentive Program | LONG BEACH | 8008 | 18 | 7.04 | Residential | No | Behind the Meter | Behind the Meter |  | None | Infinity Solar Systems | AC Electric | Eligible for TI Program | 2020-04-27 | 2020-04-30 | 2021-10-30 | LG | LG335N1K-V5 | Solar Panels |  | 0.335 | 10 | 29 | 20 |  | Fixed | Roof
NJSTRE1545388032 | NJSRRE1544621569 | Transition Incentive Program | New Milford | 7646 | 7 | 4.8 | Residential | Yes | Behind the Meter | Net-metered residential rooftop and canopy |  | None | Vivint Solar Developer, LLC | PSE&G | Accepted | 2020-03-10 | 2020-03-12 | 2021-10-30 | SOLAREDGE | SE3800H-US | Inverters | 3800 |  | 1 |  |  | 0.992 |  | Outdoor | Near the Utility Meter
NJSTRE1545388032 | NJSRRE1544621569 | Transition Incentive Program | New Milford | 7646 | 7 | 4.8 | Residential | Yes | Behind the Meter | Net-metered residential rooftop and canopy |  | None | Vivint Solar Developer, LLC | PSE&G | Accepted | 2020-03-10 | 2020-03-12 | 2021-10-30 | JINKO SOLAR | JKM320M-60HBL | Solar Panels |  | 0.32 | 8 | 238 | 24 |  | Fixed | Roof
NJSTRE1545388032 | NJSRRE1544621569 | Transition Incentive Program | New Milford | 7646 | 7 | 4.8 | Residential | Yes | Behind the Meter | Net-metered residential rooftop and canopy |  | None | Vivint Solar Developer, LLC | PSE&G | Accepted | 2020-03-10 | 2020-03-12 | 2021-10-30 | JINKO SOLAR | JKM320M-60HBL | Solar Panels |  | 0.32 | 3 | 328 | 24 |  | Fixed | Roof
NJSTRE1545388032 | NJSRRE1544621569 | Transition Incentive Program | New Milford | 7646 | 7 | 4.8 | Residential | Yes | Behind the Meter | Net-metered residential rooftop and canopy |  | None | Vivint Solar Developer, LLC | PSE&G | Accepted | 2020-03-10 | 2020-03-12 | 2021-10-30 | JINKO SOLAR | JKM320M-60HBL | Solar Panels |  | 0.32 | 4 | 148 | 24 |  | Fixed | Roof
NJSTRE1545388033 | NJSRRE1544892777 | Transition Incentive Program | Ocean City | 8226 | 21 | 5.36 | Residential | No | Behind the Meter | Behind the Meter |  | None | Solar Specialists of New Jersey LLC | AC Electric | Eligible for TI Program | 2020-04-24 | 2020-04-29 | 2021-10-30 | Enphase | IQ7 | Inverters | 0.24 |  | 17 |  |  | 0.98 |  | Outside | under panel
NJSTRE1545388033 | NJSRRE1544892777 | Transition Incentive Program | Ocean City | 8226 | 21 | 5.36 | Residential | No | Behind the Meter | Behind the Meter |  | None | Solar Specialists of New Jersey LLC | AC Electric | Eligible for TI Program | 2020-04-24 | 2020-04-29 | 2021-10-30 | Certainteed | CT315M11-04 | Solar Panels |  | 0.315 | 5 | 228 | 14 |  | Fixed | Roof | House
NJSTRE1545388033 | NJSRRE1544892777 | Transition Incentive Program | Ocean City | 8226 | 21 | 5.36 | Residential | No | Behind the Meter | Behind the Meter |  | None | Solar Specialists of New Jersey LLC | AC Electric | Eligible for TI Program | 2020-04-24 | 2020-04-29 | 2021-10-30 | Certaineed | CT315M11-04 | Solar Panels |  | 0.315 | 7 | 228 | 30 |  | Fixed | Roof | House
NJSTRE1545388033 | NJSRRE1544892777 | Transition Incentive Program | Ocean City | 8226 | 21 | 5.36 | Residential | No | Behind the Meter | Behind the Meter |  | None | Solar Specialists of New Jersey LLC | AC Electric | Eligible for TI Program | 2020-04-24 | 2020-04-29 | 2021-10-30 | Certaineed | CT315M11-04 | Solar Panels |  | 0.315 | 5 | 138 | 30 |  | Fixed | Roof | House
NJSTRE1545388035 | NJSRRE1544836502 | Transition Incentive Program | Weehawken | 7086 | 8 | 2.79 | Residential | Yes | Behind the Meter | Behind the Meter |  | None | Sunrun Installation Services, Inc. | PSE&G | Eligible for TI Program | 2020-04-13 | 2020-04-21 | 2021-10-30 | Enphase Energy | IQ7-60-x-US (240V) | Inverters | 240 |  | 9 |  |  | 0.96 |  | Outdoor | Rooftop
NJSTRE1545388035 | NJSRRE1544836502 | Transition Incentive Program | Weehawken | 7086 | 8 | 2.79 | Residential | Yes | Behind the Meter | Behind the Meter |  | None | Sunrun Installation Services, Inc. | PSE&G | Eligible for TI Program | 2020-04-13 | 2020-04-21 | 2021-10-30 | REC Solar | REC310TP2M | Solar Panels |  | 0.31 | 4 | 207 | 10 |  | Fixed | Roof
NJSTRE1545388035 | NJSRRE1544836502 | Transition Incentive Program | Weehawken | 7086 | 8 | 2.79 | Residential | Yes | Behind the Meter | Behind the Meter |  | None | Sunrun Installation Services, Inc. | PSE&G | Eligible for TI Program | 2020-04-13 | 2020-04-21 | 2021-10-30 | REC Solar | REC310TP2M | Solar Panels |  | 0.31 | 5 | 121 | 45 |  | Fixed | Roof
NJSTRE1545388036 | NJSRRE1544768696 | Transition Incentive Program | MAPLE SHADE | 8052 | 13 | 7.36 | Residential | Yes | Behind the Meter | Net-metered residential rooftop and canopy |  | None | Vivint Solar Developer, LLC | PSE&G | Accepted | 2020-03-27 | 2020-04-01 | 2021-10-30 | SOLAREDGE | SE7600H-US | Inverters | 7600 |  | 1 |  |  | 0.992 |  | Outdoor | Near the Utility Meter
NJSTRE1545388036 | NJSRRE1544768696 | Transition Incentive Program | MAPLE SHADE | 8052 | 13 | 7.36 | Residential | Yes | Behind the Meter | Net-metered residential rooftop and canopy |  | None | Vivint Solar Developer, LLC | PSE&G | Accepted | 2020-03-27 | 2020-04-01 | 2021-10-30 | JINKO SOLAR | JKM320M-60HBL | Solar Panels |  | 0.32 | 9 | 270 | 27 |  | Fixed | Roof
NJSTRE1545388036 | NJSRRE1544768696 | Transition Incentive Program | MAPLE SHADE | 8052 | 13 | 7.36 | Residential | Yes | Behind the Meter | Net-metered residential rooftop and canopy |  | None | Vivint Solar Developer, LLC | PSE&G | Accepted | 2020-03-27 | 2020-04-01 | 2021-10-30 | JINKO SOLAR | JKM320M-60HBL | Solar Panels |  | 0.32 | 14 | 90 | 27 |  | Fixed | Roof
NJSTRE1545388037 | NJSRRE1544626053 | Transition Incentive Program | Mount Holly | 8060 | 13 | 5.76 | Residential | Yes | Behind the Meter | Behind the Meter |  | None | All Season Solar | PSE&G | Eligible for TI Program | 2020-03-11 | 2020-03-16 | 2021-10-30 | Enphase | IQ7 | Inverters | 240 |  | 18 |  |  | 0.97 |  | Outdoor | Under Module
NJSTRE1545388037 | NJSRRE1544626053 | Transition Incentive Program | Mount Holly | 8060 | 13 | 5.76 | Residential | Yes | Behind the Meter | Behind the Meter |  | None | All Season Solar | PSE&G | Eligible for TI Program | 2020-03-11 | 2020-03-16 | 2021-10-30 | Trina | TSM-DD06M05II 320W NOV19 | Solar Panels |  | 0.32 | 18 | 103 | 26 |  | Fixed | Roof
NJSTRE1545388038 | NJSRRE1544736402 | Transition Incentive Program | TUCKERTON | 8087 | 18 | 4.16 | Residential | Yes | Behind the Meter | Net-metered residential rooftop and canopy |  | None | Vivint Solar Developer, LLC | AC Electric | Accepted | 2020-03-23 | 2020-03-25 | 2021-10-30 | SOLAREDGE | SE3800H-US | Inverters | 3800 |  | 1 |  |  | 0.992 |  | Outdoor | Near the Utility Meter
NJSTRE1545388038 | NJSRRE1544736402 | Transition Incentive Program | TUCKERTON | 8087 | 18 | 4.16 | Residential | Yes | Behind the Meter | Net-metered residential rooftop and canopy |  | None | Vivint Solar Developer, LLC | AC Electric | Accepted | 2020-03-23 | 2020-03-25 | 2021-10-30 | JINKO SOLAR | JKM320M-60HBL | Solar Panels |  | 0.32 | 13 | 253 | 46 |  | Fixed | Roof
NJSTRE1545388039 | NJSRRE1544762353 | Transition Incentive Program | Warren | 7059 | 5 | 8.4 | Residential | No | Behind the Meter | Net-metered residential rooftop and canopy |  | None | Green House Solar | JCP&L | Accepted | 2020-03-25 | 2020-03-27 | 2021-10-30 | Sunpower | SPWR-A4 | Inverters | 349 |  | 1 |  |  | 0.97 |  | Other | Panel Mounted
NJSTRE1545388039 | NJSRRE1544762353 | Transition Incentive Program | Warren | 7059 | 5 | 8.4 | Residential | No | Behind the Meter | Net-metered residential rooftop and canopy |  | None | Green House Solar | JCP&L | Accepted | 2020-03-25 | 2020-03-27 | 2021-10-30 | Sunpower | SPR-A400 GAC | Solar Panels |  | 0.4 | 21 | 163 | 34 |  | Fixed | Roof
NJSTRE1545388044 | NJSRRE1544760194 | Transition Incentive Program | Bridgeton | 8302 | 20 | 3.84 | Residential | Yes | Behind the Meter | Behind the Meter |  | None | Skyline Solar, LLC | AC Electric | Eligible for TI Program | 2020-03-24 | 2020-03-26 | 2021-10-30 | SolarEdge | SE3800H-US | Inverters | 3800 |  | 1 |  |  | 0.99 |  | Outside | within ten feet of meter
NJSTRE1545388044 | NJSRRE1544760194 | Transition Incentive Program | Bridgeton | 8302 | 20 | 3.84 | Residential | Yes | Behind the Meter | Behind the Meter |  | None | Skyline Solar, LLC | AC Electric | Eligible for TI Program | 2020-03-24 | 2020-03-26 | 2021-10-30 | Hanwha Q-Cells | Q.PEAK DUO-G5 320 | Solar Panels |  | 0.32 | 12 | 237 | 37 |  | Fixed | Roof
NJSTRE1545388046 | NJSRRE1544680860 | Transition Incentive Program | Paulsboro | 8066 | 15 | 7.36 | Residential | No | Behind the Meter | Net-metered residential rooftop and canopy |  | None | Maier Solar Engineering dba Solar Me | AC Electric | Accepted | 2020-03-13 | 2020-03-18 | 2021-10-30 | Enphase | IQ7 | Inverters | 240 |  | 23 |  |  | 0.96 |  | Outdoor | Next to meter
NJSTRE1545388046 | NJSRRE1544680860 | Transition Incentive Program | Paulsboro | 8066 | 15 | 7.36 | Residential | No | Behind the Meter | Net-metered residential rooftop and canopy |  | None | Maier Solar Engineering dba Solar Me | AC Electric | Accepted | 2020-03-13 | 2020-03-18 | 2021-10-30 | Hanwha | Q.CELL DUO BLK-G5 320W | Solar Panels |  | 0.32 | 20 | 96 | 36 |  | Fixed | Roof
NJSTRE1545388046 | NJSRRE1544680860 | Transition Incentive Program | Paulsboro | 8066 | 15 | 7.36 | Residential | No | Behind the Meter | Net-metered residential rooftop and canopy |  | None | Maier Solar Engineering dba Solar Me | AC Electric | Accepted | 2020-03-13 | 2020-03-18 | 2021-10-30 | Hanwha | Q.CELL DUO BLK-G5 320W | Solar Panels |  | 0.32 | 3 | 276 | 36 |  | Fixed | Roof
NJSTRE1545388047 | NJSRRE1544777570 | Transition Incentive Program | bridgeton | 8302 | 20 | 7.71 | Residential | Yes | Behind the Meter | Net-metered residential rooftop and canopy |  | None | Vision Solar LLC | AC Electric | Accepted | 2020-04-01 | 2020-04-09 | 2021-10-30 | enphase | iq7-60-2-us | Inverters | 0.25 |  | 23 |  |  | 0.96 |  | Other | behind meter
NJSTRE1545388047 | NJSRRE1544777570 | Transition Incentive Program | bridgeton | 8302 | 20 | 7.71 | Residential | Yes | Behind the Meter | Net-metered residential rooftop and canopy |  | None | Vision Solar LLC | AC Electric | Accepted | 2020-04-01 | 2020-04-09 | 2021-10-30 | lg solar | lg335n1k-v5 | Solar Panels |  | 0.335 | 23 | 186 | 21 |  | Fixed | Roof
NJSTRE1545388048 | NJSRRE1544697512 | Transition Incentive Program | Turnersville | 8012 | 14 | 7.75 | Residential | No | Behind the Meter | Net-metered residential rooftop and canopy |  | None | Bright Planet Solar | AC Electric | Accepted | 2020-03-16 | 2020-03-19 | 2021-10-30 | SOLAR EDGE | SE6000H-USRGM | Inverters | 6000 |  | 1 |  |  | 0.98 |  | Outdoor | OUTSIDE
NJSTRE1545388048 | NJSRRE1544697512 | Transition Incentive Program | Turnersville | 8012 | 14 | 7.75 | Residential | No | Behind the Meter | Net-metered residential rooftop and canopy |  | None | Bright Planet Solar | AC Electric | Accepted | 2020-03-16 | 2020-03-19 | 2021-10-30 | LONGI | LR-60HPB-310M | Solar Panels |  | 0.31 | 7 | 208 | 39 |  | Fixed | Roof
NJSTRE1545388048 | NJSRRE1544697512 | Transition Incentive Program | Turnersville | 8012 | 14 | 7.75 | Residential | No | Behind the Meter | Net-metered residential rooftop and canopy |  | None | Bright Planet Solar | AC Electric | Accepted | 2020-03-16 | 2020-03-19 | 2021-10-30 | LONGI | LR-60HPB-310M | Solar Panels |  | 0.31 | 18 | 208 | 39 |  | Fixed | Roof
NJSTRE1545388051 | NJSRRE1544775248 | Transition Incentive Program | Smithville | 8205 | 19 | 7.25 | Residential | No | Behind the Meter | Behind the Meter |  | None | All Season Solar | AC Electric | Eligible for TI Program | 2020-03-31 | 2020-04-09 | 2021-10-30 | Enphase | IQ7 | Inverters | 240 |  | 23 |  |  | 0.97 |  | Outdoor | under module
NJSTRE1545388051 | NJSRRE1544775248 | Transition Incentive Program | Smithville | 8205 | 19 | 7.25 | Residential | No | Behind the Meter | Behind the Meter |  | None | All Season Solar | AC Electric | Eligible for TI Program | 2020-03-31 | 2020-04-09 | 2021-10-30 | Certainteed | CT315HC11-04 | Solar Panels |  | 0.315 | 20 | 117 | 23 |  | Fixed | Roof
NJSTRE1545388051 | NJSRRE1544775248 | Transition Incentive Program | Smithville | 8205 | 19 | 7.25 | Residential | No | Behind the Meter | Behind the Meter |  | None | All Season Solar | AC Electric | Eligible for TI Program | 2020-03-31 | 2020-04-09 | 2021-10-30 | Certainteed | CT315HC11-04 | Solar Panels |  | 0.315 | 3 | 207 | 23 |  | Fixed | Roof
NJSTRE1545388054 | NJSRRE1544724198 | Transition Incentive Program | DEPTFORD TWP | 8096 | 15 | 4.73 | Residential | Yes | Behind the Meter | Net-metered residential rooftop and canopy |  | None | Tesla Energy Operations Inc. | PSE&G | Accepted | 2020-03-19 | 2020-03-24 | 2021-10-30 | SolarEdge Technologies Ltd | SE5000H-US [240V] | Inverters | 5000 |  | 1 |  |  | 0.985 |  | Indoor | Indoor
NJSTRE1545388054 | NJSRRE1544724198 | Transition Incentive Program | DEPTFORD TWP | 8096 | 15 | 4.73 | Residential | Yes | Behind the Meter | Net-metered residential rooftop and canopy |  | None | Tesla Energy Operations Inc. | PSE&G | Accepted | 2020-03-19 | 2020-03-24 | 2021-10-30 | Hanwha Q CELLS | Q.PEAK DUO BLK-G5/SC315 | Solar Panels |  | 0.315 | 15 | 75 | 30 |  | Fixed | Roof
NJSTRE1545388055 | NJSRRE1544695770 | Transition Incentive Program | Moorestown Twp | 8057 | 13 | 5.04 | Residential | Yes | Behind the Meter | Net-metered residential rooftop and canopy |  | None | Bright Planet Solar | PSE&G | Accepted | 2020-03-16 | 2020-03-19 | 2021-10-30 | SOLAR EDGE | SE5000H-USRGM | Inverters | 5000 |  | 1 |  |  | 0.98 |  | Outdoor | OUTSIDE
NJSTRE1545388055 | NJSRRE1544695770 | Transition Incentive Program | Moorestown Twp | 8057 | 13 | 5.04 | Residential | Yes | Behind the Meter | Net-metered residential rooftop and canopy |  | None | Bright Planet Solar | PSE&G | Accepted | 2020-03-16 | 2020-03-19 | 2021-10-30 | CANADIAN SOLAR | CS3K-315MS | Solar Panels |  | 0.315 | 14 | 261 | 22 |  | Fixed | Roof
NJSTRE1545388055 | NJSRRE1544695770 | Transition Incentive Program | Moorestown Twp | 8057 | 13 | 5.04 | Residential | Yes | Behind the Meter | Net-metered residential rooftop and canopy |  | None | Bright Planet Solar | PSE&G | Accepted | 2020-03-16 | 2020-03-19 | 2021-10-30 | CANADIAN SOLAR | CS3K-315MS | Solar Panels |  | 0.315 | 2 | 81 | 22 |  | Fixed | Roof
NJSTRE1545388056 | NJSRRE1544621262 | Transition Incentive Program | East Orange | 7018 | 9 | 171.71 | Commercial | No | Behind the Meter | Behind the Meter |  | None | SElf install | PSE&G | Eligible for TI Program | 2020-03-09 | 2020-03-13 | 2021-10-30 | Byram | B20-208800 | Meters |  |  | 1 |  |  |  | Yes | Indoor
NJSTRE1545388056 | NJSRRE1544621262 | Transition Incentive Program | East Orange | 7018 | 9 | 171.71 | Commercial | No | Behind the Meter | Behind the Meter |  | None | SElf install | PSE&G | Eligible for TI Program | 2020-03-09 | 2020-03-13 | 2021-10-30 | Fronius | 12.0-208 | Inverters | 12000 |  | 12 |  |  | 0.96 |  | Outdoor | On Roof
NJSTRE1545388056 | NJSRRE1544621262 | Transition Incentive Program | East Orange | 7018 | 9 | 171.71 | Commercial | No | Behind the Meter | Behind the Meter |  | None | SElf install | PSE&G | Eligible for TI Program | 2020-03-09 | 2020-03-13 | 2021-10-30 | Bluesun | BSM385-72 | Solar Panels |  | 0.385 | 446 | 208 | 10 |  | Fixed | Roof
NJSTRE1545388059 | NJSRRE1544836690 | Transition Incentive Program | Pennsauken TWP | 8109 | 14 | 10.39 | Residential | Yes | Behind the Meter | Net-metered residential rooftop and canopy |  | None | Vision Solar LLC | PSE&G | Accepted | 2020-04-13 | 2020-04-21 | 2021-10-30 | enphase | iq7-60-2-us | Inverters | 0.24 |  | 31 |  |  | 0.96 |  | Other | behind panels
NJSTRE1545388059 | NJSRRE1544836690 | Transition Incentive Program | Pennsauken TWP | 8109 | 14 | 10.39 | Residential | Yes | Behind the Meter | Net-metered residential rooftop and canopy |  | None | Vision Solar LLC | PSE&G | Accepted | 2020-04-13 | 2020-04-21 | 2021-10-30 | lg solar | lg335n1k-v5 | Solar Panels |  | 0.335 | 11 | 31 | 25 |  | Fixed | Roof
NJSTRE1545388059 | NJSRRE1544836690 | Transition Incentive Program | Pennsauken TWP | 8109 | 14 | 10.39 | Residential | Yes | Behind the Meter | Net-metered residential rooftop and canopy |  | None | Vision Solar LLC | PSE&G | Accepted | 2020-04-13 | 2020-04-21 | 2021-10-30 | lgsolar | lg335n1k-v5 | Solar Panels |  | 0.335 | 13 | 121 | 22 |  | Fixed | Roof
NJSTRE1545388059 | NJSRRE1544836690 | Transition Incentive Program | Pennsauken TWP | 8109 | 14 | 10.39 | Residential | Yes | Behind the Meter | Net-metered residential rooftop and canopy |  | None | Vision Solar LLC | PSE&G | Accepted | 2020-04-13 | 2020-04-21 | 2021-10-30 | lg solar | lg335n1k-v5 | Solar Panels |  | 0.335 | 3 | 31 | 22 |  | Fixed | Roof
NJSTRE1545388059 | NJSRRE1544836690 | Transition Incentive Program | Pennsauken TWP | 8109 | 14 | 10.39 | Residential | Yes | Behind the Meter | Net-metered residential rooftop and canopy |  | None | Vision Solar LLC | PSE&G | Accepted | 2020-04-13 | 2020-04-21 | 2021-10-30 | lgsolar | lg335n1k-v5 | Solar Panels |  | 0.335 | 4 | 31 | 35 |  | Fixed | Roof
NJSTRE1545388061 | NJSRRE1544568275 | Transition Incentive Program | penns grove | 8069 | 16 | 3.69 | Residential | Yes | Behind the Meter | Net-metered residential rooftop and canopy |  | None | Vision Solar LLC | AC Electric | Accepted | 2020-03-03 | 2020-03-06 | 2021-10-30 | enphase | iq7-60-2-us | Inverters | 0.25 |  | 11 |  |  | 0.96 |  | Other | behind panels
NJSTRE1545388061 | NJSRRE1544568275 | Transition Incentive Program | penns grove | 8069 | 16 | 3.69 | Residential | Yes | Behind the Meter | Net-metered residential rooftop and canopy |  | None | Vision Solar LLC | AC Electric | Accepted | 2020-03-03 | 2020-03-06 | 2021-10-30 | lg solar | lg335n1k-v5 | Solar Panels |  | 0.335 | 11 | 207 | 17 |  | Fixed | Roof
NJSTRE1545388065 | NJSRRE1544839638 | Transition Incentive Program | South Brunswick | 8852 | 11 | 7.15 | Residential | No | Behind the Meter | Behind the Meter |  | None | NJ Solar Power, LLC | PSE&G | Eligible for TI Program | 2020-04-14 | 2020-04-22 | 2021-10-30 | Solaredge | SE6000H-US | Inverters | 6000 |  | 1 |  |  | 0.99 |  | Indoor | garage
NJSTRE1545388065 | NJSRRE1544839638 | Transition Incentive Program | South Brunswick | 8852 | 11 | 7.15 | Residential | No | Behind the Meter | Behind the Meter |  | None | NJ Solar Power, LLC | PSE&G | Eligible for TI Program | 2020-04-14 | 2020-04-22 | 2021-10-30 | Panasonic | VBHN325KA03 | Solar Panels |  | 0.325 | 22 | 179 | 23 |  | Fixed | Roof
NJSTRE1545388066 | NJSRRE1544796084 | Transition Incentive Program | Somerset | 8873 | 5 | 9.6 | Residential | Yes | Behind the Meter | Behind the Meter |  | None | Steve Whitman LLC | PSE&G | Eligible for TI Program | 2020-04-03 | 2020-04-09 | 2021-10-30 | SolarEdge | SE7600H-US | Inverters | 7600 |  | 1 |  |  | 0.99 |  | Outside | within ten feet of meter
NJSTRE1545388066 | NJSRRE1544796084 | Transition Incentive Program | Somerset | 8873 | 5 | 9.6 | Residential | Yes | Behind the Meter | Behind the Meter |  | None | Steve Whitman LLC | PSE&G | Eligible for TI Program | 2020-04-03 | 2020-04-09 | 2021-10-30 | Hanwha Q-Cells | Q.PEAK DUO-G5 320 | Solar Panels |  | 0.32 | 30 | 128 | 24 |  | Fixed | Roof
NJSTRE1545388070 | NJSRRE1544623032 | Transition Incentive Program | NEWARK | 7107 | 9 | 8.4 | Residential | No | Behind the Meter | Behind the Meter |  | None | Infinity Solar Systems | PSE&G | Eligible for TI Program | 2020-03-10 | 2020-03-12 | 2021-10-30 | ENPHASE | IQ7PLUS-72-X-US | Inverters | 290 |  | 24 |  |  | 0.97 |  | Outside | MICROINVERTERS
NJSTRE1545388070 | NJSRRE1544623032 | Transition Incentive Program | NEWARK | 7107 | 9 | 8.4 | Residential | No | Behind the Meter | Behind the Meter |  | None | Infinity Solar Systems | PSE&G | Eligible for TI Program | 2020-03-10 | 2020-03-12 | 2021-10-30 | LG | LG350N1C-V5 | Solar Panels |  | 0.35 | 24 | 290 | 4 |  | Fixed | Roof
NJSTRE1545388072 | NJSRRE1544767360 | Transition Incentive Program | Haddonfield Boro | 8033 | 14 | 3.78 | Residential | No | Behind the Meter | Net-metered residential rooftop and canopy |  | None | Tesla Energy Operations Inc | PSE&G | Accepted | 2020-03-26 | 2020-03-31 | 2021-10-30 | Tesla | Ac Powerwall 2.0 | Electric Storage Battery |  |  | 2 |  |  |  | Lithium Ion |  | inside
NJSTRE1545388072 | NJSRRE1544767360 | Transition Incentive Program | Haddonfield Boro | 8033 | 14 | 3.78 | Residential | No | Behind the Meter | Net-metered residential rooftop and canopy |  | None | Tesla Energy Operations Inc | PSE&G | Accepted | 2020-03-26 | 2020-03-31 | 2021-10-30 | Delta Electronics | M4-TL-US [240V] | Inverters | 3840 |  | 1 |  |  | 0.975 |  | Outdoor | Outdoor
NJSTRE1545388072 | NJSRRE1544767360 | Transition Incentive Program | Haddonfield Boro | 8033 | 14 | 3.78 | Residential | No | Behind the Meter | Net-metered residential rooftop and canopy |  | None | Tesla Energy Operations Inc | PSE&G | Accepted | 2020-03-26 | 2020-03-31 | 2021-10-30 | Hanwha Q Cells | Q.PEAK DUO BLK-G5/SC315 | Solar Panels |  | 0.315 | 6 | 225 | 30 |  | Fixed | Roof
NJSTRE1545388072 | NJSRRE1544767360 | Transition Incentive Program | Haddonfield Boro | 8033 | 14 | 3.78 | Residential | No | Behind the Meter | Net-metered residential rooftop and canopy |  | None | Tesla Energy Operations Inc | PSE&G | Accepted | 2020-03-26 | 2020-03-31 | 2021-10-30 | Hanwha Q Cells | Q.PEAK DUO BLK-G5/SC315 | Solar Panels |  | 0.315 | 6 | 225 | 32 |  | Fixed | Roof
NJSTRE1545388076 | NJSRRE1544855159 | Transition Incentive Program | CLIFTON | 7011 | 6 | 8.04 | Residential | No | Behind the Meter | Behind the Meter |  | None | Infinity Solar Systems | PSE&G | Eligible for TI Program | 2020-04-17 | 2020-04-23 | 2021-10-30 | ENPHASE | IQ7-60-X-US | Inverters | 240 |  | 24 |  |  | 0.97 |  | Outside | MICROINVERTERS
NJSTRE1545388076 | NJSRRE1544855159 | Transition Incentive Program | CLIFTON | 7011 | 6 | 8.04 | Residential | No | Behind the Meter | Behind the Meter |  | None | Infinity Solar Systems | PSE&G | Eligible for TI Program | 2020-04-17 | 2020-04-23 | 2021-10-30 | LG | LG335N1K-V5 | Solar Panels |  | 0.335 | 9 | 166 | 35 |  | Fixed | Roof
NJSTRE1545388076 | NJSRRE1544855159 | Transition Incentive Program | CLIFTON | 7011 | 6 | 8.04 | Residential | No | Behind the Meter | Behind the Meter |  | None | Infinity Solar Systems | PSE&G | Eligible for TI Program | 2020-04-17 | 2020-04-23 | 2021-10-30 | LG | LG335N1K-V5 | Solar Panels |  | 0.335 | 15 | 166 | 15 |  | Fixed | Roof
NJSTRE1545388077 | NJSRRE1544720054 | Transition Incentive Program | Waldwick | 7463 | 7 | 13.4 | Residential | No | Behind the Meter | Net-metered residential rooftop and canopy |  | None | Solar Living, Inc. | PSE&G | Accepted | 2020-03-18 | 2020-03-24 | 2021-10-30 | Enphase | IQ7+ | Inverters | 290 |  | 40 |  |  | 0.97 |  | Outdoor | below modules
NJSTRE1545388077 | NJSRRE1544720054 | Transition Incentive Program | Waldwick | 7463 | 7 | 13.4 | Residential | No | Behind the Meter | Net-metered residential rooftop and canopy |  | None | Solar Living, Inc. | PSE&G | Accepted | 2020-03-18 | 2020-03-24 | 2021-10-30 | LG | 335N1C | Solar Panels |  | 0.335 | 20 | 94 | 25 |  | Fixed | Roof
NJSTRE1545388077 | NJSRRE1544720054 | Transition Incentive Program | Waldwick | 7463 | 7 | 13.4 | Residential | No | Behind the Meter | Net-metered residential rooftop and canopy |  | None | Solar Living, Inc. | PSE&G | Accepted | 2020-03-18 | 2020-03-24 | 2021-10-30 | LG | 335N1C | Solar Panels |  | 0.335 | 20 | 274 | 25 |  | Fixed | Roof
NJSTRE1545388078 | NJSRRE1544729071 | Transition Incentive Program | Brigantine | 8203 | 19 | 12.73 | Residential | No | Behind the Meter | Behind the Meter |  | None | Green Power Energy | AC Electric | Eligible for TI Program | 2020-03-20 | 2020-03-24 | 2021-10-30 | Solar Edge | SE11400H-US | Inverters | 11400 |  | 1 |  |  | 0.97 |  | Outside | next to meter
NJSTRE1545388078 | NJSRRE1544729071 | Transition Incentive Program | Brigantine | 8203 | 19 | 12.73 | Residential | No | Behind the Meter | Behind the Meter |  | None | Green Power Energy | AC Electric | Eligible for TI Program | 2020-03-20 | 2020-03-24 | 2021-10-30 | Hanwha | Q.PEAK DUO BLK-G6 | Solar Panels |  | 0.335 | 16 | 172 | 18 |  | Fixed | Roof
NJSTRE1545388078 | NJSRRE1544729071 | Transition Incentive Program | Brigantine | 8203 | 19 | 12.73 | Residential | No | Behind the Meter | Behind the Meter |  | None | Green Power Energy | AC Electric | Eligible for TI Program | 2020-03-20 | 2020-03-24 | 2021-10-30 | Hanwha | Q.PEAK DUO BLK-G6 | Solar Panels |  | 0.335 | 22 | 172 | 26 |  | Fixed | Roof
NJSTRE1545388079 | NJSRRE1544898550 | Transition Incentive Program | Wenonah | 8090 | 15 | 15.02 | Commercial | No | Behind the Meter | Net-metered non-residential rooftop and canopy |  | None | Ameresco | AC Electric | Accepted | 2020-04-30 | 2020-04-30 | 2021-10-30 | SolarEdge | SE14.4KUS | Inverters | 14.4 |  | 1 |  |  | 0.975 |  | Outdoor | N/A
NJSTRE1545388079 | NJSRRE1544898550 | Transition Incentive Program | Wenonah | 8090 | 15 | 15.02 | Commercial | No | Behind the Meter | Net-metered non-residential rooftop and canopy |  | None | Ameresco | AC Electric | Accepted | 2020-04-30 | 2020-04-30 | 2021-10-30 | JA | JAM72S09 385/PR | Solar Panels |  | 0.385 | 39 | 128/173/218/264 | 32 |  | Fixed | Roof
NJSTRE1545388083 | NJSRRE1544761221 | Transition Incentive Program | Monroe Township | 8831 | 11 | 15.12 | Residential | No | Behind the Meter | Net-metered residential rooftop and canopy |  | None | Tesla Energy Operations Inc. | JCP&L | Accepted | 2020-03-24 | 2020-03-27 | 2021-10-30 | SolarEdge Technologies | SE7600H-US | Inverters | 15200 |  | 2 |  |  | 0.99 |  | Outside | Near the Meter
NJSTRE1545388083 | NJSRRE1544761221 | Transition Incentive Program | Monroe Township | 8831 | 11 | 15.12 | Residential | No | Behind the Meter | Net-metered residential rooftop and canopy |  | None | Tesla Energy Operations Inc. | JCP&L | Accepted | 2020-03-24 | 2020-03-27 | 2021-10-30 | Hanwha Q CELLS | Q.PEAK DUO BLK-G5/SC315 | Solar Panels |  | 0.315 | 5 | 179 | 43 |  | Fixed | Roof
NJSTRE1545388083 | NJSRRE1544761221 | Transition Incentive Program | Monroe Township | 8831 | 11 | 15.12 | Residential | No | Behind the Meter | Net-metered residential rooftop and canopy |  | None | Tesla Energy Operations Inc. | JCP&L | Accepted | 2020-03-24 | 2020-03-27 | 2021-10-30 | Hanwha Q CELLS | Q.PEAK DUO BLK-G5/SC315 | Solar Panels |  | 0.315 | 5 | 269 | 32 |  | Fixed | Roof
NJSTRE1545388083 | NJSRRE1544761221 | Transition Incentive Program | Monroe Township | 8831 | 11 | 15.12 | Residential | No | Behind the Meter | Net-metered residential rooftop and canopy |  | None | Tesla Energy Operations Inc. | JCP&L | Accepted | 2020-03-24 | 2020-03-27 | 2021-10-30 | Hanwha Q CELLS | Q.PEAK DUO BLK-G5/SC315 | Solar Panels |  | 0.315 | 14 | 269 | 32 |  | Fixed | Roof
NJSTRE1545388083 | NJSRRE1544761221 | Transition Incentive Program | Monroe Township | 8831 | 11 | 15.12 | Residential | No | Behind the Meter | Net-metered residential rooftop and canopy |  | None | Tesla Energy Operations Inc. | JCP&L | Accepted | 2020-03-24 | 2020-03-27 | 2021-10-30 | Hanwha Q CELLS | Q.PEAK DUO BLK-G5/SC315 | Solar Panels |  | 0.315 | 18 | 269 | 32 |  | Fixed | Roof
NJSTRE1545388083 | NJSRRE1544761221 | Transition Incentive Program | Monroe Township | 8831 | 11 | 15.12 | Residential | No | Behind the Meter | Net-metered residential rooftop and canopy |  | None | Tesla Energy Operations Inc. | JCP&L | Accepted | 2020-03-24 | 2020-03-27 | 2021-10-30 | Hanwha Q CELLS | Q.PEAK DUO BLK-G5/SC315 | Solar Panels |  | 0.315 | 6 | 89 | 34 |  | Fixed | Roof
NJSTRE1545388084 | NJSRRE1544613277 | Transition Incentive Program | Clementon | 8021 | 14 | 8.37 | Residential | Yes | Behind the Meter | Net-metered residential rooftop and canopy |  | None | Whitman Construction, LLC | PSE&G | Accepted | 2020-03-06 | 2020-03-11 | 2021-10-30 | Enphase Energy | IQ7-60-2-US | Inverters | 0.24 |  | 27 |  |  | 0.976 |  | Outside | roof
NJSTRE1545388084 | NJSRRE1544613277 | Transition Incentive Program | Clementon | 8021 | 14 | 8.37 | Residential | Yes | Behind the Meter | Net-metered residential rooftop and canopy |  | None | Whitman Construction, LLC | PSE&G | Accepted | 2020-03-06 | 2020-03-11 | 2021-10-30 | Trina Solar | TSM-310DDSA17 | Solar Panels |  | 0.31 | 16 | 172 | 20 |  | Fixed | Roof
NJSTRE1545388084 | NJSRRE1544613277 | Transition Incentive Program | Clementon | 8021 | 14 | 8.37 | Residential | Yes | Behind the Meter | Net-metered residential rooftop and canopy |  | None | Whitman Construction, LLC | PSE&G | Accepted | 2020-03-06 | 2020-03-11 | 2021-10-30 | Trina Solar | TSM-310DDSA17 | Solar Panels |  | 0.31 | 11 | 171 | 15 |  | Fixed | Roof
NJSTRE1545388086 | NJSRRE1544690210 | Transition Incentive Program | Freehold | 7728 | 17 | 9.24 | Commercial | No | Behind the Meter | Behind the Meter |  | None | ECS Energy, Ltd. | JCP&L | Eligible for TI Program | 2020-03-14 | 2020-03-18 | 2021-10-30 | APsystems | QS1 microinverters | Inverters | 1200 |  | 6 |  |  | 0.96 |  | Outdoor | at panel
NJSTRE1545388086 | NJSRRE1544690210 | Transition Incentive Program | Freehold | 7728 | 17 | 9.24 | Commercial | No | Behind the Meter | Behind the Meter |  | None | ECS Energy, Ltd. | JCP&L | Eligible for TI Program | 2020-03-14 | 2020-03-18 | 2021-10-30 | Axitec | AC-385MH/144S | Solar Panels |  | 0.385 | 10 | 96 | 30 |  | Fixed | Roof
NJSTRE1545388086 | NJSRRE1544690210 | Transition Incentive Program | Freehold | 7728 | 17 | 9.24 | Commercial | No | Behind the Meter | Behind the Meter |  | None | ECS Energy, Ltd. | JCP&L | Eligible for TI Program | 2020-03-14 | 2020-03-18 | 2021-10-30 | Axitec | AC-385MH/144S | Solar Panels |  | 0.385 | 10 | 276 | 30 |  | Fixed | Roof
NJSTRE1545388086 | NJSRRE1544690210 | Transition Incentive Program | Freehold | 7728 | 17 | 9.24 | Commercial | No | Behind the Meter | Behind the Meter |  | None | ECS Energy, Ltd. | JCP&L | Eligible for TI Program | 2020-03-14 | 2020-03-18 | 2021-10-30 | Axitec | AC-385MH/144S | Solar Panels |  | 0.385 | 4 | 96 | 10 |  | Fixed | Roof
NJSTRE1545388088 | NJSRRE1544708911 | Transition Incentive Program | Manalapan Township | 7726 | 17 | 8.06 | Residential | Yes | Behind the Meter | Behind the Meter |  | None | Sunrun Installation Services, Inc. | JCP&L | Eligible for TI Program | 2020-03-17 | 2020-03-20 | 2021-10-30 | Enphase Energy | IQ7-60-x-US (240V) | Inverters | 240 |  | 26 |  |  | 0.96 |  | Outdoor | Rooftop
NJSTRE1545388088 | NJSRRE1544708911 | Transition Incentive Program | Manalapan Township | 7726 | 17 | 8.06 | Residential | Yes | Behind the Meter | Behind the Meter |  | None | Sunrun Installation Services, Inc. | JCP&L | Eligible for TI Program | 2020-03-17 | 2020-03-20 | 2021-10-30 | REC Solar | REC310TP2M | Solar Panels |  | 0.31 | 10 | 234 | 37 |  | Fixed | Roof
NJSTRE1545388088 | NJSRRE1544708911 | Transition Incentive Program | Manalapan Township | 7726 | 17 | 8.06 | Residential | Yes | Behind the Meter | Behind the Meter |  | None | Sunrun Installation Services, Inc. | JCP&L | Eligible for TI Program | 2020-03-17 | 2020-03-20 | 2021-10-30 | REC Solar | REC310TP2M | Solar Panels |  | 0.31 | 8 | 56 | 9 |  | Fixed | Roof
NJSTRE1545388088 | NJSRRE1544708911 | Transition Incentive Program | Manalapan Township | 7726 | 17 | 8.06 | Residential | Yes | Behind the Meter | Behind the Meter |  | None | Sunrun Installation Services, Inc. | JCP&L | Eligible for TI Program | 2020-03-17 | 2020-03-20 | 2021-10-30 | REC Solar | REC310TP2M | Solar Panels |  | 0.31 | 5 | 234 | 14 |  | Fixed | Roof
NJSTRE1545388088 | NJSRRE1544708911 | Transition Incentive Program | Manalapan Township | 7726 | 17 | 8.06 | Residential | Yes | Behind the Meter | Behind the Meter |  | None | Sunrun Installation Services, Inc. | JCP&L | Eligible for TI Program | 2020-03-17 | 2020-03-20 | 2021-10-30 | REC Solar | REC310TP2M | Solar Panels |  | 0.31 | 3 | 54 | 37 |  | Fixed | Roof
NJSTRE1545388089 | NJSRRE1544845624 | Transition Incentive Program | SICKLERVILLE | 8081 | 14 | 5.44 | Residential | Yes | Behind the Meter | Net-metered residential rooftop and canopy |  | None | Vivint Solar Developer, LLC | AC Electric | Accepted | 2020-04-17 | 2020-04-23 | 2021-10-30 | Solar Edge | SE3800H-US | Inverters | 3800 |  | 1 |  |  | 0.992 |  | Outdoor | Near the Utility Meter
NJSTRE1545388089 | NJSRRE1544845624 | Transition Incentive Program | SICKLERVILLE | 8081 | 14 | 5.44 | Residential | Yes | Behind the Meter | Net-metered residential rooftop and canopy |  | None | Vivint Solar Developer, LLC | AC Electric | Accepted | 2020-04-17 | 2020-04-23 | 2021-10-30 | JINKO SOLAR | JKM320M-60HBL | Solar Panels |  | 0.32 | 17 | 133 | 26 |  | Fixed | Roof
NJSTRE1545388090 | NJSRRE1544892968 | Transition Incentive Program | Montague Township | 7827 | 1 | 6.2 | Residential | Yes | Behind the Meter | Behind the Meter |  | None | Sunrun Installation Services, Inc. | Orange Rockland Electric | Eligible for TI Program | 2020-04-24 | 2020-04-29 | 2021-10-30 | Enphase Energy | IQ7-60-x-US (240V) | Inverters | 240 |  | 20 |  |  | 0.96 |  | Outdoor | Rooftop
NJSTRE1545388090 | NJSRRE1544892968 | Transition Incentive Program | Montague Township | 7827 | 1 | 6.2 | Residential | Yes | Behind the Meter | Behind the Meter |  | None | Sunrun Installation Services, Inc. | Orange Rockland Electric | Eligible for TI Program | 2020-04-24 | 2020-04-29 | 2021-10-30 | REC Solar | REC310TP2M | Solar Panels |  | 0.31 | 13 | 220 | 27 |  | Fixed | Roof
NJSTRE1545388090 | NJSRRE1544892968 | Transition Incentive Program | Montague Township | 7827 | 1 | 6.2 | Residential | Yes | Behind the Meter | Behind the Meter |  | None | Sunrun Installation Services, Inc. | Orange Rockland Electric | Eligible for TI Program | 2020-04-24 | 2020-04-29 | 2021-10-30 | REC Solar | REC310TP2M | Solar Panels |  | 0.31 | 7 | 130 | 18 |  | Fixed | Roof
NJSTRE1545388093 | NJSRRE1544623058 | Transition Incentive Program | Flemington | 8822 | 4 | 7.04 | Residential | Yes | Behind the Meter | Behind the Meter |  | None | Skyline Solar, LLC | JCP&L | Eligible for TI Program | 2020-03-10 | 2020-03-12 | 2021-10-30 | SolarEdge | SE5000H-US | Inverters | 5000 |  | 1 |  |  | 0.99 |  | Outside | within ten feet of meter
NJSTRE1545388093 | NJSRRE1544623058 | Transition Incentive Program | Flemington | 8822 | 4 | 7.04 | Residential | Yes | Behind the Meter | Behind the Meter |  | None | Skyline Solar, LLC | JCP&L | Eligible for TI Program | 2020-03-10 | 2020-03-12 | 2021-10-30 | Hanwha Q-Cells | Q.PEAK DUO-G5 320 | Solar Panels |  | 0.32 | 22 | 95275 | 29 |  | Fixed | Roof
NJSTRE1545388094 | NJSRRE1544768866 | Transition Incentive Program | LAKEHURST | 8733 | 18 | 5.76 | Residential | Yes | Behind the Meter | Net-metered residential rooftop and canopy |  | None | Vivint Solar Developer, LLC | JCP&L | Accepted | 2020-03-27 | 2020-04-01 | 2021-10-30 | SolarEdge | SE3800H-US | Inverters | 3800 |  | 1 |  |  | 0.992 |  | Outdoor | Near the Utility Meter
NJSTRE1545388094 | NJSRRE1544768866 | Transition Incentive Program | LAKEHURST | 8733 | 18 | 5.76 | Residential | Yes | Behind the Meter | Net-metered residential rooftop and canopy |  | None | Vivint Solar Developer, LLC | JCP&L | Accepted | 2020-03-27 | 2020-04-01 | 2021-10-30 | Jinko Solar | JKM320M-60HBL | Solar Panels |  | 0.32 | 14 | 175 | 10 |  | Fixed | Roof
NJSTRE1545388094 | NJSRRE1544768866 | Transition Incentive Program | LAKEHURST | 8733 | 18 | 5.76 | Residential | Yes | Behind the Meter | Net-metered residential rooftop and canopy |  | None | Vivint Solar Developer, LLC | JCP&L | Accepted | 2020-03-27 | 2020-04-01 | 2021-10-30 | Jinko Solar | JKM320M-60HBL | Solar Panels |  | 0.32 | 4 | 175 | 23 |  | Fixed | Roof
NJSTRE1545388095 | NJSRRE1544813249 | Transition Incentive Program | Chatham Township | 7928 | 3 | 4.83 | Residential | Yes | Behind the Meter | Behind the Meter |  | None | Sunrun Installation Services, Inc. | JCP&L | Eligible for TI Program | 2020-04-08 | 2020-04-14 | 2021-10-30 | Enphase Energy | IQ7PLUS-72-x-US (240V) | Inverters | 290 |  | 14 |  |  | 0.96 |  | Outdoor | Rooftop
NJSTRE1545388095 | NJSRRE1544813249 | Transition Incentive Program | Chatham Township | 7928 | 3 | 4.83 | Residential | Yes | Behind the Meter | Behind the Meter |  | None | Sunrun Installation Services, Inc. | JCP&L | Eligible for TI Program | 2020-04-08 | 2020-04-14 | 2021-10-30 | LG Electronics | LG345N1C-V5 | Solar Panels |  | 0.345 | 7 | 235 | 34 |  | Fixed | Roof
NJSTRE1545388095 | NJSRRE1544813249 | Transition Incentive Program | Chatham Township | 7928 | 3 | 4.83 | Residential | Yes | Behind the Meter | Behind the Meter |  | None | Sunrun Installation Services, Inc. | JCP&L | Eligible for TI Program | 2020-04-08 | 2020-04-14 | 2021-10-30 | LG Electronics | LG345N1C-V5 | Solar Panels |  | 0.345 | 7 | 145 | 34 |  | Fixed | Roof
NJSTRE1545388100 | NJSRRE1544759072 | Transition Incentive Program | LINDEN | 7036 | 10 | 8.32 | Residential | Yes | Behind the Meter | Net-metered residential rooftop and canopy |  | None | Vivint Solar Developer, LLC | PSE&G | Accepted | 2020-03-23 | 2020-03-26 | 2021-10-30 | SOLAREDGE | SE7600H-US | Inverters | 7600 |  | 1 |  |  | 0.992 |  | Outdoor | Near the Utility Meter
NJSTRE1545388100 | NJSRRE1544759072 | Transition Incentive Program | LINDEN | 7036 | 10 | 8.32 | Residential | Yes | Behind the Meter | Net-metered residential rooftop and canopy |  | None | Vivint Solar Developer, LLC | PSE&G | Accepted | 2020-03-23 | 2020-03-26 | 2021-10-30 | JINKO SOLAR | JKM320M-60HBL | Solar Panels |  | 0.32 | 18 | 129 | 16 |  | Fixed | Roof
NJSTRE1545388100 | NJSRRE1544759072 | Transition Incentive Program | LINDEN | 7036 | 10 | 8.32 | Residential | Yes | Behind the Meter | Net-metered residential rooftop and canopy |  | None | Vivint Solar Developer, LLC | PSE&G | Accepted | 2020-03-23 | 2020-03-26 | 2021-10-30 | JINKO SOLAR | JKM320M-60HBL | Solar Panels |  | 0.32 | 8 | 309 | 16 |  | Fixed | Roof
NJSTRE1545388104 | NJSRRE1544728954 | Transition Incentive Program | North Brunswick | 8902 | 11 | 7.04 | Residential | Yes | Behind the Meter | Behind the Meter |  | None | Skyline Solar, LLC | PSE&G | Eligible for TI Program | 2020-03-20 | 2020-03-26 | 2021-10-30 | SolarEdge | SE5000H-US | Inverters | 5000 |  | 1 |  |  | 0.99 |  | Outside | within ten feet of meter
NJSTRE1545388104 | NJSRRE1544728954 | Transition Incentive Program | North Brunswick | 8902 | 11 | 7.04 | Residential | Yes | Behind the Meter | Behind the Meter |  | None | Skyline Solar, LLC | PSE&G | Eligible for TI Program | 2020-03-20 | 2020-03-26 | 2021-10-30 | Hanwha Q-Cells | Q.PEAK DUO-G5 320 | Solar Panels |  | 0.32 | 22 | 243153 | 38 |  | Fixed | Roof
NJSTRE1545388105 | NJSRRE1544623079 | Transition Incentive Program | Elizabeth City | 7202 | 10 | 4.34 | Residential | Yes | Behind the Meter | Net-metered residential rooftop and canopy |  | None | Bright Planet Solar | PSE&G | Accepted | 2020-03-10 | 2020-03-12 | 2021-10-30 | SOLAR EDGE | SE3800H-USRGM | Inverters | 3800 |  | 1 |  |  | 0.98 |  | Outdoor | OUTSIDE
NJSTRE1545388105 | NJSRRE1544623079 | Transition Incentive Program | Elizabeth City | 7202 | 10 | 4.34 | Residential | Yes | Behind the Meter | Net-metered residential rooftop and canopy |  | None | Bright Planet Solar | PSE&G | Accepted | 2020-03-10 | 2020-03-12 | 2021-10-30 | LONGI | LR-60HPB-310M | Solar Panels |  | 0.31 | 14 | 220 | 26 |  | Fixed | Roof
NJSTRE1545388107 | NJSRRE1544764666 | Transition Incentive Program | Hackensack | 7601 | 7 | 4.34 | Residential | Yes | Behind the Meter | Behind the Meter |  | None | Sunrun Installation Services, Inc. | PSE&G | Eligible for TI Program | 2020-03-25 | 2020-03-30 | 2021-10-30 | Enphase Energy | IQ7-60-x-US (240V) | Inverters | 240 |  | 14 |  |  | 0.96 |  | Outdoor | Rooftop
NJSTRE1545388107 | NJSRRE1544764666 | Transition Incentive Program | Hackensack | 7601 | 7 | 4.34 | Residential | Yes | Behind the Meter | Behind the Meter |  | None | Sunrun Installation Services, Inc. | PSE&G | Eligible for TI Program | 2020-03-25 | 2020-03-30 | 2021-10-30 | REC Solar | REC310TP2M | Solar Panels |  | 0.31 | 6 | 38 | 34 |  | Fixed | Roof
NJSTRE1545388107 | NJSRRE1544764666 | Transition Incentive Program | Hackensack | 7601 | 7 | 4.34 | Residential | Yes | Behind the Meter | Behind the Meter |  | None | Sunrun Installation Services, Inc. | PSE&G | Eligible for TI Program | 2020-03-25 | 2020-03-30 | 2021-10-30 | REC Solar | REC310TP2M | Solar Panels |  | 0.31 | 6 | 38 | 18 |  | Fixed | Roof
NJSTRE1545388107 | NJSRRE1544764666 | Transition Incentive Program | Hackensack | 7601 | 7 | 4.34 | Residential | Yes | Behind the Meter | Behind the Meter |  | None | Sunrun Installation Services, Inc. | PSE&G | Eligible for TI Program | 2020-03-25 | 2020-03-30 | 2021-10-30 | REC Solar | REC310TP2M | Solar Panels |  | 0.31 | 2 | 218 | 34 |  | Fixed | Roof
NJSTRE1545388110 | NJSRRE1544630798 | Transition Incentive Program | Neptune City | 7753 | 17 | 10.85 | Residential | Yes | Behind the Meter | Behind the Meter |  | None | Sunrun Installation Services, Inc. | JCP&L | Eligible for TI Program | 2020-03-12 | 2020-03-17 | 2021-10-30 | Enphase Energy | IQ7-60-x-US (240V) | Inverters | 240 |  | 35 |  |  | 0.96 |  | Outdoor | Rooftop
NJSTRE1545388110 | NJSRRE1544630798 | Transition Incentive Program | Neptune City | 7753 | 17 | 10.85 | Residential | Yes | Behind the Meter | Behind the Meter |  | None | Sunrun Installation Services, Inc. | JCP&L | Eligible for TI Program | 2020-03-12 | 2020-03-17 | 2021-10-30 | REC Solar | REC310TP2M | Solar Panels |  | 0.31 | 1 | 331 | 30 |  | Fixed | Roof
NJSTRE1545388110 | NJSRRE1544630798 | Transition Incentive Program | Neptune City | 7753 | 17 | 10.85 | Residential | Yes | Behind the Meter | Behind the Meter |  | None | Sunrun Installation Services, Inc. | JCP&L | Eligible for TI Program | 2020-03-12 | 2020-03-17 | 2021-10-30 | REC Solar | REC310TP2M | Solar Panels |  | 0.31 | 29 | 240 | 30 |  | Fixed | Roof
NJSTRE1545388110 | NJSRRE1544630798 | Transition Incentive Program | Neptune City | 7753 | 17 | 10.85 | Residential | Yes | Behind the Meter | Behind the Meter |  | None | Sunrun Installation Services, Inc. | JCP&L | Eligible for TI Program | 2020-03-12 | 2020-03-17 | 2021-10-30 | REC Solar | REC310TP2M | Solar Panels |  | 0.31 | 4 | 151 | 30 |  | Fixed | Roof
NJSTRE1545388110 | NJSRRE1544630798 | Transition Incentive Program | Neptune City | 7753 | 17 | 10.85 | Residential | Yes | Behind the Meter | Behind the Meter |  | None | Sunrun Installation Services, Inc. | JCP&L | Eligible for TI Program | 2020-03-12 | 2020-03-17 | 2021-10-30 | REC Solar | REC310TP2M | Solar Panels |  | 0.31 | 1 | 60 | 30 |  | Fixed | Roof
NJSTRE1545388111 | NJSRRE1544767426 | Transition Incentive Program | gloucester | 8012 | 14 | 13.07 | Residential | Yes | Behind the Meter | Net-metered residential rooftop and canopy |  | None | Vision Solar LLC | PSE&G | Accepted | 2020-03-26 | 2020-03-31 | 2021-10-30 | enphase | iq7-60-2-us | Inverters | 0.25 |  | 39 |  |  | 0.96 |  | Other | behind panels
NJSTRE1545388111 | NJSRRE1544767426 | Transition Incentive Program | gloucester | 8012 | 14 | 13.07 | Residential | Yes | Behind the Meter | Net-metered residential rooftop and canopy |  | None | Vision Solar LLC | PSE&G | Accepted | 2020-03-26 | 2020-03-31 | 2021-10-30 | lg solar | lg335n1k-v5 | Solar Panels |  | 0.335 | 3 | 87 | 23 |  | Fixed | Roof
NJSTRE1545388111 | NJSRRE1544767426 | Transition Incentive Program | gloucester | 8012 | 14 | 13.07 | Residential | Yes | Behind the Meter | Net-metered residential rooftop and canopy |  | None | Vision Solar LLC | PSE&G | Accepted | 2020-03-26 | 2020-03-31 | 2021-10-30 | lg solar | lg335n1k-v5 | Solar Panels |  | 0.335 | 4 | 177 | 20 |  | Fixed | Roof
NJSTRE1545388111 | NJSRRE1544767426 | Transition Incentive Program | gloucester | 8012 | 14 | 13.07 | Residential | Yes | Behind the Meter | Net-metered residential rooftop and canopy |  | None | Vision Solar LLC | PSE&G | Accepted | 2020-03-26 | 2020-03-31 | 2021-10-30 | lg solar | lg335n1k-v5 | Solar Panels |  | 0.335 | 9 | 357 | 29 |  | Fixed | Roof
NJSTRE1545388111 | NJSRRE1544767426 | Transition Incentive Program | gloucester | 8012 | 14 | 13.07 | Residential | Yes | Behind the Meter | Net-metered residential rooftop and canopy |  | None | Vision Solar LLC | PSE&G | Accepted | 2020-03-26 | 2020-03-31 | 2021-10-30 | lg solar | lg335n1k-v5 | Solar Panels |  | 0.335 | 23 | 177 | 29 |  | Fixed | Roof
NJSTRE1545388112 | NJSRRE1544729059 | Transition Incentive Program | Sayreville | 8872 | 11 | 3.84 | Residential | Yes | Behind the Meter | Behind the Meter |  | None | Skyline Solar, LLC | JCP&L | Eligible for TI Program | 2020-03-20 | 2020-03-24 | 2021-10-30 | SolarEdge | SE3800H-US | Inverters | 3800 |  | 1 |  |  | 0.99 |  | Outside | within ten feet of meter
NJSTRE1545388112 | NJSRRE1544729059 | Transition Incentive Program | Sayreville | 8872 | 11 | 3.84 | Residential | Yes | Behind the Meter | Behind the Meter |  | None | Skyline Solar, LLC | JCP&L | Eligible for TI Program | 2020-03-20 | 2020-03-24 | 2021-10-30 | Hanwha Q-Cells | Q.PEAK DUO-G5 320 | Solar Panels |  | 0.32 | 12 | 181,91 | 37 |  | Fixed | Roof
NJSTRE1545388113 | NJSRRE1544802183 | Transition Incentive Program | STEWARTSVILLE | 8886 | 2 | 4.73 | Residential | No | Behind the Meter | Net-metered residential rooftop and canopy |  | None | Vivint Solar Developer, LLC | JCP&L | Accepted | 2020-04-06 | 2020-04-09 | 2021-10-30 | SolarEdge | SE3800H-US | Inverters | 3800 |  | 1 |  |  | 0.992 |  | Outdoor | Near the Utility Meter
NJSTRE1545388113 | NJSRRE1544802183 | Transition Incentive Program | STEWARTSVILLE | 8886 | 2 | 4.73 | Residential | No | Behind the Meter | Net-metered residential rooftop and canopy |  | None | Vivint Solar Developer, LLC | JCP&L | Accepted | 2020-04-06 | 2020-04-09 | 2021-10-30 | LG | LG315N1K-V5 | Solar Panels |  | 0.315 | 15 | 190 | 29 |  | Fixed | Roof
NJSTRE1545388118 | NJSRRE1544772356 | Transition Incentive Program | West Deptford | 8086 | 15 | 8.45 | Residential | No | Behind the Meter | Behind the Meter |  | None | Sunny Corp | AC Electric | Eligible for TI Program | 2020-03-29 | 2020-04-02 | 2021-10-30 | Enphase | IQ7x | Inverters | 0.315 |  | 26 |  |  | 0.96 |  | Outdoor | rooftop
NJSTRE1545388118 | NJSRRE1544772356 | Transition Incentive Program | West Deptford | 8086 | 15 | 8.45 | Residential | No | Behind the Meter | Behind the Meter |  | None | Sunny Corp | AC Electric | Eligible for TI Program | 2020-03-29 | 2020-04-02 | 2021-10-30 | Panasonic | 325ka03 | Solar Panels |  | 0.325 | 26 | 222 | 0.41 |  | Fixed | Roof
NJSTRE1545388119 | NJSRRE1544818158 | Transition Incentive Program | DEPTFORD | 8090 | 15 | 3.52 | Residential | Yes | Behind the Meter | Net-metered residential rooftop and canopy |  | None | Vivint Solar Developer, LLC | PSE&G | Accepted | 2020-04-09 | 2020-04-16 | 2021-10-30 | Solar Edge | SE3800H-US | Inverters | 3800 |  | 1 |  |  | 0.992 |  | Outdoor | Near the Utility Meter
NJSTRE1545388119 | NJSRRE1544818158 | Transition Incentive Program | DEPTFORD | 8090 | 15 | 3.52 | Residential | Yes | Behind the Meter | Net-metered residential rooftop and canopy |  | None | Vivint Solar Developer, LLC | PSE&G | Accepted | 2020-04-09 | 2020-04-16 | 2021-10-30 | JINKO SOLAR | JKM320M-60HBL | Solar Panels |  | 0.32 | 11 | 172 | 34 |  | Fixed | Roof
NJSTRE1545388120 | NJSRRE1544779654 | Transition Incentive Program | TOMS RIVER | 8757 | 18 | 11.52 | Residential | Yes | Behind the Meter | Net-metered residential rooftop and canopy |  | None | Vivint Solar Developer, LLC | JCP&L | Accepted | 2020-04-01 | 2020-04-09 | 2021-10-30 | SolarEdge | SE7600H-US | Inverters | 7600 |  | 1 |  |  | 0.992 |  | Outdoor | Near the Utility Meter
NJSTRE1545388120 | NJSRRE1544779654 | Transition Incentive Program | TOMS RIVER | 8757 | 18 | 11.52 | Residential | Yes | Behind the Meter | Net-metered residential rooftop and canopy |  | None | Vivint Solar Developer, LLC | JCP&L | Accepted | 2020-04-01 | 2020-04-09 | 2021-10-30 | Jinko Solar | JKM320M-60HBL | Solar Panels |  | 0.32 | 13 | 77 | 18 |  | Fixed | Roof
NJSTRE1545388120 | NJSRRE1544779654 | Transition Incentive Program | TOMS RIVER | 8757 | 18 | 11.52 | Residential | Yes | Behind the Meter | Net-metered residential rooftop and canopy |  | None | Vivint Solar Developer, LLC | JCP&L | Accepted | 2020-04-01 | 2020-04-09 | 2021-10-30 | Jinko Solar | JKM320M-60HBL | Solar Panels |  | 0.32 | 23 | 167 | 18 |  | Fixed | Roof
NJSTRE1545388122 | NJSRRE1544701629 | Transition Incentive Program | Emerson | 7630 | 7 | 10.05 | Residential | Yes | Behind the Meter | Net-metered residential rooftop and canopy |  | None | Vision Solar LLC | PSE&G | Accepted | 2020-03-16 | 2020-03-19 | 2021-10-30 | enphase | iq7-60-2-us | Inverters | 0.25 |  | 30 |  |  | 0.96 |  | Other | behind panels
NJSTRE1545388122 | NJSRRE1544701629 | Transition Incentive Program | Emerson | 7630 | 7 | 10.05 | Residential | Yes | Behind the Meter | Net-metered residential rooftop and canopy |  | None | Vision Solar LLC | PSE&G | Accepted | 2020-03-16 | 2020-03-19 | 2021-10-30 | lg solar | lg335n1k-v5 | Solar Panels |  | 0.335 | 8 | 294 | 10 |  | Fixed | Roof
NJSTRE1545388122 | NJSRRE1544701629 | Transition Incentive Program | Emerson | 7630 | 7 | 10.05 | Residential | Yes | Behind the Meter | Net-metered residential rooftop and canopy |  | None | Vision Solar LLC | PSE&G | Accepted | 2020-03-16 | 2020-03-19 | 2021-10-30 | lg solar | lg335n1k-v55 | Solar Panels |  | 0.335 | 10 | 194 | 10 |  | Fixed | Roof
NJSTRE1545388122 | NJSRRE1544701629 | Transition Incentive Program | Emerson | 7630 | 7 | 10.05 | Residential | Yes | Behind the Meter | Net-metered residential rooftop and canopy |  | None | Vision Solar LLC | PSE&G | Accepted | 2020-03-16 | 2020-03-19 | 2021-10-30 | lg solar | lg335n1k-v5 | Solar Panels |  | 0.335 | 12 | 14 | 27 |  | Fixed | Roof
NJSTRE1545388124 | NJSRRE1544710333 | Transition Incentive Program | Wood-Ridge | 7075 | 7 | 11.34 | Residential | No | Behind the Meter | Net-metered residential rooftop and canopy |  | None | Tesla Energy Operations | PSE&G | Accepted | 2020-03-18 | 2020-03-23 | 2021-10-30 | SolarEdge Technologies Ltd | SE10000H-US [240V] | Inverters | 10000 |  | 1 |  |  | 0.99 |  | Outdoor | Outside
NJSTRE1545388124 | NJSRRE1544710333 | Transition Incentive Program | Wood-Ridge | 7075 | 7 | 11.34 | Residential | No | Behind the Meter | Net-metered residential rooftop and canopy |  | None | Tesla Energy Operations | PSE&G | Accepted | 2020-03-18 | 2020-03-23 | 2021-10-30 | Hanwha Q CELLS | Q.PEAK DUO BLK-G5/SC315 | Solar Panels |  | 0.315 | 16 | 126 | 25 |  | Fixed | Roof | Outside
NJSTRE1545388124 | NJSRRE1544710333 | Transition Incentive Program | Wood-Ridge | 7075 | 7 | 11.34 | Residential | No | Behind the Meter | Net-metered residential rooftop and canopy |  | None | Tesla Energy Operations | PSE&G | Accepted | 2020-03-18 | 2020-03-23 | 2021-10-30 | Hanwha Q CELLS | Q.PEAK DUO BLK-G5/SC315 | Solar Panels |  | 0.315 | 20 | 36 | 43 |  | Fixed | Roof | Outside
NJSTRE1545388125 | NJSRRE1544708847 | Transition Incentive Program | NORTH BRUNSWICK | 8902 | 11 | 2.56 | Residential | Yes | Behind the Meter | Net-metered residential rooftop and canopy |  | None | Vivint Solar Developer, LLC | PSE&G | Accepted | 2020-03-19 | 2020-03-20 | 2021-10-30 | SolarEdge | SE3800H-US | Inverters | 3800 |  | 1 |  |  | 0.992 |  | Outdoor | Near the utility meter
NJSTRE1545388125 | NJSRRE1544708847 | Transition Incentive Program | NORTH BRUNSWICK | 8902 | 11 | 2.56 | Residential | Yes | Behind the Meter | Net-metered residential rooftop and canopy |  | None | Vivint Solar Developer, LLC | PSE&G | Accepted | 2020-03-19 | 2020-03-20 | 2021-10-30 | Jinko Solar | JKM320M-60HBL | Solar Panels |  | 0.32 | 2 | 321 | 20 |  | Fixed | Roof
NJSTRE1545388125 | NJSRRE1544708847 | Transition Incentive Program | NORTH BRUNSWICK | 8902 | 11 | 2.56 | Residential | Yes | Behind the Meter | Net-metered residential rooftop and canopy |  | None | Vivint Solar Developer, LLC | PSE&G | Accepted | 2020-03-19 | 2020-03-20 | 2021-10-30 | Jinko Solar | JKM320M-60HBL | Solar Panels |  | 0.32 | 6 | 141 | 28 |  | Fixed | Roof
NJSTRE1545388126 | NJSRRE1544708925 | Transition Incentive Program | Sewell | 8080 | 15 | 11.73 | Residential | Yes | Behind the Meter | Net-metered residential rooftop and canopy |  | None | Vision Solar LLC | AC Electric | Accepted | 2020-03-17 | 2020-03-20 | 2021-10-30 | enphase | iq7-60-2-us | Inverters | 0.24 |  | 35 |  |  | 0.96 |  | Outside | behind panels
NJSTRE1545388126 | NJSRRE1544708925 | Transition Incentive Program | Sewell | 8080 | 15 | 11.73 | Residential | Yes | Behind the Meter | Net-metered residential rooftop and canopy |  | None | Vision Solar LLC | AC Electric | Accepted | 2020-03-17 | 2020-03-20 | 2021-10-30 | lg solar | lg335n1k-v5 | Solar Panels |  | 0.335 | 7 | 98 | 25 |  | Fixed | Roof
NJSTRE1545388126 | NJSRRE1544708925 | Transition Incentive Program | Sewell | 8080 | 15 | 11.73 | Residential | Yes | Behind the Meter | Net-metered residential rooftop and canopy |  | None | Vision Solar LLC | AC Electric | Accepted | 2020-03-17 | 2020-03-20 | 2021-10-30 | lg solar | lg335n1k-v5 | Solar Panels |  | 0.335 | 4 | 278 | 12 |  | Fixed | Roof
NJSTRE1545388126 | NJSRRE1544708925 | Transition Incentive Program | Sewell | 8080 | 15 | 11.73 | Residential | Yes | Behind the Meter | Net-metered residential rooftop and canopy |  | None | Vision Solar LLC | AC Electric | Accepted | 2020-03-17 | 2020-03-20 | 2021-10-30 | lg solar | lg335n1k-v5 | Solar Panels |  | 0.335 | 11 | 188 | 25 |  | Fixed | Roof
NJSTRE1545388126 | NJSRRE1544708925 | Transition Incentive Program | Sewell | 8080 | 15 | 11.73 | Residential | Yes | Behind the Meter | Net-metered residential rooftop and canopy |  | None | Vision Solar LLC | AC Electric | Accepted | 2020-03-17 | 2020-03-20 | 2021-10-30 | lg solar | lg335n1k-v5 | Solar Panels |  | 0.335 | 2 | 8 | 26 |  | Fixed | Roof
NJSTRE1545388126 | NJSRRE1544708925 | Transition Incentive Program | Sewell | 8080 | 15 | 11.73 | Residential | Yes | Behind the Meter | Net-metered residential rooftop and canopy |  | None | Vision Solar LLC | AC Electric | Accepted | 2020-03-17 | 2020-03-20 | 2021-10-30 | lg solar | lg335n1k-v5 | Solar Panels |  | 0.335 | 8 | 8 | 25 |  | Fixed | Roof
NJSTRE1545388126 | NJSRRE1544708925 | Transition Incentive Program | Sewell | 8080 | 15 | 11.73 | Residential | Yes | Behind the Meter | Net-metered residential rooftop and canopy |  | None | Vision Solar LLC | AC Electric | Accepted | 2020-03-17 | 2020-03-20 | 2021-10-30 | lg solar | lg335n1k-v5 | Solar Panels |  | 0.335 | 2 | 188 | 26 |  | Fixed | Roof
NJSTRE1545388126 | NJSRRE1544708925 | Transition Incentive Program | Sewell | 8080 | 15 | 11.73 | Residential | Yes | Behind the Meter | Net-metered residential rooftop and canopy |  | None | Vision Solar LLC | AC Electric | Accepted | 2020-03-17 | 2020-03-20 | 2021-10-30 | lg solar | lg335n1k-v5 | Solar Panels |  | 0.335 | 1 | 8 | 12 |  | Fixed | Roof
NJSTRE1545388127 | NJSRRE1544620158 | Transition Incentive Program | Medford Farms | 8088 | 13 | 13.65 | Residential | No | Behind the Meter | Behind the Meter |  | None | Raynor Electric | AC Electric | Eligible for TI Program | 2020-03-09 | 2020-03-12 | 2021-10-30 | solaredge | SE11400HDUS | Inverters | 11400 |  | 1 |  |  | 0.99 |  | Outdoor | Under ground array
NJSTRE1545388127 | NJSRRE1544620158 | Transition Incentive Program | Medford Farms | 8088 | 13 | 13.65 | Residential | No | Behind the Meter | Behind the Meter |  | None | Raynor Electric | AC Electric | Eligible for TI Program | 2020-03-09 | 2020-03-12 | 2021-10-30 | Qcell | DUO L-G5 390 | Solar Panels |  | 0.39 | 35 | 180 | 30 |  | Fixed | Ground
NJSTRE1545388128 | NJSRRE1544838990 | Transition Incentive Program | Barnegat | 8005 | 18 | 45.05 | Commercial | No | Behind the Meter | Net-metered non-residential rooftop and canopy |  | None | Ameresco | JCP&L | Accepted | 2020-04-30 | 2020-04-30 | 2021-10-30 | SolarEdge | SE43.2KUS | Inverters | 43.2 |  | 1 |  |  | 0.97 |  | Outdoor | N/A
NJSTRE1545388128 | NJSRRE1544838990 | Transition Incentive Program | Barnegat | 8005 | 18 | 45.05 | Commercial | No | Behind the Meter | Net-metered non-residential rooftop and canopy |  | None | Ameresco | JCP&L | Accepted | 2020-04-30 | 2020-04-30 | 2021-10-30 | JA | JAM72S09 385/PR | Solar Panels |  | 0.385 | 117 | 131/221/311 | 18 |  | Fixed | Roof
NJSTRE1545388133 | NJSRRE1544597813 | Transition Incentive Program | Branchville | 7826 | 1 | 6.12 | Residential | No | Behind the Meter | Behind the Meter |  | None | Green Power Energy | JCP&L | Eligible for TI Program | 2020-03-04 | 2020-03-09 | 2021-10-30 | SolarEdge | SE6000H-US | Inverters | 6000 |  | 1 |  |  | 0.97 |  | Outside | Next to meter
NJSTRE1545388133 | NJSRRE1544597813 | Transition Incentive Program | Branchville | 7826 | 1 | 6.12 | Residential | No | Behind the Meter | Behind the Meter |  | None | Green Power Energy | JCP&L | Eligible for TI Program | 2020-03-04 | 2020-03-09 | 2021-10-30 | LG Electronics | LG340N1C-V5 | Solar Panels |  | 0.34 | 18 | 232 | 23 |  | Fixed | Roof
NJSTRE1545388134 | NJSRRE1544727875 | Transition Incentive Program | MARLTON | 08053-1315 |  | 7.68 | Residential | Yes | Behind the Meter | Net-metered residential rooftop and canopy |  | None | Vivint Solar Developer, LLC | PSE&G | Accepted | 2020-03-19 | 2020-03-24 | 2021-10-30 | SolarEdge | SE7600H-US | Inverters | 7600 |  | 1 |  |  | 0.992 |  | Outdoor | NEAR THE UTILTY METER
NJSTRE1545388134 | NJSRRE1544727875 | Transition Incentive Program | MARLTON | 08053-1315 |  | 7.68 | Residential | Yes | Behind the Meter | Net-metered residential rooftop and canopy |  | None | Vivint Solar Developer, LLC | PSE&G | Accepted | 2020-03-19 | 2020-03-24 | 2021-10-30 | Jinko Solar | JKM320M-60HBL | Solar Panels |  | 0.32 | 8 | 225 | 22 |  | Fixed | Roof
NJSTRE1545388134 | NJSRRE1544727875 | Transition Incentive Program | MARLTON | 08053-1315 |  | 7.68 | Residential | Yes | Behind the Meter | Net-metered residential rooftop and canopy |  | None | Vivint Solar Developer, LLC | PSE&G | Accepted | 2020-03-19 | 2020-03-24 | 2021-10-30 | Jinko Solar | JKM320M-60HBL | Solar Panels |  | 0.32 | 4 | 75 | 23 |  | Fixed | Roof
NJSTRE1545388134 | NJSRRE1544727875 | Transition Incentive Program | MARLTON | 08053-1315 |  | 7.68 | Residential | Yes | Behind the Meter | Net-metered residential rooftop and canopy |  | None | Vivint Solar Developer, LLC | PSE&G | Accepted | 2020-03-19 | 2020-03-24 | 2021-10-30 | Jinko Solar | JKM320M-60HBL | Solar Panels |  | 0.32 | 12 | 255 | 23 |  | Fixed | Roof
NJSTRE1545388138 | NJSRRE1544680804 | Transition Incentive Program | East Brunswick | 8816 | 11 | 12.6 | Residential | No | Behind the Meter | Behind the Meter |  | None | Green Sun Energy Services, LLC | PSE&G | Eligible for TI Program | 2020-03-13 | 2020-03-18 | 2021-10-30 | SolarEdge | SE10000H-US | Meters | 10000 |  | 1 |  |  |  | Yes | Outdoor
NJSTRE1545388138 | NJSRRE1544680804 | Transition Incentive Program | East Brunswick | 8816 | 11 | 12.6 | Residential | No | Behind the Meter | Behind the Meter |  | None | Green Sun Energy Services, LLC | PSE&G | Eligible for TI Program | 2020-03-13 | 2020-03-18 | 2021-10-30 | SolarEdge | SE10000H-US | Inverters | 10000 |  | 1 |  |  | 0.99 |  | Outdoor | Next to Utility Meter
NJSTRE1545388138 | NJSRRE1544680804 | Transition Incentive Program | East Brunswick | 8816 | 11 | 12.6 | Residential | No | Behind the Meter | Behind the Meter |  | None | Green Sun Energy Services, LLC | PSE&G | Eligible for TI Program | 2020-03-13 | 2020-03-18 | 2021-10-30 | LG | 350N1C-V5 NeON-2 | Solar Panels |  | 0.35 | 12 | 234 | 13 |  | Fixed | Roof
NJSTRE1545388138 | NJSRRE1544680804 | Transition Incentive Program | East Brunswick | 8816 | 11 | 12.6 | Residential | No | Behind the Meter | Behind the Meter |  | None | Green Sun Energy Services, LLC | PSE&G | Eligible for TI Program | 2020-03-13 | 2020-03-18 | 2021-10-30 | LG | 350N1C-V5 NeON-2 | Solar Panels |  | 0.35 | 14 | 54 | 30 |  | Fixed | Roof
NJSTRE1545388138 | NJSRRE1544680804 | Transition Incentive Program | East Brunswick | 8816 | 11 | 12.6 | Residential | No | Behind the Meter | Behind the Meter |  | None | Green Sun Energy Services, LLC | PSE&G | Eligible for TI Program | 2020-03-13 | 2020-03-18 | 2021-10-30 | LG | 350N1C-V5 NeON-2 | Solar Panels |  | 0.35 | 10 | 54 | 39 |  | Fixed | Roof
NJSTRE1545388142 | NJSRRE1544886945 | Transition Incentive Program | Englishtown | 7726 | 17 | 15.08 | Residential | Yes | Behind the Meter | Net-metered residential rooftop and canopy |  | None | Vision Solar LLC | JCP&L | Accepted | 2020-04-23 | 2020-04-28 | 2021-10-30 | enphase | iq7-60-2-us | Inverters | 0.25 |  | 45 |  |  | 0.96 |  | Other | behind panels
NJSTRE1545388142 | NJSRRE1544886945 | Transition Incentive Program | Englishtown | 7726 | 17 | 15.08 | Residential | Yes | Behind the Meter | Net-metered residential rooftop and canopy |  | None | Vision Solar LLC | JCP&L | Accepted | 2020-04-23 | 2020-04-28 | 2021-10-30 | lg solar | lg335n1k-v5 | Solar Panels |  | 0.335 | 8 | 110 | 35 |  | Fixed | Roof
NJSTRE1545388142 | NJSRRE1544886945 | Transition Incentive Program | Englishtown | 7726 | 17 | 15.08 | Residential | Yes | Behind the Meter | Net-metered residential rooftop and canopy |  | None | Vision Solar LLC | JCP&L | Accepted | 2020-04-23 | 2020-04-28 | 2021-10-30 | lg solar | lg335n1k-v5 | Solar Panels |  | 0.335 | 3 | 200 | 24 |  | Fixed | Roof
NJSTRE1545388142 | NJSRRE1544886945 | Transition Incentive Program | Englishtown | 7726 | 17 | 15.08 | Residential | Yes | Behind the Meter | Net-metered residential rooftop and canopy |  | None | Vision Solar LLC | JCP&L | Accepted | 2020-04-23 | 2020-04-28 | 2021-10-30 | lg solar | lg335n1k-v5 | Solar Panels |  | 0.335 | 8 | 290 | 35 |  | Fixed | Roof
NJSTRE1545388142 | NJSRRE1544886945 | Transition Incentive Program | Englishtown | 7726 | 17 | 15.08 | Residential | Yes | Behind the Meter | Net-metered residential rooftop and canopy |  | None | Vision Solar LLC | JCP&L | Accepted | 2020-04-23 | 2020-04-28 | 2021-10-30 | lg solar | lg335n1k-v5 | Solar Panels |  | 0.335 | 6 | 200 | 35 |  | Fixed | Roof
NJSTRE1545388142 | NJSRRE1544886945 | Transition Incentive Program | Englishtown | 7726 | 17 | 15.08 | Residential | Yes | Behind the Meter | Net-metered residential rooftop and canopy |  | None | Vision Solar LLC | JCP&L | Accepted | 2020-04-23 | 2020-04-28 | 2021-10-30 | lg solar | lg335n1k-v5 | Solar Panels |  | 0.335 | 6 | 20 | 35 |  | Fixed | Roof
NJSTRE1545388142 | NJSRRE1544886945 | Transition Incentive Program | Englishtown | 7726 | 17 | 15.08 | Residential | Yes | Behind the Meter | Net-metered residential rooftop and canopy |  | None | Vision Solar LLC | JCP&L | Accepted | 2020-04-23 | 2020-04-28 | 2021-10-30 | lg solar | lg335n1k-v5 | Solar Panels |  | 0.335 | 7 | 110 | 24 |  | Fixed | Roof
NJSTRE1545388142 | NJSRRE1544886945 | Transition Incentive Program | Englishtown | 7726 | 17 | 15.08 | Residential | Yes | Behind the Meter | Net-metered residential rooftop and canopy |  | None | Vision Solar LLC | JCP&L | Accepted | 2020-04-23 | 2020-04-28 | 2021-10-30 | lg solar | lg335n1k-v5 | Solar Panels |  | 0.335 | 7 | 290 | 24 |  | Fixed | Roof
NJSTRE1545388143 | NJSRRE1544868497 | Transition Incentive Program | TRENTON | 8690 | 12 | 4.48 | Residential | Yes | Behind the Meter | Net-metered residential rooftop and canopy |  | None | Vivint Solar Developer, LLC | PSE&G | Accepted | 2020-04-21 | 2020-04-27 | 2021-10-30 | SolarEdge | SE3800H-US | Inverters | 3800 |  | 1 |  |  | 0.992 |  | Outdoor | Near the Utility Meter
NJSTRE1545388143 | NJSRRE1544868497 | Transition Incentive Program | TRENTON | 8690 | 12 | 4.48 | Residential | Yes | Behind the Meter | Net-metered residential rooftop and canopy |  | None | Vivint Solar Developer, LLC | PSE&G | Accepted | 2020-04-21 | 2020-04-27 | 2021-10-30 | Jinko Solar | JKM320M-60HBL | Solar Panels |  | 0.32 | 10 | 350 | 44 |  | Fixed | Roof
NJSTRE1545388143 | NJSRRE1544868497 | Transition Incentive Program | TRENTON | 8690 | 12 | 4.48 | Residential | Yes | Behind the Meter | Net-metered residential rooftop and canopy |  | None | Vivint Solar Developer, LLC | PSE&G | Accepted | 2020-04-21 | 2020-04-27 | 2021-10-30 | Jinko Solar | JKM320M-60HBL | Solar Panels |  | 0.32 | 4 | 80 | 36 |  | Fixed | Roof
NJSTRE1545388144 | NJSRRE1544884789 | Transition Incentive Program | West Windsor TWP | 8550 | 12 | 10.7 | Residential | No | Behind the Meter | Net-metered residential rooftop and canopy |  | None | Tesla Energy Operations Inc. | PSE&G | Accepted | 2020-04-22 | 2020-04-29 | 2021-10-30 | Delta Electronics | M8-TL-US [240V] | Inverters | 7680 |  | 1 |  |  | 0.975 |  | Outside | next to the meter
NJSTRE1545388144 | NJSRRE1544884789 | Transition Incentive Program | West Windsor TWP | 8550 | 12 | 10.7 | Residential | No | Behind the Meter | Net-metered residential rooftop and canopy |  | None | Tesla Energy Operations Inc. | PSE&G | Accepted | 2020-04-22 | 2020-04-29 | 2021-10-30 | Tesla | M4-TL-US [240V] | Inverters | 3840 |  | 1 |  |  | 0.975 |  | Outdoor | next to the meter
NJSTRE1545388144 | NJSRRE1544884789 | Transition Incentive Program | West Windsor TWP | 8550 | 12 | 10.7 | Residential | No | Behind the Meter | Net-metered residential rooftop and canopy |  | None | Tesla Energy Operations Inc. | PSE&G | Accepted | 2020-04-22 | 2020-04-29 | 2021-10-30 | Tesla | SR60T1 | Solar Panels |  | 0.05847 | 32 | 121 | 23 |  | Fixed | Roof
NJSTRE1545388144 | NJSRRE1544884789 | Transition Incentive Program | West Windsor TWP | 8550 | 12 | 10.7 | Residential | No | Behind the Meter | Net-metered residential rooftop and canopy |  | None | Tesla Energy Operations Inc. | PSE&G | Accepted | 2020-04-22 | 2020-04-29 | 2021-10-30 | Tesla | SR60T1 | Solar Panels |  | 0.05847 | 42 | 301 | 23 |  | Fixed | Roof
NJSTRE1545388144 | NJSRRE1544884789 | Transition Incentive Program | West Windsor TWP | 8550 | 12 | 10.7 | Residential | No | Behind the Meter | Net-metered residential rooftop and canopy |  | None | Tesla Energy Operations Inc. | PSE&G | Accepted | 2020-04-22 | 2020-04-29 | 2021-10-30 | Tesla | SR60T1 | Solar Panels |  | 0.05847 | 45 | 121 | 23 |  | Fixed | Roof
NJSTRE1545388144 | NJSRRE1544884789 | Transition Incentive Program | West Windsor TWP | 8550 | 12 | 10.7 | Residential | No | Behind the Meter | Net-metered residential rooftop and canopy |  | None | Tesla Energy Operations Inc. | PSE&G | Accepted | 2020-04-22 | 2020-04-29 | 2021-10-30 | Tesla | SR60T1 | Solar Panels |  | 0.05847 | 64 | 301 | 23 |  | Fixed | Roof
NJSTRE1545388146 | NJSRRE1544701695 | Transition Incentive Program | Jackson | 8527 | 18 | 6.51 | Residential | Yes | Behind the Meter | Net-metered residential rooftop and canopy |  | None | Powerlutions | JCP&L | Accepted | 2020-03-16 | 2020-03-19 | 2021-10-30 | SolarEdge | SE5000H-US | Inverters | 5 |  | 1 |  |  | 0.99 |  | Outdoor | near meter
NJSTRE1545388146 | NJSRRE1544701695 | Transition Incentive Program | Jackson | 8527 | 18 | 6.51 | Residential | Yes | Behind the Meter | Net-metered residential rooftop and canopy |  | None | Powerlutions | JCP&L | Accepted | 2020-03-16 | 2020-03-19 | 2021-10-30 | Trina | TSM-310 DD05A | Solar Panels |  | 0.31 | 13 | 217 | 20 |  | Fixed | Roof
NJSTRE1545388146 | NJSRRE1544701695 | Transition Incentive Program | Jackson | 8527 | 18 | 6.51 | Residential | Yes | Behind the Meter | Net-metered residential rooftop and canopy |  | None | Powerlutions | JCP&L | Accepted | 2020-03-16 | 2020-03-19 | 2021-10-30 | Trina | TSM-310 DD05A | Solar Panels |  | 0.31 | 8 | 218 | 20 |  | Fixed | Roof
NJSTRE1545388148 | NJSRRE1544760991 | Transition Incentive Program | Medford | 8055 | 13 | 11.34 | Residential | Yes | Behind the Meter | Behind the Meter |  | None | Tesla Energy Operations Inc | AC Electric | Eligible for TI Program | 2020-03-24 | 2020-03-27 | 2021-10-30 | SolarEdge Technologies Ltd | SE11400A-US [240V] | Inverters | 11400 |  | 1 |  |  | 0.975 |  | Outdoor | Outdoor
NJSTRE1545388148 | NJSRRE1544760991 | Transition Incentive Program | Medford | 8055 | 13 | 11.34 | Residential | Yes | Behind the Meter | Behind the Meter |  | None | Tesla Energy Operations Inc | AC Electric | Eligible for TI Program | 2020-03-24 | 2020-03-27 | 2021-10-30 | Hanwha Q CELLS | Q.PEAK DUO BLK-G5/SC315 | Solar Panels |  | 0.315 | 6 | 73 | 40 |  | Fixed | Roof
NJSTRE1545388148 | NJSRRE1544760991 | Transition Incentive Program | Medford | 8055 | 13 | 11.34 | Residential | Yes | Behind the Meter | Behind the Meter |  | None | Tesla Energy Operations Inc | AC Electric | Eligible for TI Program | 2020-03-24 | 2020-03-27 | 2021-10-30 | Hanwha Q CELLS | Q.PEAK DUO BLK-G5/SC315 | Solar Panels |  | 0.315 | 8 | 253 | 40 |  | Fixed | Roof
NJSTRE1545388148 | NJSRRE1544760991 | Transition Incentive Program | Medford | 8055 | 13 | 11.34 | Residential | Yes | Behind the Meter | Behind the Meter |  | None | Tesla Energy Operations Inc | AC Electric | Eligible for TI Program | 2020-03-24 | 2020-03-27 | 2021-10-30 | Hanwha Q CELLS | Q.PEAK DUO BLK-G5/SC315 | Solar Panels |  | 0.315 | 22 | 163 | 34 |  | Fixed | Roof
NJSTRE1545388149 | NJSRRE1544773610 | Transition Incentive Program | Elizabeth City | 7208 | 10 | 7.44 | Residential | No | Behind the Meter | Net-metered residential rooftop and canopy |  | None | Palmetto Solar LLC | PSE&G | Accepted | 2020-03-30 | 2020-04-09 | 2021-10-30 | SolarEdge Technologies | SE6000H-US | Meters | 6000 |  | 1 |  |  |  | Yes | Outdoor
NJSTRE1545388149 | NJSRRE1544773610 | Transition Incentive Program | Elizabeth City | 7208 | 10 | 7.44 | Residential | No | Behind the Meter | Net-metered residential rooftop and canopy |  | None | Palmetto Solar LLC | PSE&G | Accepted | 2020-03-30 | 2020-04-09 | 2021-10-30 | SolarEdge | SE6000H-US | Inverters | 6000 |  | 1 |  |  | 0.9 |  | Outside | side of the house
NJSTRE1545388149 | NJSRRE1544773610 | Transition Incentive Program | Elizabeth City | 7208 | 10 | 7.44 | Residential | No | Behind the Meter | Net-metered residential rooftop and canopy |  | None | Palmetto Solar LLC | PSE&G | Accepted | 2020-03-30 | 2020-04-09 | 2021-10-30 | Yingli | YL310D-30B | Solar Panels |  | 0.31 | 11 | 101 | 45 |  | Fixed | Roof
NJSTRE1545388149 | NJSRRE1544773610 | Transition Incentive Program | Elizabeth City | 7208 | 10 | 7.44 | Residential | No | Behind the Meter | Net-metered residential rooftop and canopy |  | None | Palmetto Solar LLC | PSE&G | Accepted | 2020-03-30 | 2020-04-09 | 2021-10-30 | Yingli | YL310D-30B | Solar Panels |  | 0.31 | 13 | 101 | 34 |  | Fixed | Roof
NJSTRE1545388153 | NJSRRE1544582448 | Transition Incentive Program | SADDLE BROOK | 7663 | 7 | 3.84 | Residential | Yes | Behind the Meter | Net-metered residential rooftop and canopy |  | None | Vivint Solar Developer, LLC | PSE&G | Accepted | 2020-03-04 | 2020-03-06 | 2021-10-30 | SOLAREDGE | SE3800H-US | Inverters | 3800 |  | 1 |  |  | 0.992 |  | Outdoor | Near the Utility Meter
NJSTRE1545388153 | NJSRRE1544582448 | Transition Incentive Program | SADDLE BROOK | 7663 | 7 | 3.84 | Residential | Yes | Behind the Meter | Net-metered residential rooftop and canopy |  | None | Vivint Solar Developer, LLC | PSE&G | Accepted | 2020-03-04 | 2020-03-06 | 2021-10-30 | JINKO SOLAR | JKM320M-60HBL | Solar Panels |  | 0.32 | 5 | 351 | 27 |  | Fixed | Roof
NJSTRE1545388153 | NJSRRE1544582448 | Transition Incentive Program | SADDLE BROOK | 7663 | 7 | 3.84 | Residential | Yes | Behind the Meter | Net-metered residential rooftop and canopy |  | None | Vivint Solar Developer, LLC | PSE&G | Accepted | 2020-03-04 | 2020-03-06 | 2021-10-30 | JINKO SOLAR | JKM320M-60HBL | Solar Panels |  | 0.32 | 7 | 261 | 27 |  | Fixed | Roof
NJSTRE1545388157 | NJSRRE1544612570 | Transition Incentive Program | Colts Neck | 7722 | 17 | 864 | Government Facility | No | Behind the Meter | Net-metered non-residential ground mount |  | None | CS Energy LLC | JCP&L | Accepted | 2020-03-12 | 2020-03-12 | 2021-10-30 | Schweitzer Engineering Laboratories (SEL) | SEL 735 | Meters |  |  | 1 |  |  |  | Yes | Outdoor
NJSTRE1545388157 | NJSRRE1544612570 | Transition Incentive Program | Colts Neck | 7722 | 17 | 864 | Government Facility | No | Behind the Meter | Net-metered non-residential ground mount |  | None | CS Energy LLC | JCP&L | Accepted | 2020-03-12 | 2020-03-12 | 2021-10-30 | Solectria | XGI1500-125KW | Inverters | 125000 |  | 5 |  |  | 0.99 |  | Outdoor | Adjacent to PV arrays
NJSTRE1545388157 | NJSRRE1544612570 | Transition Incentive Program | Colts Neck | 7722 | 17 | 864 | Government Facility | No | Behind the Meter | Net-metered non-residential ground mount |  | None | CS Energy LLC | JCP&L | Accepted | 2020-03-12 | 2020-03-12 | 2021-10-30 | Hanwha | Q.PEAK DUO L-G6.2 | Solar Panels |  | 0.4 | 2160 | 180 | 20 |  | Fixed | Ground
NJSTRE1545388158 | NJSRRE1544844052 | Transition Incentive Program | Union | 7083 | 10 | 6.82 | Residential | Yes | Behind the Meter | Behind the Meter |  | None | Sunrun Installation Services, Inc. | PSE&G | Eligible for TI Program | 2020-04-15 | 2020-04-27 | 2021-10-30 | Enphase Energy | IQ7-60-x-US (240V) | Inverters | 240 |  | 22 |  |  | 0.96 |  | Outdoor | Rooftop
NJSTRE1545388158 | NJSRRE1544844052 | Transition Incentive Program | Union | 7083 | 10 | 6.82 | Residential | Yes | Behind the Meter | Behind the Meter |  | None | Sunrun Installation Services, Inc. | PSE&G | Eligible for TI Program | 2020-04-15 | 2020-04-27 | 2021-10-30 | REC Solar | REC310TP2M | Solar Panels |  | 0.31 | 8 | 216 | 45 |  | Fixed | Roof
NJSTRE1545388158 | NJSRRE1544844052 | Transition Incentive Program | Union | 7083 | 10 | 6.82 | Residential | Yes | Behind the Meter | Behind the Meter |  | None | Sunrun Installation Services, Inc. | PSE&G | Eligible for TI Program | 2020-04-15 | 2020-04-27 | 2021-10-30 | REC Solar | REC310TP2M | Solar Panels |  | 0.31 | 11 | 35 | 23 |  | Fixed | Roof
NJSTRE1545388158 | NJSRRE1544844052 | Transition Incentive Program | Union | 7083 | 10 | 6.82 | Residential | Yes | Behind the Meter | Behind the Meter |  | None | Sunrun Installation Services, Inc. | PSE&G | Eligible for TI Program | 2020-04-15 | 2020-04-27 | 2021-10-30 | REC Solar | REC310TP2M | Solar Panels |  | 0.31 | 3 | 214 | 23 |  | Fixed | Roof
NJSTRE1545388159 | NJSRRE1544560361 | Transition Incentive Program | Williamtown | 8094 | 15 | 7.04 | Residential | Yes | Behind the Meter | Behind the Meter |  | None | Skyline Solar, LLC | AC Electric | Eligible for TI Program | 2020-03-02 | 2020-03-05 | 2021-10-30 | SolarEdge | SE5000H-US | Inverters | 5000 |  | 1 |  |  | 0.99 |  | Outside | within ten feet of meter
NJSTRE1545388159 | NJSRRE1544560361 | Transition Incentive Program | Williamtown | 8094 | 15 | 7.04 | Residential | Yes | Behind the Meter | Behind the Meter |  | None | Skyline Solar, LLC | AC Electric | Eligible for TI Program | 2020-03-02 | 2020-03-05 | 2021-10-30 | Hanwha Q-Cells | Q.PEAK DUO-G5 320 | Solar Panels |  | 0.32 | 22 | 261 | 36 |  | Fixed | Roof
NJSTRE1545388166 | NJSRRE1544903646 | Transition Incentive Program | Nutley | 7110 | 9 | 3.1 | Residential | Yes | Behind the Meter | Behind the Meter |  | None | Sunrun Installation Services, Inc. | PSE&G | Eligible for TI Program | 2020-04-27 | 2020-04-30 | 2021-10-30 | Enphase Energy | IQ7-60-x-US (240V) | Inverters | 240 |  | 10 |  |  | 0.96 |  | Outdoor | Rooftop
NJSTRE1545388166 | NJSRRE1544903646 | Transition Incentive Program | Nutley | 7110 | 9 | 3.1 | Residential | Yes | Behind the Meter | Behind the Meter |  | None | Sunrun Installation Services, Inc. | PSE&G | Eligible for TI Program | 2020-04-27 | 2020-04-30 | 2021-10-30 | REC Solar | REC310TP2M | Solar Panels |  | 0.31 | 1 | 209 | 14 |  | Fixed | Roof
NJSTRE1545388166 | NJSRRE1544903646 | Transition Incentive Program | Nutley | 7110 | 9 | 3.1 | Residential | Yes | Behind the Meter | Behind the Meter |  | None | Sunrun Installation Services, Inc. | PSE&G | Eligible for TI Program | 2020-04-27 | 2020-04-30 | 2021-10-30 | REC Solar | REC310TP2M | Solar Panels |  | 0.31 | 5 | 211 | 45 |  | Fixed | Roof
NJSTRE1545388166 | NJSRRE1544903646 | Transition Incentive Program | Nutley | 7110 | 9 | 3.1 | Residential | Yes | Behind the Meter | Behind the Meter |  | None | Sunrun Installation Services, Inc. | PSE&G | Eligible for TI Program | 2020-04-27 | 2020-04-30 | 2021-10-30 | REC Solar | REC310TP2M | Solar Panels |  | 0.31 | 4 | 210 | 18 |  | Fixed | Roof
NJSTRE1545388169 | NJSRRE1544776226 | Transition Incentive Program | Bridgeton | 8302 | 20 | 9.61 | Residential | No | Behind the Meter | Behind the Meter |  | None | Sunrun Installation Services, Inc. | AC Electric | Eligible for TI Program | 2020-03-31 | 2020-04-10 | 2021-10-30 | Enphase Energy | IQ7-60-x-US (240V) | Inverters | 240 |  | 31 |  |  | 0.96 |  | Outdoor | Rooftop
NJSTRE1545388169 | NJSRRE1544776226 | Transition Incentive Program | Bridgeton | 8302 | 20 | 9.61 | Residential | No | Behind the Meter | Behind the Meter |  | None | Sunrun Installation Services, Inc. | AC Electric | Eligible for TI Program | 2020-03-31 | 2020-04-10 | 2021-10-30 | REC Solar | REC310TP2M | Solar Panels |  | 0.31 | 31 | 182 | 30 |  | Fixed | Roof
NJSTRE1545388171 | NJSRRE1544582534 | Transition Incentive Program | South Plainfield | 7080 | 11 | 10.54 | Residential | No | Behind the Meter | Behind the Meter |  | None | Sunrun Installation Services, Inc. | PSE&G | Eligible for TI Program | 2020-03-03 | 2020-03-06 | 2021-10-30 | LG Chem | RESU 10H SEG | Electric Storage Battery |  |  | 1 |  |  |  | Lithium Ion |  | outside
NJSTRE1545388171 | NJSRRE1544582534 | Transition Incentive Program | South Plainfield | 7080 | 11 | 10.54 | Residential | No | Behind the Meter | Behind the Meter |  | None | Sunrun Installation Services, Inc. | PSE&G | Eligible for TI Program | 2020-03-03 | 2020-03-06 | 2021-10-30 | SolarEdge Technologies | SE5000H-USRGM | Inverters | 5000 |  | 1 |  |  | 0.96 |  | Outdoor | Next To Meter
NJSTRE1545388171 | NJSRRE1544582534 | Transition Incentive Program | South Plainfield | 7080 | 11 | 10.54 | Residential | No | Behind the Meter | Behind the Meter |  | None | Sunrun Installation Services, Inc. | PSE&G | Eligible for TI Program | 2020-03-03 | 2020-03-06 | 2021-10-30 | SolarEdge Technologies | SE3800A-USS2RGM | Inverters | 3800 |  | 1 |  |  | 0.96 |  | Outdoor | Next To Meter
NJSTRE1545388171 | NJSRRE1544582534 | Transition Incentive Program | South Plainfield | 7080 | 11 | 10.54 | Residential | No | Behind the Meter | Behind the Meter |  | None | Sunrun Installation Services, Inc. | PSE&G | Eligible for TI Program | 2020-03-03 | 2020-03-06 | 2021-10-30 | REC Solar | REC310TP2M | Solar Panels |  | 0.31 | 3 | 85 | 34 |  | Fixed | Roof
NJSTRE1545388171 | NJSRRE1544582534 | Transition Incentive Program | South Plainfield | 7080 | 11 | 10.54 | Residential | No | Behind the Meter | Behind the Meter |  | None | Sunrun Installation Services, Inc. | PSE&G | Eligible for TI Program | 2020-03-03 | 2020-03-06 | 2021-10-30 | REC Solar | REC310TP2M | Solar Panels |  | 0.31 | 14 | 85 | 34 |  | Fixed | Roof
NJSTRE1545388171 | NJSRRE1544582534 | Transition Incentive Program | South Plainfield | 7080 | 11 | 10.54 | Residential | No | Behind the Meter | Behind the Meter |  | None | Sunrun Installation Services, Inc. | PSE&G | Eligible for TI Program | 2020-03-03 | 2020-03-06 | 2021-10-30 | REC Solar | REC310TP2M | Solar Panels |  | 0.31 | 17 | 265 | 34 |  | Fixed | Roof
NJSTRE1545388174 | NJSRRE1544767343 | Transition Incentive Program | Mckee City | 8234 | 19 | 10.85 | Residential | Yes | Behind the Meter | Net-metered residential rooftop and canopy |  | None | Bright Planet Solar | AC Electric | Accepted | 2020-03-26 | 2020-03-31 | 2021-10-30 | SOLAR EDGE | SE10000H-USRGM | Inverters | 10000 |  | 1 |  |  | 0.98 |  | Outdoor | OUTSIDE
NJSTRE1545388174 | NJSRRE1544767343 | Transition Incentive Program | Mckee City | 8234 | 19 | 10.85 | Residential | Yes | Behind the Meter | Net-metered residential rooftop and canopy |  | None | Bright Planet Solar | AC Electric | Accepted | 2020-03-26 | 2020-03-31 | 2021-10-30 | LONGI | LR-60HPB-310M | Solar Panels |  | 0.31 | 8 | 111 | 36 |  | Fixed | Roof
NJSTRE1545388174 | NJSRRE1544767343 | Transition Incentive Program | Mckee City | 8234 | 19 | 10.85 | Residential | Yes | Behind the Meter | Net-metered residential rooftop and canopy |  | None | Bright Planet Solar | AC Electric | Accepted | 2020-03-26 | 2020-03-31 | 2021-10-30 | LONGI | LR-60HPB-310M | Solar Panels |  | 0.31 | 11 | 291 | 36 |  | Fixed | Roof
NJSTRE1545388174 | NJSRRE1544767343 | Transition Incentive Program | Mckee City | 8234 | 19 | 10.85 | Residential | Yes | Behind the Meter | Net-metered residential rooftop and canopy |  | None | Bright Planet Solar | AC Electric | Accepted | 2020-03-26 | 2020-03-31 | 2021-10-30 | LONGI | LR-60HPB-310M | Solar Panels |  | 0.31 | 16 | 201 | 36 |  | Fixed | Roof
NJSTRE1545388175 | NJSRRE1544819203 | Transition Incentive Program | Galloway | 8205 | 19 | 17.85 | Residential | Yes | Behind the Meter | Net-metered residential rooftop and canopy |  | None | Pro Custom Solar dba Momentum Solar | AC Electric | As-Built Incomplete - Review | 2020-04-10 | 2020-04-17 | 2021-10-30 | ENPHASE | Envoy S Cellular | Meters |  |  | 1 |  |  |  | Yes | Outdoor
NJSTRE1545388175 | NJSRRE1544819203 | Transition Incentive Program | Galloway | 8205 | 19 | 17.85 | Residential | Yes | Behind the Meter | Net-metered residential rooftop and canopy |  | None | Pro Custom Solar dba Momentum Solar | AC Electric | As-Built Incomplete - Review | 2020-04-10 | 2020-04-17 | 2021-10-30 | Enphase Energy | IQ7PLUS-72-2-US | Inverters | 290 |  | 51 |  |  | 0.97 |  | Outdoor | roof
NJSTRE1545388175 | NJSRRE1544819203 | Transition Incentive Program | Galloway | 8205 | 19 | 17.85 | Residential | Yes | Behind the Meter | Net-metered residential rooftop and canopy |  | None | Pro Custom Solar dba Momentum Solar | AC Electric | As-Built Incomplete - Review | 2020-04-10 | 2020-04-17 | 2021-10-30 | lg electronics | LG 350N1C-V5 | Solar Panels |  | 0.35 | 13 | 57 | 31 |  | Fixed | Roof
NJSTRE1545388175 | NJSRRE1544819203 | Transition Incentive Program | Galloway | 8205 | 19 | 17.85 | Residential | Yes | Behind the Meter | Net-metered residential rooftop and canopy |  | None | Pro Custom Solar dba Momentum Solar | AC Electric | As-Built Incomplete - Review | 2020-04-10 | 2020-04-17 | 2021-10-30 | lg electronics | LG 350N1C-V5 | Solar Panels |  | 0.35 | 12 | 57 | 31 |  | Fixed | Roof
NJSTRE1545388175 | NJSRRE1544819203 | Transition Incentive Program | Galloway | 8205 | 19 | 17.85 | Residential | Yes | Behind the Meter | Net-metered residential rooftop and canopy |  | None | Pro Custom Solar dba Momentum Solar | AC Electric | As-Built Incomplete - Review | 2020-04-10 | 2020-04-17 | 2021-10-30 | lg electronics | LG 350N1C-V5 | Solar Panels |  | 0.35 | 3 | 237 | 30 |  | Fixed | Roof
NJSTRE1545388175 | NJSRRE1544819203 | Transition Incentive Program | Galloway | 8205 | 19 | 17.85 | Residential | Yes | Behind the Meter | Net-metered residential rooftop and canopy |  | None | Pro Custom Solar dba Momentum Solar | AC Electric | As-Built Incomplete - Review | 2020-04-10 | 2020-04-17 | 2021-10-30 | LG electronics | LG 350N1C-V5 | Solar Panels |  | 0.35 | 17 | 237 | 31 |  | Fixed | Roof
NJSTRE1545388175 | NJSRRE1544819203 | Transition Incentive Program | Galloway | 8205 | 19 | 17.85 | Residential | Yes | Behind the Meter | Net-metered residential rooftop and canopy |  | None | Pro Custom Solar dba Momentum Solar | AC Electric | As-Built Incomplete - Review | 2020-04-10 | 2020-04-17 | 2021-10-30 | lg electronics | LG 350N1C-V5 | Solar Panels |  | 0.35 | 6 | 57 | 31 |  | Fixed | Roof
NJSTRE1545388176 | NJSRRE1544593075 | Transition Incentive Program | Belleville Twp | 7109 | 9 | 7.52 | Residential | No | Behind the Meter | Net-metered residential rooftop and canopy |  | None | SunnyMac LLC | PSE&G | Accepted | 2020-03-04 | 2020-03-09 | 2021-10-30 | Enphase | IQ7XS-96-ACM-US | Inverters | 0.315 |  | 6 |  |  | 0.99 |  | Outdoor | roof
NJSTRE1545388176 | NJSRRE1544593075 | Transition Incentive Program | Belleville Twp | 7109 | 9 | 7.52 | Residential | No | Behind the Meter | Net-metered residential rooftop and canopy |  | None | SunnyMac LLC | PSE&G | Accepted | 2020-03-04 | 2020-03-09 | 2021-10-30 | SunPower | SPR-E20327 | Solar Panels |  | 0.327 | 17 | 127 | 33 |  | Fixed | Roof
NJSTRE1545388176 | NJSRRE1544593075 | Transition Incentive Program | Belleville Twp | 7109 | 9 | 7.52 | Residential | No | Behind the Meter | Net-metered residential rooftop and canopy |  | None | SunnyMac LLC | PSE&G | Accepted | 2020-03-04 | 2020-03-09 | 2021-10-30 | SunPower | SPR-E20327 | Solar Panels |  | 0.327 | 6 | 217 | 11 |  | Fixed | Roof
NJSTRE1545388181 | NJSRRE1544729058 | Transition Incentive Program | Union Twp | 7083 | 10 | 13.95 | Residential | Yes | Behind the Meter | Net-metered residential rooftop and canopy |  | None | Bright Planet Solar | PSE&G | Accepted | 2020-03-20 | 2020-03-24 | 2021-10-30 | SOLAR EDGE | SE11400H-USRGM | Inverters | 11400 |  | 1 |  |  | 0.98 |  | Outdoor | OUTSIDE
NJSTRE1545388181 | NJSRRE1544729058 | Transition Incentive Program | Union Twp | 7083 | 10 | 13.95 | Residential | Yes | Behind the Meter | Net-metered residential rooftop and canopy |  | None | Bright Planet Solar | PSE&G | Accepted | 2020-03-20 | 2020-03-24 | 2021-10-30 | LONGI | LR-60HPB-310M | Solar Panels |  | 0.31 | 11 | 86 | 22 |  | Fixed | Roof
NJSTRE1545388181 | NJSRRE1544729058 | Transition Incentive Program | Union Twp | 7083 | 10 | 13.95 | Residential | Yes | Behind the Meter | Net-metered residential rooftop and canopy |  | None | Bright Planet Solar | PSE&G | Accepted | 2020-03-20 | 2020-03-24 | 2021-10-30 | LONGI | LR-60HPB-310M | Solar Panels |  | 0.31 | 26 | 266 | 22 |  | Fixed | Roof
NJSTRE1545388181 | NJSRRE1544729058 | Transition Incentive Program | Union Twp | 7083 | 10 | 13.95 | Residential | Yes | Behind the Meter | Net-metered residential rooftop and canopy |  | None | Bright Planet Solar | PSE&G | Accepted | 2020-03-20 | 2020-03-24 | 2021-10-30 | LONGI | LR-60HPB-310M | Solar Panels |  | 0.31 | 8 | 86 | 22 |  | Fixed | Roof
NJSTRE1545388182 | NJSRRE1544773572 | Transition Incentive Program | Teaneck | 7666 | 7 | 4.91 | Residential | Yes | Behind the Meter | Net-metered residential rooftop and canopy |  | None | SunPower Corporation, Systems | PSE&G | Accepted | 2020-03-30 | 2020-04-09 | 2021-10-30 | SUNPOWER | SPR-E20-327-E-AC | Inverters | 320 |  | 15 |  |  | 0.96 |  | Other | under each panel
NJSTRE1545388182 | NJSRRE1544773572 | Transition Incentive Program | Teaneck | 7666 | 7 | 4.91 | Residential | Yes | Behind the Meter | Net-metered residential rooftop and canopy |  | None | SunPower Corporation, Systems | PSE&G | Accepted | 2020-03-30 | 2020-04-09 | 2021-10-30 | SUNPOWER | SPR-E20-327-E-AC | Solar Panels |  | 0.327 | 12 | 114 | 35 |  | Fixed | Roof
NJSTRE1545388182 | NJSRRE1544773572 | Transition Incentive Program | Teaneck | 7666 | 7 | 4.91 | Residential | Yes | Behind the Meter | Net-metered residential rooftop and canopy |  | None | SunPower Corporation, Systems | PSE&G | Accepted | 2020-03-30 | 2020-04-09 | 2021-10-30 | SUNPOWER | SPR-E20-327-E-AC | Solar Panels |  | 0.327 | 3 | 114 | 15 |  | Fixed | Roof
NJSTRE1545388186 | NJSRRE1544626396 | Transition Incentive Program | Elizabeth | 7202 | 10 | 9.61 | Residential | No | Behind the Meter | Net-metered residential rooftop and canopy |  | None | Palmetto Solar LLC | PSE&G | Accepted | 2020-03-11 | 2020-03-16 | 2021-10-30 | SolarEdge | SE7600H-US | Inverters | 7600 |  | 1 |  |  | 0.98 |  | Outside | side of the house
NJSTRE1545388186 | NJSRRE1544626396 | Transition Incentive Program | Elizabeth | 7202 | 10 | 9.61 | Residential | No | Behind the Meter | Net-metered residential rooftop and canopy |  | None | Palmetto Solar LLC | PSE&G | Accepted | 2020-03-11 | 2020-03-16 | 2021-10-30 | Yingli | 310D-30B | Solar Panels |  | 0.31 | 31 | 180 | 25 |  | Fixed | Roof
NJSTRE1545388188 | NJSRRE1544773655 | Transition Incentive Program | Morganville | 7751 | 17 | 6.82 | Residential | No | Behind the Meter | Net-metered residential rooftop and canopy |  | None | Sunrun Installation Services, Inc. | JCP&L | Accepted | 2020-03-30 | 2020-04-09 | 2021-10-30 | Enphase | X-IQ-AM1-240-3C | Meters |  |  | 1 |  |  |  | Yes
NJSTRE1545388188 | NJSRRE1544773655 | Transition Incentive Program | Morganville | 7751 | 17 | 6.82 | Residential | No | Behind the Meter | Net-metered residential rooftop and canopy |  | None | Sunrun Installation Services, Inc. | JCP&L | Accepted | 2020-03-30 | 2020-04-09 | 2021-10-30 | Enphase Energy | IQ7-60-x-US (240V) | Inverters | 240 |  | 22 |  |  | 0.96 |  | Outdoor | Rooftop
NJSTRE1545388188 | NJSRRE1544773655 | Transition Incentive Program | Morganville | 7751 | 17 | 6.82 | Residential | No | Behind the Meter | Net-metered residential rooftop and canopy |  | None | Sunrun Installation Services, Inc. | JCP&L | Accepted | 2020-03-30 | 2020-04-09 | 2021-10-30 | REC Solar | REC310TP2M | Solar Panels |  | 0.31 | 22 | 139 | 23 |  | Fixed | Roof
NJSTRE1545388192 | NJSRRE1544759220 | Transition Incentive Program | Westhampton | 8060 | 13 | 10.54 | Residential | Yes | Behind the Meter | Net-metered residential rooftop and canopy |  | None | Bright Planet Solar | PSE&G | Accepted | 2020-03-23 | 2020-03-26 | 2021-10-30 | SOLAR EDGE | SE5000H-USRGM | Inverters | 5000 |  | 1 |  |  | 0.98 |  | Outdoor | OUTSIDE
NJSTRE1545388192 | NJSRRE1544759220 | Transition Incentive Program | Westhampton | 8060 | 13 | 10.54 | Residential | Yes | Behind the Meter | Net-metered residential rooftop and canopy |  | None | Bright Planet Solar | PSE&G | Accepted | 2020-03-23 | 2020-03-26 | 2021-10-30 | SOLAR EDGE | SE3800H-USRGM | Inverters | 3800 |  | 1 |  |  | 0.98 |  | Outdoor | OUTSIDE
NJSTRE1545388192 | NJSRRE1544759220 | Transition Incentive Program | Westhampton | 8060 | 13 | 10.54 | Residential | Yes | Behind the Meter | Net-metered residential rooftop and canopy |  | None | Bright Planet Solar | PSE&G | Accepted | 2020-03-23 | 2020-03-26 | 2021-10-30 | LONGI | LR-60HPB-310M | Solar Panels |  | 0.31 | 15 | 130 | 33 |  | Fixed | Roof
NJSTRE1545388192 | NJSRRE1544759220 | Transition Incentive Program | Westhampton | 8060 | 13 | 10.54 | Residential | Yes | Behind the Meter | Net-metered residential rooftop and canopy |  | None | Bright Planet Solar | PSE&G | Accepted | 2020-03-23 | 2020-03-26 | 2021-10-30 | LONGI | LR-60HPB-310M | Solar Panels |  | 0.31 | 14 | 130 | 33 |  | Fixed | Roof
NJSTRE1545388192 | NJSRRE1544759220 | Transition Incentive Program | Westhampton | 8060 | 13 | 10.54 | Residential | Yes | Behind the Meter | Net-metered residential rooftop and canopy |  | None | Bright Planet Solar | PSE&G | Accepted | 2020-03-23 | 2020-03-26 | 2021-10-30 | LONGI | LR-60HPB-310M | Solar Panels |  | 0.31 | 5 | 217 | 45 |  | Fixed | Roof
NJSTRE1545388198 | NJSRRE1544597137 | Transition Incentive Program | Toms River | 8755 | 18 | 9.92 | Residential | No | Behind the Meter | Net-metered residential rooftop and canopy |  | None | Powerlutions | JCP&L | Accepted | 2020-03-04 | 2020-03-09 | 2021-10-30 | SolarEdge | SE7600H-US | Inverters | 7.6 |  | 1 |  |  | 0.99 |  | Outdoor | near meter
NJSTRE1545388198 | NJSRRE1544597137 | Transition Incentive Program | Toms River | 8755 | 18 | 9.92 | Residential | No | Behind the Meter | Net-metered residential rooftop and canopy |  | None | Powerlutions | JCP&L | Accepted | 2020-03-04 | 2020-03-09 | 2021-10-30 | Trina | TSM-310 DD05A | Solar Panels |  | 0.31 | 16 | 156 | 20 |  | Fixed | Roof
NJSTRE1545388198 | NJSRRE1544597137 | Transition Incentive Program | Toms River | 8755 | 18 | 9.92 | Residential | No | Behind the Meter | Net-metered residential rooftop and canopy |  | None | Powerlutions | JCP&L | Accepted | 2020-03-04 | 2020-03-09 | 2021-10-30 | Trina | TSM-310 DD05A | Solar Panels |  | 0.31 | 7 | 246 | 20 |  | Fixed | Roof
NJSTRE1545388198 | NJSRRE1544597137 | Transition Incentive Program | Toms River | 8755 | 18 | 9.92 | Residential | No | Behind the Meter | Net-metered residential rooftop and canopy |  | None | Powerlutions | JCP&L | Accepted | 2020-03-04 | 2020-03-09 | 2021-10-30 | Trina | TSM-310 DD05A | Solar Panels |  | 0.31 | 4 | 66 | 20 |  | Fixed | Roof
NJSTRE1545388198 | NJSRRE1544597137 | Transition Incentive Program | Toms River | 8755 | 18 | 9.92 | Residential | No | Behind the Meter | Net-metered residential rooftop and canopy |  | None | Powerlutions | JCP&L | Accepted | 2020-03-04 | 2020-03-09 | 2021-10-30 | Trina | TSM-310 DD05A | Solar Panels |  | 0.31 | 5 | 247 | 20 |  | Fixed | Roof
NJSTRE1545388199 | NJSRRE1544903626 | Transition Incentive Program | Englewood | 7631 | 7 | 6.82 | Residential | Yes | Behind the Meter | Behind the Meter |  | None | Sunrun Installation Services, Inc. | PSE&G | Eligible for TI Program | 2020-04-27 | 2020-04-30 | 2021-10-30 | Enphase Energy | IQ7-60-x-US (240V) | Inverters | 240 |  | 22 |  |  | 0.96 |  | Outdoor | Rooftop
NJSTRE1545388199 | NJSRRE1544903626 | Transition Incentive Program | Englewood | 7631 | 7 | 6.82 | Residential | Yes | Behind the Meter | Behind the Meter |  | None | Sunrun Installation Services, Inc. | PSE&G | Eligible for TI Program | 2020-04-27 | 2020-04-30 | 2021-10-30 | LONGi Green Energy Technology Co Ltd | LR6-60HPB-310M | Solar Panels |  | 0.31 | 14 | 354 | 37 |  | Fixed | Roof
NJSTRE1545388199 | NJSRRE1544903626 | Transition Incentive Program | Englewood | 7631 | 7 | 6.82 | Residential | Yes | Behind the Meter | Behind the Meter |  | None | Sunrun Installation Services, Inc. | PSE&G | Eligible for TI Program | 2020-04-27 | 2020-04-30 | 2021-10-30 | LONGi Green Energy Technology Co Ltd | LR6-60HPB-310M | Solar Panels |  | 0.31 | 4 | 173 | 30 |  | Fixed | Roof
NJSTRE1545388199 | NJSRRE1544903626 | Transition Incentive Program | Englewood | 7631 | 7 | 6.82 | Residential | Yes | Behind the Meter | Behind the Meter |  | None | Sunrun Installation Services, Inc. | PSE&G | Eligible for TI Program | 2020-04-27 | 2020-04-30 | 2021-10-30 | LONGi Green Energy Technology Co Ltd | LR6-60HPB-310M | Solar Panels |  | 0.31 | 4 | 174 | 14 |  | Fixed | Roof
NJSTRE1545388200 | NJSRRE1544626099 | Transition Incentive Program | PLEASANTVILLE | 8232 | 19 | 18.5 | Commercial | No | Behind the Meter | Behind the Meter |  | None | KISS ELECTRIC LLC | AC Electric | Eligible for TI Program | 2020-03-11 | 2020-03-16 | 2021-10-30 | SOLAR EDGE | SE7600H-US | Inverters | 7600 |  | 2 |  |  | 0.99 |  | Outdoor | ON SIDE OF BUILDING
NJSTRE1545388200 | NJSRRE1544626099 | Transition Incentive Program | PLEASANTVILLE | 8232 | 19 | 18.5 | Commercial | No | Behind the Meter | Behind the Meter |  | None | KISS ELECTRIC LLC | AC Electric | Eligible for TI Program | 2020-03-11 | 2020-03-16 | 2021-10-30 | VSUN | VSUN370-72M | Solar Panels |  | 0.37 | 50 | LANDSCAPE | 2 |  | Fixed | Roof
NJSTRE1545388207 | NJSRRE1544903555 | Transition Incentive Program | North Plainfield | 7060 | 10 | 7.04 | Residential | Yes | Behind the Meter | Behind the Meter |  | None | Steve Whitman LLC | PSE&G | Eligible for TI Program | 2020-04-27 | 2020-04-30 | 2021-10-30 | SolarEdge | SE5000H-US | Inverters | 5000 |  | 1 |  |  | 0.99 |  | Outside | within ten feet of meter
NJSTRE1545388207 | NJSRRE1544903555 | Transition Incentive Program | North Plainfield | 7060 | 10 | 7.04 | Residential | Yes | Behind the Meter | Behind the Meter |  | None | Steve Whitman LLC | PSE&G | Eligible for TI Program | 2020-04-27 | 2020-04-30 | 2021-10-30 | Hanwha Q-Cells | Q.PEAK DUO-G5 320 | Solar Panels |  | 0.32 | 22 | 129309 | 38 |  | Fixed | Roof
NJSTRE1545388208 | NJSRRE1544565287 | Transition Incentive Program | Plainsboro | 8536 | 11 | 6.82 | Residential | No | Behind the Meter | Behind the Meter |  | None | Sunrun Installation Services, Inc. | PSE&G | Eligible for TI Program | 2020-03-02 | 2020-03-05 | 2021-10-30 | LG Chem | RESU 10H SEG | Electric Storage Battery |  |  | 1 |  |  |  | Lithium Ion |  | outside
NJSTRE1545388208 | NJSRRE1544565287 | Transition Incentive Program | Plainsboro | 8536 | 11 | 6.82 | Residential | No | Behind the Meter | Behind the Meter |  | None | Sunrun Installation Services, Inc. | PSE&G | Eligible for TI Program | 2020-03-02 | 2020-03-05 | 2021-10-30 | SolarEdge Technologies | SE7600A-USS2RGM | Inverters | 7600 |  | 1 |  |  | 0.96 |  | Outdoor | Next To Meter
NJSTRE1545388208 | NJSRRE1544565287 | Transition Incentive Program | Plainsboro | 8536 | 11 | 6.82 | Residential | No | Behind the Meter | Behind the Meter |  | None | Sunrun Installation Services, Inc. | PSE&G | Eligible for TI Program | 2020-03-02 | 2020-03-05 | 2021-10-30 | REC Solar | REC310TP2M | Solar Panels |  | 0.31 | 12 | 73 | 34 |  | Fixed | Roof
NJSTRE1545388208 | NJSRRE1544565287 | Transition Incentive Program | Plainsboro | 8536 | 11 | 6.82 | Residential | No | Behind the Meter | Behind the Meter |  | None | Sunrun Installation Services, Inc. | PSE&G | Eligible for TI Program | 2020-03-02 | 2020-03-05 | 2021-10-30 | REC Solar | REC310TP2M | Solar Panels |  | 0.31 | 10 | 163 | 45 |  | Fixed | Roof
NJSTRE1545388214 | NJSRRE1544768580 | Transition Incentive Program | MIDDLESEX | 8846 | 11 | 7.56 | Residential | Yes | Behind the Meter | Net-metered residential rooftop and canopy |  | None | Suntuity Solar LLC | PSE&G | Accepted | 2020-03-27 | 2020-04-01 | 2021-10-30 | Enphase Energy | IQ7-60-2-US | Inverters | 240 |  | 24 |  |  | 0.97 |  | Outdoor | Behind the PV Modules
NJSTRE1545388214 | NJSRRE1544768580 | Transition Incentive Program | MIDDLESEX | 8846 | 11 | 7.56 | Residential | Yes | Behind the Meter | Net-metered residential rooftop and canopy |  | None | Suntuity Solar LLC | PSE&G | Accepted | 2020-03-27 | 2020-04-01 | 2021-10-30 | Hanwha Solar | Q-Cells 315 Mono | Solar Panels |  | 0.315 | 6 | 288 | 22 |  | Fixed | Roof
NJSTRE1545388214 | NJSRRE1544768580 | Transition Incentive Program | MIDDLESEX | 8846 | 11 | 7.56 | Residential | Yes | Behind the Meter | Net-metered residential rooftop and canopy |  | None | Suntuity Solar LLC | PSE&G | Accepted | 2020-03-27 | 2020-04-01 | 2021-10-30 | Hanwha Solar | Q-Cells 315 Mono | Solar Panels |  | 0.315 | 6 | 108 | 22 |  | Fixed | Roof
NJSTRE1545388214 | NJSRRE1544768580 | Transition Incentive Program | MIDDLESEX | 8846 | 11 | 7.56 | Residential | Yes | Behind the Meter | Net-metered residential rooftop and canopy |  | None | Suntuity Solar LLC | PSE&G | Accepted | 2020-03-27 | 2020-04-01 | 2021-10-30 | Hanwha Solar | Q-Cells 315 Mono | Solar Panels |  | 0.315 | 12 | 198 | 24 |  | Fixed | Roof
NJSTRE1545388215 | NJSRRE1544886356 | Transition Incentive Program | NEW BRUNSWICK | 8901 | 11 | 13.76 | Residential | Yes | Behind the Meter | Net-metered residential rooftop and canopy |  | None | Vivint Solar Developer, LLC | PSE&G | Accepted | 2020-04-23 | 2020-04-28 | 2021-10-30 | SolarEdge | SE7600H-US | Inverters | 7600 |  | 1 |  |  | 0.992 |  | Outdoor | Near the Utility Meter
NJSTRE1545388215 | NJSRRE1544886356 | Transition Incentive Program | NEW BRUNSWICK | 8901 | 11 | 13.76 | Residential | Yes | Behind the Meter | Net-metered residential rooftop and canopy |  | None | Vivint Solar Developer, LLC | PSE&G | Accepted | 2020-04-23 | 2020-04-28 | 2021-10-30 | Jinko Solar | JKM320M-60HBL | Solar Panels |  | 0.32 | 12 | 219 | 27 |  | Fixed | Roof
NJSTRE1545388215 | NJSRRE1544886356 | Transition Incentive Program | NEW BRUNSWICK | 8901 | 11 | 13.76 | Residential | Yes | Behind the Meter | Net-metered residential rooftop and canopy |  | None | Vivint Solar Developer, LLC | PSE&G | Accepted | 2020-04-23 | 2020-04-28 | 2021-10-30 | Jinko Solar | JKM320M-60HBL | Solar Panels |  | 0.32 | 6 | 39 | 21 |  | Fixed | Roof
NJSTRE1545388215 | NJSRRE1544886356 | Transition Incentive Program | NEW BRUNSWICK | 8901 | 11 | 13.76 | Residential | Yes | Behind the Meter | Net-metered residential rooftop and canopy |  | None | Vivint Solar Developer, LLC | PSE&G | Accepted | 2020-04-23 | 2020-04-28 | 2021-10-30 | Jinko Solar | JKM320M-60HBL | Solar Panels |  | 0.32 | 10 | 309 | 21 |  | Fixed | Roof
NJSTRE1545388215 | NJSRRE1544886356 | Transition Incentive Program | NEW BRUNSWICK | 8901 | 11 | 13.76 | Residential | Yes | Behind the Meter | Net-metered residential rooftop and canopy |  | None | Vivint Solar Developer, LLC | PSE&G | Accepted | 2020-04-23 | 2020-04-28 | 2021-10-30 | Jinko Solar | JKM320M-60HBL | Solar Panels |  | 0.32 | 15 | 39 | 27 |  | Fixed | Roof
NJSTRE1545388216 | NJSRRE1544551343 | Transition Incentive Program | GLASSBORO | 8028 | 15 | 8.32 | Residential | Yes | Behind the Meter | Net-metered residential rooftop and canopy |  | None | Vivint Solar Developer, LLC | AC Electric | Accepted | 2020-02-29 | 2020-03-04 | 2021-10-30 | SolarEdge | SE7600H-US | Inverters | 7600 |  | 1 |  |  | 0.992 |  | Outdoor | Near the utility meter
NJSTRE1545388216 | NJSRRE1544551343 | Transition Incentive Program | GLASSBORO | 8028 | 15 | 8.32 | Residential | Yes | Behind the Meter | Net-metered residential rooftop and canopy |  | None | Vivint Solar Developer, LLC | AC Electric | Accepted | 2020-02-29 | 2020-03-04 | 2021-10-30 | Jinko Solar | JKM320M-60HBL | Solar Panels |  | 0.32 | 5 | 74 | 16 |  | Fixed | Roof
NJSTRE1545388216 | NJSRRE1544551343 | Transition Incentive Program | GLASSBORO | 8028 | 15 | 8.32 | Residential | Yes | Behind the Meter | Net-metered residential rooftop and canopy |  | None | Vivint Solar Developer, LLC | AC Electric | Accepted | 2020-02-29 | 2020-03-04 | 2021-10-30 | Jinko Solar | JKM320M-60HBL | Solar Panels |  | 0.32 | 21 | 254 | 16 |  | Fixed | Roof
NJSTRE1545388217 | NJSRRE1544626009 | Transition Incentive Program | South Brunswick | 8824 | 11 | 6.27 | Residential | No | Behind the Meter | Net-metered residential rooftop and canopy |  | None | Whitman Construction, LLC | PSE&G | Accepted | 2020-03-11 | 2020-03-16 | 2021-10-30 | Enphase energy | IQ7X-96-2-US | Inverters | 0.315 |  | 19 |  |  | 0.975 |  | Outside | Roof
NJSTRE1545388217 | NJSRRE1544626009 | Transition Incentive Program | South Brunswick | 8824 | 11 | 6.27 | Residential | No | Behind the Meter | Net-metered residential rooftop and canopy |  | None | Whitman Construction, LLC | PSE&G | Accepted | 2020-03-11 | 2020-03-16 | 2021-10-30 | Panasonic | VBHN330SA17 | Solar Panels |  | 0.33 | 19 | 152 | 20 |  | Fixed | Roof
NJSTRE1545388219 | NJSRRE1544620624 | Transition Incentive Program | Paterson | 7503 | 6 | 33.6 | Residential | No | Behind the Meter | Net-metered residential rooftop and canopy |  | None | Maier Solar Engineering dba Solar Me | PSE&G | Accepted | 2020-03-08 | 2020-03-11 | 2021-10-30 | Solar Edge | SE30KUS | Inverters | 30 |  | 1 |  |  | 0.97 |  | Outside | Next to meter
NJSTRE1545388219 | NJSRRE1544620624 | Transition Incentive Program | Paterson | 7503 | 6 | 33.6 | Residential | No | Behind the Meter | Net-metered residential rooftop and canopy |  | None | Maier Solar Engineering dba Solar Me | PSE&G | Accepted | 2020-03-08 | 2020-03-11 | 2021-10-30 | Hanwha | Q.CELL DUO BLK-G5 320W | Solar Panels |  | 0.32 | 105 | 160 | 10 |  | Fixed | Roof
NJSTRE1545388222 | NJSRRE1544724291 | Transition Incentive Program | Haddon | 8107 | 14 | 3.1 | Residential | Yes | Behind the Meter | Behind the Meter |  | None | Sunrun Installation Services, Inc. | PSE&G | Eligible for TI Program | 2020-03-19 | 2020-03-24 | 2021-10-30 | Enphase Energy | IQ7-60-x-US (240V) | Inverters | 240 |  | 10 |  |  | 0.96 |  | Outdoor | Rooftop
NJSTRE1545388222 | NJSRRE1544724291 | Transition Incentive Program | Haddon | 8107 | 14 | 3.1 | Residential | Yes | Behind the Meter | Behind the Meter |  | None | Sunrun Installation Services, Inc. | PSE&G | Eligible for TI Program | 2020-03-19 | 2020-03-24 | 2021-10-30 | REC Solar | REC310TP2M | Solar Panels |  | 0.31 | 3 | 117 | 18 |  | Fixed | Roof
NJSTRE1545388222 | NJSRRE1544724291 | Transition Incentive Program | Haddon | 8107 | 14 | 3.1 | Residential | Yes | Behind the Meter | Behind the Meter |  | None | Sunrun Installation Services, Inc. | PSE&G | Eligible for TI Program | 2020-03-19 | 2020-03-24 | 2021-10-30 | REC Solar | REC310TP2M | Solar Panels |  | 0.31 | 5 | 297 | 18 |  | Fixed | Roof
NJSTRE1545388222 | NJSRRE1544724291 | Transition Incentive Program | Haddon | 8107 | 14 | 3.1 | Residential | Yes | Behind the Meter | Behind the Meter |  | None | Sunrun Installation Services, Inc. | PSE&G | Eligible for TI Program | 2020-03-19 | 2020-03-24 | 2021-10-30 | REC Solar | REC310TP2M | Solar Panels |  | 0.31 | 2 | 205 | 23 |  | Fixed | Roof
NJSTRE1545388223 | NJSRRE1544905064 | Transition Incentive Program | Lebanon | 8833 | 4 | 8.38 | Residential | No | Behind the Meter | Behind the Meter |  | None | Green Power Energy | JCP&L | Eligible for TI Program | 2020-04-27 | 2020-04-30 | 2021-10-30 | Solar Edge | SE6000H-US | Inverters | 6000 |  | 1 |  |  | 0.97 |  | Outside | next to meter
NJSTRE1545388223 | NJSRRE1544905064 | Transition Incentive Program | Lebanon | 8833 | 4 | 8.38 | Residential | No | Behind the Meter | Behind the Meter |  | None | Green Power Energy | JCP&L | Eligible for TI Program | 2020-04-27 | 2020-04-30 | 2021-10-30 | LG Electronics | LG335N1K-V5 | Solar Panels |  | 0.335 | 25 | 204 | 30 |  | Fixed | Roof
NJSTRE1545388224 | NJSRRE1544775905 | Transition Incentive Program | Egg Harbor Township | 8234 | 19 | 6.7 | Residential | Yes | Behind the Meter | Net-metered residential rooftop and canopy |  | None | Castle Energy, LLC | AC Electric | Accepted | 2020-03-31 | 2020-04-09 | 2021-10-30 | Enphase Energy | IQ7-60-2-US | Inverters | 240 |  | 20 |  |  | 0.967 |  | Outdoor | on the rooftop under each solar panel
NJSTRE1545388224 | NJSRRE1544775905 | Transition Incentive Program | Egg Harbor Township | 8234 | 19 | 6.7 | Residential | Yes | Behind the Meter | Net-metered residential rooftop and canopy |  | None | Castle Energy, LLC | AC Electric | Accepted | 2020-03-31 | 2020-04-09 | 2021-10-30 | Hanwha Q-Cells | Q.Peak DUO BLK-G6 335 | Solar Panels |  | 0.335 | 4 | 111 | 10 |  | Fixed | Roof
NJSTRE1545388224 | NJSRRE1544775905 | Transition Incentive Program | Egg Harbor Township | 8234 | 19 | 6.7 | Residential | Yes | Behind the Meter | Net-metered residential rooftop and canopy |  | None | Castle Energy, LLC | AC Electric | Accepted | 2020-03-31 | 2020-04-09 | 2021-10-30 | Hanwha Q-Cells | Q.Peak DUO BLK-G6 335 | Solar Panels |  | 0.335 | 16 | 291 | 10 |  | Fixed | Roof
NJSTRE1545388225 | NJSRRE1544805380 | Transition Incentive Program | East Orange | 7018 | 9 | 5.12 | Residential | Yes | Behind the Meter | Behind the Meter |  | None | Steve Whitman LLC | PSE&G | Eligible for TI Program | 2020-04-07 | 2020-04-13 | 2021-10-30 | SolarEdge | SE3800H-US | Inverters | 3800 |  | 1 |  |  | 0.99 |  | Outside | within ten feet of meter
NJSTRE1545388225 | NJSRRE1544805380 | Transition Incentive Program | East Orange | 7018 | 9 | 5.12 | Residential | Yes | Behind the Meter | Behind the Meter |  | None | Steve Whitman LLC | PSE&G | Eligible for TI Program | 2020-04-07 | 2020-04-13 | 2021-10-30 | Hanwha Q-Cells | Q.PEAK DUO-G5 320 | Solar Panels |  | 0.32 | 16 | 114204 | 22 |  | Fixed | Roof
NJSTRE1545388235 | NJSRRE1544754557 | Transition Incentive Program | Wyckoff TWP | 7481 | 7 | 6.03 | Residential | No | Behind the Meter | Net-metered residential rooftop and canopy |  | None | Palmetto Solar LLC | PSE&G | Accepted | 2020-03-23 | 2020-03-26 | 2021-10-30 | SolarEdge | SE5000H-US | Inverters | 5000 |  | 1 |  |  | 0.9 |  | Outside | side of the house
NJSTRE1545388235 | NJSRRE1544754557 | Transition Incentive Program | Wyckoff TWP | 7481 | 7 | 6.03 | Residential | No | Behind the Meter | Net-metered residential rooftop and canopy |  | None | Palmetto Solar LLC | PSE&G | Accepted | 2020-03-23 | 2020-03-26 | 2021-10-30 | LG | LG335N1C-A5 | Solar Panels |  | 0.335 | 18 | 180 | 25 |  | Fixed | Roof
NJSTRE1545388236 | NJSRRE1544818057 | Transition Incentive Program | MANAHAWKIN | 8050 | 18 | 5.12 | Residential | Yes | Behind the Meter | Net-metered residential rooftop and canopy |  | None | Vivint Solar Developer, LLC | AC Electric | Accepted | 2020-04-09 | 2020-04-16 | 2021-10-30 | Solar Edge | SE3800H-US | Inverters | 3800 |  | 1 |  |  | 0.992 |  | Outdoor | Near the Utility Meter
NJSTRE1545388236 | NJSRRE1544818057 | Transition Incentive Program | MANAHAWKIN | 8050 | 18 | 5.12 | Residential | Yes | Behind the Meter | Net-metered residential rooftop and canopy |  | None | Vivint Solar Developer, LLC | AC Electric | Accepted | 2020-04-09 | 2020-04-16 | 2021-10-30 | JINKO SOLAR | JKM320M-60HBL | Solar Panels |  | 0.32 | 16 | 241 | 22 |  | Fixed | Roof
NJSTRE1545388237 | NJSRRE1544724278 | Transition Incentive Program | CLIFTON | 7011 | 6 | 5.76 | Residential | Yes | Behind the Meter | Net-metered residential rooftop and canopy |  | None | Vivint Solar Developer, LLC | PSE&G | Accepted | 2020-03-19 | 2020-03-24 | 2021-10-30 | SOLAREDGE | SE3800H-US | Inverters | 3800 |  | 1 |  |  | 0.992 |  | Outdoor | Near the Utility Meter
NJSTRE1545388237 | NJSRRE1544724278 | Transition Incentive Program | CLIFTON | 7011 | 6 | 5.76 | Residential | Yes | Behind the Meter | Net-metered residential rooftop and canopy |  | None | Vivint Solar Developer, LLC | PSE&G | Accepted | 2020-03-19 | 2020-03-24 | 2021-10-30 | JINKO SOLAR | JKM320M-60HBL | Solar Panels |  | 0.32 | 18 | 166 | 30 |  | Fixed | Roof
NJSTRE1545388238 | NJSRRE1544690208 | Transition Incentive Program | Freehold | 7728 | 17 | 9.24 | Commercial | No | Behind the Meter | Behind the Meter |  | None | ECS Energy, Ltd. | JCP&L | Eligible for TI Program | 2020-03-14 | 2020-03-18 | 2021-10-30 | APsystems | QS1 microinverters | Inverters | 1200 |  | 6 |  |  | 0.96 |  | Outdoor | at panel
NJSTRE1545388238 | NJSRRE1544690208 | Transition Incentive Program | Freehold | 7728 | 17 | 9.24 | Commercial | No | Behind the Meter | Behind the Meter |  | None | ECS Energy, Ltd. | JCP&L | Eligible for TI Program | 2020-03-14 | 2020-03-18 | 2021-10-30 | Axitec | AC-385MH/144S | Solar Panels |  | 0.385 | 10 | 96 | 30 |  | Fixed | Roof
NJSTRE1545388238 | NJSRRE1544690208 | Transition Incentive Program | Freehold | 7728 | 17 | 9.24 | Commercial | No | Behind the Meter | Behind the Meter |  | None | ECS Energy, Ltd. | JCP&L | Eligible for TI Program | 2020-03-14 | 2020-03-18 | 2021-10-30 | Axitec | AC-385MH/144S | Solar Panels |  | 0.385 | 4 | 96 | 10 |  | Fixed | Roof
NJSTRE1545388238 | NJSRRE1544690208 | Transition Incentive Program | Freehold | 7728 | 17 | 9.24 | Commercial | No | Behind the Meter | Behind the Meter |  | None | ECS Energy, Ltd. | JCP&L | Eligible for TI Program | 2020-03-14 | 2020-03-18 | 2021-10-30 | Axitec | AC-385MH/144S | Solar Panels |  | 0.385 | 10 | 276 | 30 |  | Fixed | Roof
NJSTRE1545388239 | NJSRRE1544760247 | Transition Incentive Program | Palmyra | 8065 | 13 | 8.96 | Residential | No | Behind the Meter | Behind the Meter |  | None | Orbit Energy & Power, LLC | PSE&G | Eligible for TI Program | 2020-03-24 | 2020-03-27 | 2021-10-30 | Enphase | IQ7-60-2-US | Inverters | 0.24 |  | 28 |  |  | 0.99 |  | Outside | roof
NJSTRE1545388239 | NJSRRE1544760247 | Transition Incentive Program | Palmyra | 8065 | 13 | 8.96 | Residential | No | Behind the Meter | Behind the Meter |  | None | Orbit Energy & Power, LLC | PSE&G | Eligible for TI Program | 2020-03-24 | 2020-03-27 | 2021-10-30 | Hanwha | Q.Peak Duo BLK G5 320W | Solar Panels |  | 0.32 | 28 | 142 | 40 |  | Fixed | Roof
NJSTRE1545388240 | NJSRRE1544868084 | Transition Incentive Program | Pennsauken Township | 8109 | 14 | 5.36 | Residential | No | Behind the Meter | Behind the Meter |  | None | Green Power Energy | PSE&G | Eligible for TI Program | 2020-04-21 | 2020-04-27 | 2021-10-30 | Solar Edge | SE5000H-US | Inverters | 5000 |  | 1 |  |  | 0.97 |  | Outside | next to meter
NJSTRE1545388240 | NJSRRE1544868084 | Transition Incentive Program | Pennsauken Township | 8109 | 14 | 5.36 | Residential | No | Behind the Meter | Behind the Meter |  | None | Green Power Energy | PSE&G | Eligible for TI Program | 2020-04-21 | 2020-04-27 | 2021-10-30 | LG Electronics | LG335N1C-V5 | Solar Panels |  | 0.335 | 10 | 338 | 10 |  | Fixed | Roof
NJSTRE1545388240 | NJSRRE1544868084 | Transition Incentive Program | Pennsauken Township | 8109 | 14 | 5.36 | Residential | No | Behind the Meter | Behind the Meter |  | None | Green Power Energy | PSE&G | Eligible for TI Program | 2020-04-21 | 2020-04-27 | 2021-10-30 | LG Electronics | LG335N1C-V5 | Solar Panels |  | 0.335 | 6 | 333 | 23 |  | Fixed | Roof
NJSTRE1545388241 | NJSRRE1544857829 | Transition Incentive Program | BRIDGEWATER | 8807 | 5 | 3.2 | Residential | Yes | Behind the Meter | Net-metered residential rooftop and canopy |  | None | Vivint Solar Developer, LLC | PSE&G | Accepted | 2020-04-21 | 2020-04-24 | 2021-10-30 | SOLAREDGE | SE3800H-US | Inverters | 3800 |  | 1 |  |  | 0.992 |  | Outdoor | Near the Utility Meter
NJSTRE1545388241 | NJSRRE1544857829 | Transition Incentive Program | BRIDGEWATER | 8807 | 5 | 3.2 | Residential | Yes | Behind the Meter | Net-metered residential rooftop and canopy |  | None | Vivint Solar Developer, LLC | PSE&G | Accepted | 2020-04-21 | 2020-04-24 | 2021-10-30 | JINKO SOLAR | JKM320M-60HBL | Solar Panels |  | 0.32 | 10 | 83 | 23 |  | Fixed | Roof
NJSTRE1545388242 | NJSRRE1544560385 | Transition Incentive Program | Mantua | 8051 | 15 | 8.64 | Residential | No | Behind the Meter | Behind the Meter |  | None | Orbit Energy & Power, LLC | AC Electric | Eligible for TI Program | 2020-03-02 | 2020-03-04 | 2021-10-30 | ENPHASE | IQ7-60-2-US | Inverters | 0.24 |  | 27 |  |  | 0.97 |  | Outside | ROOF
NJSTRE1545388242 | NJSRRE1544560385 | Transition Incentive Program | Mantua | 8051 | 15 | 8.64 | Residential | No | Behind the Meter | Behind the Meter |  | None | Orbit Energy & Power, LLC | AC Electric | Eligible for TI Program | 2020-03-02 | 2020-03-04 | 2021-10-30 | Hanwha | Q.PEAK DUO BLK G-5 320 | Solar Panels |  | 0.32 | 4 | 327 | 22 |  | Fixed | Roof
NJSTRE1545388242 | NJSRRE1544560385 | Transition Incentive Program | Mantua | 8051 | 15 | 8.64 | Residential | No | Behind the Meter | Behind the Meter |  | None | Orbit Energy & Power, LLC | AC Electric | Eligible for TI Program | 2020-03-02 | 2020-03-04 | 2021-10-30 | Hanwha | Q.PEAK DUO BLK G-5 320 | Solar Panels |  | 0.32 | 23 | 147 | 22 |  | Fixed | Roof
NJSTRE1545388244 | NJSRRE1544681475 | Transition Incentive Program | Delran | 8075 | 13 | 14.52 | Residential | No | Behind the Meter | Behind the Meter |  | None | NJ Solar Power, LLC | PSE&G | Eligible for TI Program | 2020-03-13 | 2020-03-18 | 2021-10-30 | SolarEdge | SE10000H-US | Inverters | 10000 |  | 1 |  |  | 0.99 |  | Indoor | Basement
NJSTRE1545388244 | NJSRRE1544681475 | Transition Incentive Program | Delran | 8075 | 13 | 14.52 | Residential | No | Behind the Meter | Behind the Meter |  | None | NJ Solar Power, LLC | PSE&G | Eligible for TI Program | 2020-03-13 | 2020-03-18 | 2021-10-30 | Panasonic | VBHN330SA17 | Solar Panels |  | 0.33 | 5 | 181 | 18 |  | Fixed | Roof
NJSTRE1545388244 | NJSRRE1544681475 | Transition Incentive Program | Delran | 8075 | 13 | 14.52 | Residential | No | Behind the Meter | Behind the Meter |  | None | NJ Solar Power, LLC | PSE&G | Eligible for TI Program | 2020-03-13 | 2020-03-18 | 2021-10-30 | Panasonic | VBHN330SA17 | Solar Panels |  | 0.33 | 14 | 271 | 18 |  | Fixed | Roof
NJSTRE1545388244 | NJSRRE1544681475 | Transition Incentive Program | Delran | 8075 | 13 | 14.52 | Residential | No | Behind the Meter | Behind the Meter |  | None | NJ Solar Power, LLC | PSE&G | Eligible for TI Program | 2020-03-13 | 2020-03-18 | 2021-10-30 | Panasonic | VBHN330SA17 | Solar Panels |  | 0.33 | 25 | 91 | 18 |  | Fixed | Roof
NJSTRE1545388247 | NJSRRE1544705262 | Transition Incentive Program | EAST ORANGE | 7018 | 9 | 7.25 | Residential | Yes | Behind the Meter | Net-metered residential rooftop and canopy |  | None | Suntuity Solar LLC | PSE&G | Accepted | 2020-03-17 | 2020-03-19 | 2021-10-30 | Enphase Energy | IQ7-60-2-US | Inverters | 240 |  | 23 |  |  | 0.97 |  | Outdoor | Behind the PV Modules
NJSTRE1545388247 | NJSRRE1544705262 | Transition Incentive Program | EAST ORANGE | 7018 | 9 | 7.25 | Residential | Yes | Behind the Meter | Net-metered residential rooftop and canopy |  | None | Suntuity Solar LLC | PSE&G | Accepted | 2020-03-17 | 2020-03-19 | 2021-10-30 | Hanwha Solar | Q-Cells 315 Mono | Solar Panels |  | 0.315 | 11 | 20 | 43 |  | Fixed | Roof
NJSTRE1545388247 | NJSRRE1544705262 | Transition Incentive Program | EAST ORANGE | 7018 | 9 | 7.25 | Residential | Yes | Behind the Meter | Net-metered residential rooftop and canopy |  | None | Suntuity Solar LLC | PSE&G | Accepted | 2020-03-17 | 2020-03-19 | 2021-10-30 | Hanwha Solar | Q-Cells 315 Mono | Solar Panels |  | 0.315 | 12 | 200 | 43 |  | Fixed | Roof
NJSTRE1545388249 | NJSRRE1544805354 | Transition Incentive Program | Willingboro | 8046 | 13 | 5.58 | Residential | Yes | Behind the Meter | Behind the Meter |  | None | Sunrun Installation Services, Inc. | PSE&G | Eligible for TI Program | 2020-04-07 | 2020-04-10 | 2021-10-30 | Enphase Energy | IQ7-60-x-US (240V) | Inverters | 240 |  | 18 |  |  | 0.96 |  | Outdoor | Rooftop
NJSTRE1545388249 | NJSRRE1544805354 | Transition Incentive Program | Willingboro | 8046 | 13 | 5.58 | Residential | Yes | Behind the Meter | Behind the Meter |  | None | Sunrun Installation Services, Inc. | PSE&G | Eligible for TI Program | 2020-04-07 | 2020-04-10 | 2021-10-30 | REC Solar | REC310TP2M | Solar Panels |  | 0.31 | 18 | 196 | 43 |  | Fixed | Roof
NJSTRE1545388251 | NJSRRE1544626952 | Transition Incentive Program | Clifton | 7012 | 6 | 8.06 | Residential | Yes | Behind the Meter | Behind the Meter |  | None | Sunrun Installation Services, Inc. | PSE&G | Eligible for TI Program | 2020-03-11 | 2020-03-17 | 2021-10-30 | Enphase Energy | IQ7-60-x-US (240V) | Inverters | 240 |  | 26 |  |  | 0.96 |  | Outdoor | Rooftop
NJSTRE1545388251 | NJSRRE1544626952 | Transition Incentive Program | Clifton | 7012 | 6 | 8.06 | Residential | Yes | Behind the Meter | Behind the Meter |  | None | Sunrun Installation Services, Inc. | PSE&G | Eligible for TI Program | 2020-03-11 | 2020-03-17 | 2021-10-30 | REC Solar | REC310TP2M | Solar Panels |  | 0.31 | 15 | 222 | 9 |  | Fixed | Roof
NJSTRE1545388251 | NJSRRE1544626952 | Transition Incentive Program | Clifton | 7012 | 6 | 8.06 | Residential | Yes | Behind the Meter | Behind the Meter |  | None | Sunrun Installation Services, Inc. | PSE&G | Eligible for TI Program | 2020-03-11 | 2020-03-17 | 2021-10-30 | REC Solar | REC310TP2M | Solar Panels |  | 0.31 | 11 | 42 | 9 |  | Fixed | Roof
NJSTRE1545388252 | NJSRRE1544905106 | Transition Incentive Program | Cherry Hill | 8034 | 14 | 9.24 | Commercial | No | Behind the Meter | Net-metered non-residential rooftop and canopy |  | None | Ameresco | PSE&G | Accepted | 2020-04-30 | 2020-04-30 | 2021-10-30 | SolarEdge | SE9KUS | Inverters | 9 |  | 1 |  |  | 0.965 |  | Outdoor | N/A
NJSTRE1545388252 | NJSRRE1544905106 | Transition Incentive Program | Cherry Hill | 8034 | 14 | 9.24 | Commercial | No | Behind the Meter | Net-metered non-residential rooftop and canopy |  | None | Ameresco | PSE&G | Accepted | 2020-04-30 | 2020-04-30 | 2021-10-30 | JA | JAM72S09 385/PR | Solar Panels |  | 0.385 | 24 | 215 | 10 |  | Fixed | Roof
NJSTRE1545388253 | NJSRRE1544613399 | Transition Incentive Program | Hawthorne | 7506 | 6 | 7.48 | Residential | Yes | Behind the Meter | Behind the Meter |  | None | Trinity Solar | PSE&G | Eligible for TI Program | 2020-03-06 | 2020-03-11 | 2021-10-30 | SOLAR EDGE | SE6000H-US | Inverters | 6000 |  | 1 |  |  | 0.97 |  | Outside | SIDE OF HOME
NJSTRE1545388253 | NJSRRE1544613399 | Transition Incentive Program | Hawthorne | 7506 | 6 | 7.48 | Residential | Yes | Behind the Meter | Behind the Meter |  | None | Trinity Solar | PSE&G | Eligible for TI Program | 2020-03-06 | 2020-03-11 | 2021-10-30 | HANWHA | Q.PEAK DUO BLK-G6 340 | Solar Panels |  | 0.34 | 22 | 106 | 30 |  | Fixed | Roof
NJSTRE1545388254 | NJSRRE1544766498 | Transition Incentive Program | Westfield Town | 7090 | 10 | 3.78 | Residential | Yes | Behind the Meter | Net-metered residential rooftop and canopy |  | None | Tesla Energy Operations Inc | PSE&G | Accepted | 2020-03-26 | 2020-03-31 | 2021-10-30 | Delta Electronics | M4-TL-US [240V] | Inverters | 3840 |  | 1 |  |  | 0.975 |  | Outdoor | outdoor
NJSTRE1545388254 | NJSRRE1544766498 | Transition Incentive Program | Westfield Town | 7090 | 10 | 3.78 | Residential | Yes | Behind the Meter | Net-metered residential rooftop and canopy |  | None | Tesla Energy Operations Inc | PSE&G | Accepted | 2020-03-26 | 2020-03-31 | 2021-10-30 | Hanwha Q Cells | Q.PEAK DUO BLK-G5/SC315 | Solar Panels |  | 0.315 | 12 | 217 | 37 |  | Fixed | Roof
NJSTRE1545388257 | NJSRRE1544766987 | Transition Incentive Program | Lakewood | 7801 | 3 | 12.29 | Residential | No | Behind the Meter | Net-metered residential rooftop and canopy |  | None | Tesla Energy Operations | JCP&L | Accepted | 2020-03-26 | 2020-03-31 | 2021-10-30 | Tesla | AC Powerwall | Electric Storage Battery |  |  | 3 |  |  |  | Lithium Ion |  | Inside
NJSTRE1545388257 | NJSRRE1544766987 | Transition Incentive Program | Lakewood | 7801 | 3 | 12.29 | Residential | No | Behind the Meter | Net-metered residential rooftop and canopy |  | None | Tesla Energy Operations | JCP&L | Accepted | 2020-03-26 | 2020-03-31 | 2021-10-30 | Delta Electronics | M4-TL-US [240V] | Inverters | 3840 |  | 1 |  |  | 0.975 |  | Outside | Outside
NJSTRE1545388257 | NJSRRE1544766987 | Transition Incentive Program | Lakewood | 7801 | 3 | 12.29 | Residential | No | Behind the Meter | Net-metered residential rooftop and canopy |  | None | Tesla Energy Operations | JCP&L | Accepted | 2020-03-26 | 2020-03-31 | 2021-10-30 | Delta Electronics | M8-TL-US [240V] | Inverters | 7680 |  | 1 |  |  | 0.975 |  | Outside | Outside
NJSTRE1545388257 | NJSRRE1544766987 | Transition Incentive Program | Lakewood | 7801 | 3 | 12.29 | Residential | No | Behind the Meter | Net-metered residential rooftop and canopy |  | None | Tesla Energy Operations | JCP&L | Accepted | 2020-03-26 | 2020-03-31 | 2021-10-30 | Hanwha Q CELLS | Q.PEAK DUO BLK-G5/SC315 | Solar Panels |  | 0.315 | 8 | 7 | 40 |  | Fixed | Roof | Outside
NJSTRE1545388257 | NJSRRE1544766987 | Transition Incentive Program | Lakewood | 7801 | 3 | 12.29 | Residential | No | Behind the Meter | Net-metered residential rooftop and canopy |  | None | Tesla Energy Operations | JCP&L | Accepted | 2020-03-26 | 2020-03-31 | 2021-10-30 | Hanwha Q CELLS | Q.PEAK DUO BLK-G5/SC315 | Solar Panels |  | 0.315 | 8 | 7 | 40 |  | Fixed | Roof | outside
NJSTRE1545388257 | NJSRRE1544766987 | Transition Incentive Program | Lakewood | 7801 | 3 | 12.29 | Residential | No | Behind the Meter | Net-metered residential rooftop and canopy |  | None | Tesla Energy Operations | JCP&L | Accepted | 2020-03-26 | 2020-03-31 | 2021-10-30 | Hanwha Q CELLS | Q.PEAK DUO BLK-G5/SC315 | Solar Panels |  | 0.315 | 8 | 187 | 40 |  | Fixed | Roof | Outside
NJSTRE1545388257 | NJSRRE1544766987 | Transition Incentive Program | Lakewood | 7801 | 3 | 12.29 | Residential | No | Behind the Meter | Net-metered residential rooftop and canopy |  | None | Tesla Energy Operations | JCP&L | Accepted | 2020-03-26 | 2020-03-31 | 2021-10-30 | Hanwha Q CELLS | Q.PEAK DUO BLK-G5/SC315 | Solar Panels |  | 0.315 | 15 | 187 | 18 |  | Fixed | Roof | Outside
NJSTRE1545388258 | NJSRRE1544869515 | Transition Incentive Program | somers point | 8224 | 13 | 15.36 | Residential | No | Behind the Meter | Behind the Meter |  | ACE | Sun Up Zero Down | AC Electric | Eligible for TI Program | 2020-04-22 | 2020-04-28 | 2021-10-30 | Solaredge | SE11400H-US | Inverters | 11400 |  | 1 |  |  | 0.98 |  | Outdoor | outside wall
NJSTRE1545388258 | NJSRRE1544869515 | Transition Incentive Program | somers point | 8224 | 13 | 15.36 | Residential | No | Behind the Meter | Behind the Meter |  | ACE | Sun Up Zero Down | AC Electric | Eligible for TI Program | 2020-04-22 | 2020-04-28 | 2021-10-30 | trina | TSM-320 DD05H.05 (II) | Solar Panels |  | 0.32 | 21 | 93 | 30 |  | Fixed | Roof
NJSTRE1545388258 | NJSRRE1544869515 | Transition Incentive Program | somers point | 8224 | 13 | 15.36 | Residential | No | Behind the Meter | Behind the Meter |  | ACE | Sun Up Zero Down | AC Electric | Eligible for TI Program | 2020-04-22 | 2020-04-28 | 2021-10-30 | trina | TSM-320 DD05H.05 (II) | Solar Panels |  | 0.32 | 9 | 93 | 30 |  | Fixed | Roof
NJSTRE1545388258 | NJSRRE1544869515 | Transition Incentive Program | somers point | 8224 | 13 | 15.36 | Residential | No | Behind the Meter | Behind the Meter |  | ACE | Sun Up Zero Down | AC Electric | Eligible for TI Program | 2020-04-22 | 2020-04-28 | 2021-10-30 | trina | TSM-320 DD05H.05 (II) | Solar Panels |  | 0.32 | 18 | 183 | 45 |  | Fixed | Roof
NJSTRE1545388261 | NJSRRE1544898376 | Transition Incentive Program | MORRIS PLAINS | 7950 | 3 | 9.28 | Residential | Yes | Behind the Meter | Net-metered residential rooftop and canopy |  | None | Vivint Solar Developer, LLC | JCP&L | Accepted | 2020-04-24 | 2020-04-30 | 2021-10-30 | Solar Edge | SE7600H-US | Inverters | 7600 |  | 1 |  |  | 0.992 |  | Outdoor | Near the Utility Meter
NJSTRE1545388261 | NJSRRE1544898376 | Transition Incentive Program | MORRIS PLAINS | 7950 | 3 | 9.28 | Residential | Yes | Behind the Meter | Net-metered residential rooftop and canopy |  | None | Vivint Solar Developer, LLC | JCP&L | Accepted | 2020-04-24 | 2020-04-30 | 2021-10-30 | JINKO SOLAR | JKM320M-60HBL | Solar Panels |  | 0.32 | 10 | 231 | 30 |  | Fixed | Roof
NJSTRE1545388261 | NJSRRE1544898376 | Transition Incentive Program | MORRIS PLAINS | 7950 | 3 | 9.28 | Residential | Yes | Behind the Meter | Net-metered residential rooftop and canopy |  | None | Vivint Solar Developer, LLC | JCP&L | Accepted | 2020-04-24 | 2020-04-30 | 2021-10-30 | JINKO SOLAR | JKM320M-60HBL | Solar Panels |  | 0.32 | 14 | 141 | 30 |  | Fixed | Roof
NJSTRE1545388261 | NJSRRE1544898376 | Transition Incentive Program | MORRIS PLAINS | 7950 | 3 | 9.28 | Residential | Yes | Behind the Meter | Net-metered residential rooftop and canopy |  | None | Vivint Solar Developer, LLC | JCP&L | Accepted | 2020-04-24 | 2020-04-30 | 2021-10-30 | JINKO SOLAR | JKM320M-60HBL | Solar Panels |  | 0.32 | 5 | 321 | 30 |  | Fixed | Roof
NJSTRE1545388263 | NJSRRE1544768800 | Transition Incentive Program | Rochelle Park | 7662 | 7 | 6.7 | Residential | Yes | Behind the Meter | Net-metered residential rooftop and canopy |  | None | Pro Custom Solar dba Momentum Solar | PSE&G | Accepted | 2020-03-27 | 2020-04-01 | 2021-10-30 | Enphase Energy | IQ7-60-2-US | Inverters | 250 |  | 20 |  |  | 0.97 |  | Outdoor | roof
NJSTRE1545388263 | NJSRRE1544768800 | Transition Incentive Program | Rochelle Park | 7662 | 7 | 6.7 | Residential | Yes | Behind the Meter | Net-metered residential rooftop and canopy |  | None | Pro Custom Solar dba Momentum Solar | PSE&G | Accepted | 2020-03-27 | 2020-04-01 | 2021-10-30 | Hanwha | Q.Peak DUO BLK-G6+ 335 | Solar Panels |  | 0.335 | 12 | 196 | 26 |  | Fixed | Roof
NJSTRE1545388263 | NJSRRE1544768800 | Transition Incentive Program | Rochelle Park | 7662 | 7 | 6.7 | Residential | Yes | Behind the Meter | Net-metered residential rooftop and canopy |  | None | Pro Custom Solar dba Momentum Solar | PSE&G | Accepted | 2020-03-27 | 2020-04-01 | 2021-10-30 | Hanwha | Q.Peak DUO BLK-G6+ 335 | Solar Panels |  | 0.335 | 3 | 106 | 20 |  | Fixed | Roof
NJSTRE1545388263 | NJSRRE1544768800 | Transition Incentive Program | Rochelle Park | 7662 | 7 | 6.7 | Residential | Yes | Behind the Meter | Net-metered residential rooftop and canopy |  | None | Pro Custom Solar dba Momentum Solar | PSE&G | Accepted | 2020-03-27 | 2020-04-01 | 2021-10-30 | Hanwha | Q.Peak DUO BLK-G6+ 335 | Solar Panels |  | 0.335 | 5 | 196 | 26 |  | Fixed | Roof
NJSTRE1545388266 | NJSRRE1544764725 | Transition Incentive Program | Elizabeth City | 7201 | 10 | 5.12 | Residential | Yes | Behind the Meter | Behind the Meter |  | None | Skyline Solar, LLC | PSE&G | Eligible for TI Program | 2020-03-25 | 2020-03-31 | 2021-10-30 | SolarEdge | SE3800H-US | Inverters | 3800 |  | 1 |  |  | 0.99 |  | Outside | within ten feet of meter
NJSTRE1545388266 | NJSRRE1544764725 | Transition Incentive Program | Elizabeth City | 7201 | 10 | 5.12 | Residential | Yes | Behind the Meter | Behind the Meter |  | None | Skyline Solar, LLC | PSE&G | Eligible for TI Program | 2020-03-25 | 2020-03-31 | 2021-10-30 | Hanwha Q-Cells | Q.PEAK DUO-G5 320 | Solar Panels |  | 0.32 | 16 | 114 | 36 |  | Fixed | Roof
NJSTRE1545388269 | NJSRRE1544621560 | Transition Incentive Program | POMONA | 8240 | 19 | 3.52 | Residential | Yes | Behind the Meter | Net-metered residential rooftop and canopy |  | None | Vivint Solar Developer, LLC | AC Electric | Accepted | 2020-03-10 | 2020-03-12 | 2021-10-30 | SOLAREDGE | SE3800H-US | Inverters | 3800 |  | 1 |  |  | 0.992 |  | Outdoor | Near the Utility Meter
NJSTRE1545388269 | NJSRRE1544621560 | Transition Incentive Program | POMONA | 8240 | 19 | 3.52 | Residential | Yes | Behind the Meter | Net-metered residential rooftop and canopy |  | None | Vivint Solar Developer, LLC | AC Electric | Accepted | 2020-03-10 | 2020-03-12 | 2021-10-30 | JINKO SOLAR | JKM320M-60HBL | Solar Panels |  | 0.32 | 11 | 221 | 18 |  | Fixed | Roof
NJSTRE1545388270 | NJSRRE1544759429 | Transition Incentive Program | Woodstown | 8098 | 16 | 3.78 | Residential | Yes | Behind the Meter | Net-metered residential rooftop and canopy |  | None | Tesla Energy Operations Inc | AC Electric | Accepted | 2020-03-23 | 2020-03-26 | 2021-10-30 | SolarEdge Technologies Ltd | SE3800H-US [240V] | Inverters | 3800 |  | 1 |  |  | 0.99 |  | Outdoor | Outdoor
NJSTRE1545388270 | NJSRRE1544759429 | Transition Incentive Program | Woodstown | 8098 | 16 | 3.78 | Residential | Yes | Behind the Meter | Net-metered residential rooftop and canopy |  | None | Tesla Energy Operations Inc | AC Electric | Accepted | 2020-03-23 | 2020-03-26 | 2021-10-30 | Hanwha Q CELLS | Q.PEAK DUO | Solar Panels |  | 0.315 | 12 | 180 | 30 |  | Fixed | Roof
NJSTRE1545388272 | NJSRRE1544760944 | Transition Incentive Program | Whiting | 8759 | 18 | 6.46 | Residential | Yes | Behind the Meter | Net-metered residential rooftop and canopy |  | None | Trinity Solar | JCP&L | Accepted | 2020-03-24 | 2020-03-27 | 2021-10-30 | Solar Edge | SE5000 | Inverters | 5000 |  | 1 |  |  | 0.97 |  | Outside | side of home
NJSTRE1545388272 | NJSRRE1544760944 | Transition Incentive Program | Whiting | 8759 | 18 | 6.46 | Residential | Yes | Behind the Meter | Net-metered residential rooftop and canopy |  | None | Trinity Solar | JCP&L | Accepted | 2020-03-24 | 2020-03-27 | 2021-10-30 | Hanwha | Q.PEAK DUO BLK-G6 340 | Solar Panels |  | 0.34 | 19 | 42 | 18 |  | Fixed | Roof
NJSTRE1545388273 | NJSRRE1544869487 | Transition Incentive Program | Cape May Court House | 8210 | 21 | 11.66 | Residential | Yes | Behind the Meter | Net-metered residential rooftop and canopy |  | None | Suntuity Solar LLC | AC Electric | Accepted | 2020-04-22 | 2020-04-27 | 2021-10-30 | Enphase Energy | IQ7-60-2-US | Inverters | 240 |  | 37 |  |  | 0.97 |  | Outdoor | Behind the PV Modules
NJSTRE1545388273 | NJSRRE1544869487 | Transition Incentive Program | Cape May Court House | 8210 | 21 | 11.66 | Residential | Yes | Behind the Meter | Net-metered residential rooftop and canopy |  | None | Suntuity Solar LLC | AC Electric | Accepted | 2020-04-22 | 2020-04-27 | 2021-10-30 | Hanwha Solar | Q-Cells 315 Mono | Solar Panels |  | 0.315 | 19 | 104 | 21 |  | Fixed | Roof
NJSTRE1545388273 | NJSRRE1544869487 | Transition Incentive Program | Cape May Court House | 8210 | 21 | 11.66 | Residential | Yes | Behind the Meter | Net-metered residential rooftop and canopy |  | None | Suntuity Solar LLC | AC Electric | Accepted | 2020-04-22 | 2020-04-27 | 2021-10-30 | Hanwha Solar | Q-Cells 315 Mono | Solar Panels |  | 0.315 | 18 | 194 | 21 |  | Fixed | Roof
NJSTRE1545388277 | NJSRRE1544613382 | Transition Incentive Program | North Plainsfield Boro | 7060 | 10 | 4.34 | Residential | No | Behind the Meter | Net-metered residential rooftop and canopy |  | None | 1st Light Energy Inc | PSE&G | Accepted | 2020-03-06 | 2020-03-11 | 2021-10-30 | SMA | SB 3.8-1SP-US-41 (240V) | Inverters | 3800 |  | 1 |  |  | 0.97 |  | Outside | within 10 feet of meter
NJSTRE1545388277 | NJSRRE1544613382 | Transition Incentive Program | North Plainsfield Boro | 7060 | 10 | 4.34 | Residential | No | Behind the Meter | Net-metered residential rooftop and canopy |  | None | 1st Light Energy Inc | PSE&G | Accepted | 2020-03-06 | 2020-03-11 | 2021-10-30 | Longi | LR6-60HPB-310M | Solar Panels |  | 0.31 | 3 | 221 | 20 |  | Fixed | Roof
NJSTRE1545388277 | NJSRRE1544613382 | Transition Incentive Program | North Plainsfield Boro | 7060 | 10 | 4.34 | Residential | No | Behind the Meter | Net-metered residential rooftop and canopy |  | None | 1st Light Energy Inc | PSE&G | Accepted | 2020-03-06 | 2020-03-11 | 2021-10-30 | Longi | LR6-60HPB-310M | Solar Panels |  | 0.31 | 2 | 221 | 20 |  | Fixed | Roof
NJSTRE1545388277 | NJSRRE1544613382 | Transition Incentive Program | North Plainsfield Boro | 7060 | 10 | 4.34 | Residential | No | Behind the Meter | Net-metered residential rooftop and canopy |  | None | 1st Light Energy Inc | PSE&G | Accepted | 2020-03-06 | 2020-03-11 | 2021-10-30 | Longi | LR6-60HPB-310M | Solar Panels |  | 0.31 | 7 | 133 | 20 |  | Fixed | Roof
NJSTRE1545388277 | NJSRRE1544613382 | Transition Incentive Program | North Plainsfield Boro | 7060 | 10 | 4.34 | Residential | No | Behind the Meter | Net-metered residential rooftop and canopy |  | None | 1st Light Energy Inc | PSE&G | Accepted | 2020-03-06 | 2020-03-11 | 2021-10-30 | Longi | LR6-60HPB-310M | Solar Panels |  | 0.31 | 2 | 131 | 20 |  | Fixed | Roof
NJSTRE1545388279 | NJSRRE1544626565 | Transition Incentive Program | Woodstown | 8098 | 16 | 16.25 | Residential | No | Behind the Meter | Behind the Meter |  | None | Sunny Corp | AC Electric | Eligible for TI Program | 2020-03-11 | 2020-03-16 | 2021-10-30 | SolarEdge | SE11400 | Inverters | 11400 |  | 1 |  |  | 0.996 |  | Outdoor | side of home
NJSTRE1545388279 | NJSRRE1544626565 | Transition Incentive Program | Woodstown | 8098 | 16 | 16.25 | Residential | No | Behind the Meter | Behind the Meter |  | None | Sunny Corp | AC Electric | Eligible for TI Program | 2020-03-11 | 2020-03-16 | 2021-10-30 | Panasonic | 325ka03 | Solar Panels |  | 0.325 | 17 | 129 | 40 |  | Fixed | Roof
NJSTRE1545388279 | NJSRRE1544626565 | Transition Incentive Program | Woodstown | 8098 | 16 | 16.25 | Residential | No | Behind the Meter | Behind the Meter |  | None | Sunny Corp | AC Electric | Eligible for TI Program | 2020-03-11 | 2020-03-16 | 2021-10-30 | Panasonic | 325KA03 | Solar Panels |  | 0.325 | 12 | 309 | 40 |  | Fixed | Roof
NJSTRE1545388279 | NJSRRE1544626565 | Transition Incentive Program | Woodstown | 8098 | 16 | 16.25 | Residential | No | Behind the Meter | Behind the Meter |  | None | Sunny Corp | AC Electric | Eligible for TI Program | 2020-03-11 | 2020-03-16 | 2021-10-30 | Panasonic | 325ka03 | Solar Panels |  | 0.325 | 8 | 129 | 40 |  | Fixed | Roof
NJSTRE1545388279 | NJSRRE1544626565 | Transition Incentive Program | Woodstown | 8098 | 16 | 16.25 | Residential | No | Behind the Meter | Behind the Meter |  | None | Sunny Corp | AC Electric | Eligible for TI Program | 2020-03-11 | 2020-03-16 | 2021-10-30 | Panasonic | 325KA03 | Solar Panels |  | 0.325 | 8 | 309 | 40 |  | Fixed | Roof
NJSTRE1545388279 | NJSRRE1544626565 | Transition Incentive Program | Woodstown | 8098 | 16 | 16.25 | Residential | No | Behind the Meter | Behind the Meter |  | None | Sunny Corp | AC Electric | Eligible for TI Program | 2020-03-11 | 2020-03-16 | 2021-10-30 | Panasonic | 325KA03 | Solar Panels |  | 0.325 | 5 | 129 | 39 |  | Fixed | Roof
NJSTRE1545388283 | NJSRRE1544770229 | Transition Incentive Program | Egg Harbor Township | 8234 | 19 | 6.82 | Residential | Yes | Behind the Meter | Net-metered residential rooftop and canopy |  | None | Bright Planet Solar | AC Electric | Accepted | 2020-03-27 | 2020-04-01 | 2021-10-30 | SOLAR EDGE | SE6000H-USRGM | Inverters | 6000 |  | 1 |  |  | 0.98 |  | Outdoor | OUTSIDE
NJSTRE1545388283 | NJSRRE1544770229 | Transition Incentive Program | Egg Harbor Township | 8234 | 19 | 6.82 | Residential | Yes | Behind the Meter | Net-metered residential rooftop and canopy |  | None | Bright Planet Solar | AC Electric | Accepted | 2020-03-27 | 2020-04-01 | 2021-10-30 | LONGI | LR-60HPB-310M | Solar Panels |  | 0.31 | 7 | 89 | 22 |  | Fixed | Roof
NJSTRE1545388283 | NJSRRE1544770229 | Transition Incentive Program | Egg Harbor Township | 8234 | 19 | 6.82 | Residential | Yes | Behind the Meter | Net-metered residential rooftop and canopy |  | None | Bright Planet Solar | AC Electric | Accepted | 2020-03-27 | 2020-04-01 | 2021-10-30 | LONGI | LR-60HPB-310M | Solar Panels |  | 0.31 | 15 | 269 | 22 |  | Fixed | Roof
NJSTRE1545388284 | NJSRRE1544582452 | Transition Incentive Program | Montvale | 7645 | 7 | 10.72 | Residential | No | Behind the Meter | Behind the Meter |  | None | Green Power Energy | Orange Rockland Electric | Eligible for TI Program | 2020-03-03 | 2020-03-06 | 2021-10-30 | SolarEdge | SE10000H-US | Inverters | 10000 |  | 1 |  |  | 0.97 |  | Outside | NEXT TO METER
NJSTRE1545388284 | NJSRRE1544582452 | Transition Incentive Program | Montvale | 7645 | 7 | 10.72 | Residential | No | Behind the Meter | Behind the Meter |  | None | Green Power Energy | Orange Rockland Electric | Eligible for TI Program | 2020-03-03 | 2020-03-06 | 2021-10-30 | Hanwha | Q-Cells Q.PEAK DUO BLK-G6 335 | Solar Panels |  | 0.335 | 2 | 209 | 27 |  | Fixed | Roof
NJSTRE1545388284 | NJSRRE1544582452 | Transition Incentive Program | Montvale | 7645 | 7 | 10.72 | Residential | No | Behind the Meter | Behind the Meter |  | None | Green Power Energy | Orange Rockland Electric | Eligible for TI Program | 2020-03-03 | 2020-03-06 | 2021-10-30 | Hanwha | Q-Cells Q.PEAK DUO BLK-G6 335 | Solar Panels |  | 0.335 | 7 | 82 | 27 |  | Fixed | Roof
NJSTRE1545388284 | NJSRRE1544582452 | Transition Incentive Program | Montvale | 7645 | 7 | 10.72 | Residential | No | Behind the Meter | Behind the Meter |  | None | Green Power Energy | Orange Rockland Electric | Eligible for TI Program | 2020-03-03 | 2020-03-06 | 2021-10-30 | Hanwha | Q-Cells Q.PEAK DUO BLK-G6 335 | Solar Panels |  | 0.335 | 16 | 83 | 27 |  | Fixed | Roof
NJSTRE1545388284 | NJSRRE1544582452 | Transition Incentive Program | Montvale | 7645 | 7 | 10.72 | Residential | No | Behind the Meter | Behind the Meter |  | None | Green Power Energy | Orange Rockland Electric | Eligible for TI Program | 2020-03-03 | 2020-03-06 | 2021-10-30 | Hanwha | Q-Cells Q.PEAK DUO BLK-G6 335 | Solar Panels |  | 0.335 | 7 | 262 | 27 |  | Fixed | Roof
NJSTRE1545388285 | NJSRRE1544680286 | Transition Incentive Program | Absecon | 8205 | 19 | 7.68 | Residential | Yes | Behind the Meter | Net-metered residential rooftop and canopy |  | None | Vivint Solar Developer, LLC | AC Electric | Accepted | 2020-03-13 | 2020-03-18 | 2021-10-30 | SOLAREDGE | SE7600H-US | Inverters | 7600 |  | 1 |  |  | 0.992 |  | Outdoor | Near the Utility Meter
NJSTRE1545388285 | NJSRRE1544680286 | Transition Incentive Program | Absecon | 8205 | 19 | 7.68 | Residential | Yes | Behind the Meter | Net-metered residential rooftop and canopy |  | None | Vivint Solar Developer, LLC | AC Electric | Accepted | 2020-03-13 | 2020-03-18 | 2021-10-30 | JINKO SOLAR | JKM320M-60HBL | Solar Panels |  | 0.32 | 12 | 101 | 28 |  | Fixed | Roof
NJSTRE1545388285 | NJSRRE1544680286 | Transition Incentive Program | Absecon | 8205 | 19 | 7.68 | Residential | Yes | Behind the Meter | Net-metered residential rooftop and canopy |  | None | Vivint Solar Developer, LLC | AC Electric | Accepted | 2020-03-13 | 2020-03-18 | 2021-10-30 | JINKO SOLAR | JKM320M-60HBL | Solar Panels |  | 0.32 | 12 | 281 | 28 |  | Fixed | Roof
NJSTRE1545388291 | NJSRRE1544797775 | Transition Incentive Program | bridgewaterm twp | 8836 | 5 | 12.06 | Residential | Yes | Behind the Meter | Net-metered residential rooftop and canopy |  | None | Vision Solar LLC | PSE&G | Accepted | 2020-04-04 | 2020-04-09 | 2021-10-30 | enphase | iq7-60-2-us | Inverters | 0.24 |  | 36 |  |  | 0.96 |  | Other | behind panels
NJSTRE1545388291 | NJSRRE1544797775 | Transition Incentive Program | bridgewaterm twp | 8836 | 5 | 12.06 | Residential | Yes | Behind the Meter | Net-metered residential rooftop and canopy |  | None | Vision Solar LLC | PSE&G | Accepted | 2020-04-04 | 2020-04-09 | 2021-10-30 | lg solar | lg335n1k-v5 | Solar Panels |  | 0.335 | 2 | 272 | 14 |  | Fixed | Roof
NJSTRE1545388291 | NJSRRE1544797775 | Transition Incentive Program | bridgewaterm twp | 8836 | 5 | 12.06 | Residential | Yes | Behind the Meter | Net-metered residential rooftop and canopy |  | None | Vision Solar LLC | PSE&G | Accepted | 2020-04-04 | 2020-04-09 | 2021-10-30 | lg solar | lg335n1kv5 | Solar Panels |  | 0.335 | 23 | 182 | 14 |  | Fixed | Roof
NJSTRE1545388291 | NJSRRE1544797775 | Transition Incentive Program | bridgewaterm twp | 8836 | 5 | 12.06 | Residential | Yes | Behind the Meter | Net-metered residential rooftop and canopy |  | None | Vision Solar LLC | PSE&G | Accepted | 2020-04-04 | 2020-04-09 | 2021-10-30 | lg solar | lg335n1k-v5 | Solar Panels |  | 0.335 | 5 | 272 | 14 |  | Fixed | Roof
NJSTRE1545388291 | NJSRRE1544797775 | Transition Incentive Program | bridgewaterm twp | 8836 | 5 | 12.06 | Residential | Yes | Behind the Meter | Net-metered residential rooftop and canopy |  | None | Vision Solar LLC | PSE&G | Accepted | 2020-04-04 | 2020-04-09 | 2021-10-30 | lg solar | lg335n2k-v5 | Solar Panels |  | 0.335 | 6 | 183 | 23 |  | Fixed | Roof
NJSTRE1545388293 | NJSRRE1544708843 | Transition Incentive Program | Randolph | 7869 | 3 | 15.81 | Residential | Yes | Behind the Meter | Behind the Meter |  | None | Sunrun Installation Services, Inc. | JCP&L | Eligible for TI Program | 2020-03-17 | 2020-03-20 | 2021-10-30 | Enphase Energy | IQ7-60-x-US (240V) | Inverters | 240 |  | 51 |  |  | 0.96 |  | Outdoor | Rooftop
NJSTRE1545388293 | NJSRRE1544708843 | Transition Incentive Program | Randolph | 7869 | 3 | 15.81 | Residential | Yes | Behind the Meter | Behind the Meter |  | None | Sunrun Installation Services, Inc. | JCP&L | Eligible for TI Program | 2020-03-17 | 2020-03-20 | 2021-10-30 | REC Solar | REC310TP2M | Solar Panels |  | 0.31 | 7 | 294 | 30 |  | Fixed | Roof
NJSTRE1545388293 | NJSRRE1544708843 | Transition Incentive Program | Randolph | 7869 | 3 | 15.81 | Residential | Yes | Behind the Meter | Behind the Meter |  | None | Sunrun Installation Services, Inc. | JCP&L | Eligible for TI Program | 2020-03-17 | 2020-03-20 | 2021-10-30 | REC Solar | REC310TP2M | Solar Panels |  | 0.31 | 27 | 114 | 30 |  | Fixed | Roof
NJSTRE1545388293 | NJSRRE1544708843 | Transition Incentive Program | Randolph | 7869 | 3 | 15.81 | Residential | Yes | Behind the Meter | Behind the Meter |  | None | Sunrun Installation Services, Inc. | JCP&L | Eligible for TI Program | 2020-03-17 | 2020-03-20 | 2021-10-30 | REC Solar | REC310TP2M | Solar Panels |  | 0.31 | 14 | 204 | 40 |  | Fixed | Roof
NJSTRE1545388293 | NJSRRE1544708843 | Transition Incentive Program | Randolph | 7869 | 3 | 15.81 | Residential | Yes | Behind the Meter | Behind the Meter |  | None | Sunrun Installation Services, Inc. | JCP&L | Eligible for TI Program | 2020-03-17 | 2020-03-20 | 2021-10-30 | REC Solar | REC310TP2M | Solar Panels |  | 0.31 | 3 | 24 | 40 |  | Fixed | Roof
NJSTRE1545388294 | NJSRRE1544817939 | Transition Incentive Program | HOPATCONG | 7843 | 1 | 11.84 | Residential | Yes | Behind the Meter | Net-metered residential rooftop and canopy |  | None | Vivint Solar Developer, LLC | JCP&L | Accepted | 2020-04-09 | 2020-04-16 | 2021-10-30 | SOLAREDGE | SE10000H-US | Inverters | 10000 |  | 1 |  |  | 0.992 |  | Outdoor | Near the Utility Meter
NJSTRE1545388294 | NJSRRE1544817939 | Transition Incentive Program | HOPATCONG | 7843 | 1 | 11.84 | Residential | Yes | Behind the Meter | Net-metered residential rooftop and canopy |  | None | Vivint Solar Developer, LLC | JCP&L | Accepted | 2020-04-09 | 2020-04-16 | 2021-10-30 | Jinko Solar | JKM320M-60HBL | Solar Panels |  | 0.32 | 19 | 234 | 18 |  | Fixed | Roof
NJSTRE1545388294 | NJSRRE1544817939 | Transition Incentive Program | HOPATCONG | 7843 | 1 | 11.84 | Residential | Yes | Behind the Meter | Net-metered residential rooftop and canopy |  | None | Vivint Solar Developer, LLC | JCP&L | Accepted | 2020-04-09 | 2020-04-16 | 2021-10-30 | Jinko Solar | JKM320M-60HBL | Solar Panels |  | 0.32 | 18 | 54 | 18 |  | Fixed | Roof
NJSTRE1545388300 | NJSRRE1544773831 | Transition Incentive Program | Spotswood | 8884 | 11 | 6.54 | Residential | No | Behind the Meter | Net-metered residential rooftop and canopy |  | None | SunPower Corporation, Systems | JCP&L | Accepted | 2020-03-30 | 2020-04-09 | 2021-10-30 | SUNPOWER | SPR-E20-327-E-AC | Inverters | 320 |  | 20 |  |  | 0.96 |  | Other | under each panel
NJSTRE1545388300 | NJSRRE1544773831 | Transition Incentive Program | Spotswood | 8884 | 11 | 6.54 | Residential | No | Behind the Meter | Net-metered residential rooftop and canopy |  | None | SunPower Corporation, Systems | JCP&L | Accepted | 2020-03-30 | 2020-04-09 | 2021-10-30 | SUNPOWER | SPR-E20-327-E-AC | Solar Panels |  | 0.327 | 8 | 154 | 23 |  | Fixed | Roof
NJSTRE1545388300 | NJSRRE1544773831 | Transition Incentive Program | Spotswood | 8884 | 11 | 6.54 | Residential | No | Behind the Meter | Net-metered residential rooftop and canopy |  | None | SunPower Corporation, Systems | JCP&L | Accepted | 2020-03-30 | 2020-04-09 | 2021-10-30 | SUNPOWER | SPR-E20-327-E-AC | Solar Panels |  | 0.327 | 12 | 154 | 23 |  | Fixed | Roof
NJSTRE1545388304 | NJSRRE1544633826 | Transition Incentive Program | Cherry Hill | 8003 | 14 | 6.21 | Residential | No | Behind the Meter | Behind the Meter |  | None | Sunrun Installation Services, Inc. | PSE&G | Eligible for TI Program | 2020-03-12 | 2020-03-17 | 2021-10-30 | Delta Electronics | M5-TL-US | Inverters | 5000 |  | 1 |  |  | 0.96 |  | Outdoor | Next To Meter
NJSTRE1545388304 | NJSRRE1544633826 | Transition Incentive Program | Cherry Hill | 8003 | 14 | 6.21 | Residential | No | Behind the Meter | Behind the Meter |  | None | Sunrun Installation Services, Inc. | PSE&G | Eligible for TI Program | 2020-03-12 | 2020-03-17 | 2021-10-30 | LG Electronics | LG345N1C-V5 | Solar Panels |  | 0.345 | 18 | 177 | 34 |  | Fixed | Roof
NJSTRE1545388308 | NJSRRE1544624277 | Transition Incentive Program | Roselle Park | 7204 | 10 | 5.76 | Residential | Yes | Behind the Meter | Net-metered residential rooftop and canopy |  | None | Vivint Solar Developer, LLC | PSE&G | Accepted | 2020-03-10 | 2020-03-13 | 2021-10-30 | SolarEdge | SE3800H-US000BNC4 | Meters |  |  | 1 |  |  |  | Yes | Outdoor
NJSTRE1545388308 | NJSRRE1544624277 | Transition Incentive Program | Roselle Park | 7204 | 10 | 5.76 | Residential | Yes | Behind the Meter | Net-metered residential rooftop and canopy |  | None | Vivint Solar Developer, LLC | PSE&G | Accepted | 2020-03-10 | 2020-03-13 | 2021-10-30 | SolarEdge | SE3800H-US | Inverters | 3800 |  | 1 |  |  | 0.992 |  | Outdoor | Near the utility meter
NJSTRE1545388308 | NJSRRE1544624277 | Transition Incentive Program | Roselle Park | 7204 | 10 | 5.76 | Residential | Yes | Behind the Meter | Net-metered residential rooftop and canopy |  | None | Vivint Solar Developer, LLC | PSE&G | Accepted | 2020-03-10 | 2020-03-13 | 2021-10-30 | Jinko Solar | JKM320M-60HBL | Solar Panels |  | 0.32 | 11 | 163 | 36 |  | Fixed | Roof
NJSTRE1545388308 | NJSRRE1544624277 | Transition Incentive Program | Roselle Park | 7204 | 10 | 5.76 | Residential | Yes | Behind the Meter | Net-metered residential rooftop and canopy |  | None | Vivint Solar Developer, LLC | PSE&G | Accepted | 2020-03-10 | 2020-03-13 | 2021-10-30 | Jinko Solar | JKM320M-60HBL | Solar Panels |  | 0.32 | 7 | 343 | 36 |  | Fixed | Roof
NJSTRE1545388310 | NJSRRE1544903629 | Transition Incentive Program | Carteret | 7008 | 11 | 3.45 | Residential | Yes | Behind the Meter | Net-metered residential rooftop and canopy |  | None | Sunrun Installation Services, Inc. | PSE&G | Accepted | 2020-04-27 | 2020-04-30 | 2021-10-30 | Enphase | X-IQ-AM1-240-3C | Meters |  |  | 1 |  |  |  | Yes
NJSTRE1545388310 | NJSRRE1544903629 | Transition Incentive Program | Carteret | 7008 | 11 | 3.45 | Residential | Yes | Behind the Meter | Net-metered residential rooftop and canopy |  | None | Sunrun Installation Services, Inc. | PSE&G | Accepted | 2020-04-27 | 2020-04-30 | 2021-10-30 | Enphase Energy | IQ7PLUS-72-x-US (240V) | Inverters | 290 |  | 10 |  |  | 0.96 |  | Outdoor | Rooftop
NJSTRE1545388310 | NJSRRE1544903629 | Transition Incentive Program | Carteret | 7008 | 11 | 3.45 | Residential | Yes | Behind the Meter | Net-metered residential rooftop and canopy |  | None | Sunrun Installation Services, Inc. | PSE&G | Accepted | 2020-04-27 | 2020-04-30 | 2021-10-30 | LG Electronics | LG345N1C-V5 | Solar Panels |  | 0.345 | 10 | 35 | 45 |  | Fixed | Roof
NJSTRE1545388311 | NJSRRE1544768729 | Transition Incentive Program | Mount Laurel | 8054 | 13 | 9.92 | Residential | Yes | Behind the Meter | Net-metered residential ground mount |  | None | CE Team Inc. | PSE&G | Accepted | 2020-03-27 | 2020-04-01 | 2021-10-30 | Solar Edge | SE10000H-US | Inverters | 10000 |  | 1 |  |  | 0.992 |  | Indoor | Inside Garage
NJSTRE1545388311 | NJSRRE1544768729 | Transition Incentive Program | Mount Laurel | 8054 | 13 | 9.92 | Residential | Yes | Behind the Meter | Net-metered residential ground mount |  | None | CE Team Inc. | PSE&G | Accepted | 2020-03-27 | 2020-04-01 | 2021-10-30 | axitec | AC-310MH | Solar Panels |  | 0.31 | 32 | 238 | 34 |  | Fixed | Roof
NJSTRE1545388315 | NJSRRE1544797769 | Transition Incentive Program | port republic | 8241 | 19 | 7.37 | Residential | Yes | Behind the Meter | Net-metered residential rooftop and canopy |  | None | Vision Solar LLC | AC Electric | Accepted | 2020-04-04 | 2020-04-09 | 2021-10-30 | enphase | IQ7-60-2-US | Meters |  |  | 1 |  |  |  | Yes | Outdoor
NJSTRE1545388315 | NJSRRE1544797769 | Transition Incentive Program | port republic | 8241 | 19 | 7.37 | Residential | Yes | Behind the Meter | Net-metered residential rooftop and canopy |  | None | Vision Solar LLC | AC Electric | Accepted | 2020-04-04 | 2020-04-09 | 2021-10-30 | enphase | iq7-60-2-us | Inverters | 0.24 |  | 22 |  |  | 0.96 |  | Other | behind panels
NJSTRE1545388315 | NJSRRE1544797769 | Transition Incentive Program | port republic | 8241 | 19 | 7.37 | Residential | Yes | Behind the Meter | Net-metered residential rooftop and canopy |  | None | Vision Solar LLC | AC Electric | Accepted | 2020-04-04 | 2020-04-09 | 2021-10-30 | lg solar | lg335n1k-v5 | Solar Panels |  | 0.335 | 15 | 180 | 20 |  | Fixed | Roof
NJSTRE1545388315 | NJSRRE1544797769 | Transition Incentive Program | port republic | 8241 | 19 | 7.37 | Residential | Yes | Behind the Meter | Net-metered residential rooftop and canopy |  | None | Vision Solar LLC | AC Electric | Accepted | 2020-04-04 | 2020-04-09 | 2021-10-30 | lg solar | lg335n1k-v5 | Solar Panels |  | 0.335 | 7 | 0 | 20 |  | Fixed | Roof
NJSTRE1545388316 | NJSRRE1544724324 | Transition Incentive Program | CLIFTON | 7012 | 6 | 8.32 | Residential | Yes | Behind the Meter | Net-metered residential rooftop and canopy |  | None | Vivint Solar Developer, LLC | PSE&G | Accepted | 2020-03-19 | 2020-03-24 | 2021-10-30 | SOLAREDGE | SE7600H-US | Inverters | 7600 |  | 1 |  |  | 0.992 |  | Outdoor | Near the Utility Meter
NJSTRE1545388316 | NJSRRE1544724324 | Transition Incentive Program | CLIFTON | 7012 | 6 | 8.32 | Residential | Yes | Behind the Meter | Net-metered residential rooftop and canopy |  | None | Vivint Solar Developer, LLC | PSE&G | Accepted | 2020-03-19 | 2020-03-24 | 2021-10-30 | JINKO SOLAR | JKM320M-60HBL | Solar Panels |  | 0.32 | 8 | 42 | 8 |  | Fixed | Roof
NJSTRE1545388316 | NJSRRE1544724324 | Transition Incentive Program | CLIFTON | 7012 | 6 | 8.32 | Residential | Yes | Behind the Meter | Net-metered residential rooftop and canopy |  | None | Vivint Solar Developer, LLC | PSE&G | Accepted | 2020-03-19 | 2020-03-24 | 2021-10-30 | JINKO SOLAR | JKM320M-60HBL | Solar Panels |  | 0.32 | 18 | 222 | 38 |  | Fixed | Roof
NJSTRE1545388318 | NJSRRE1544905127 | Transition Incentive Program | Flemington | 8822 | 4 | 24.26 | Commercial | No | Behind the Meter | Net-metered non-residential rooftop and canopy |  | None | Ameresco | JCP&L | Accepted | 2020-04-30 | 2020-04-30 | 2021-10-30 | SolarEdge | SE9KUS | Inverters | 9 |  | 2 |  |  | 0.965 |  | Outdoor | N/A
NJSTRE1545388318 | NJSRRE1544905127 | Transition Incentive Program | Flemington | 8822 | 4 | 24.26 | Commercial | No | Behind the Meter | Net-metered non-residential rooftop and canopy |  | None | Ameresco | JCP&L | Accepted | 2020-04-30 | 2020-04-30 | 2021-10-30 | JA | JAM72S09 385/PR | Solar Panels |  | 0.385 | 63 | 264/85/176 | 25 |  | Fixed | Roof
NJSTRE1545388320 | NJSRRE1544846399 | Transition Incentive Program | Toms River | 8753 | 18 | 12.22 | Residential | Yes | Behind the Meter | Net-metered residential rooftop and canopy |  | None | Vivint Solar Developer, LLC | JCP&L | Accepted | 2020-04-17 | 2020-04-22 | 2021-10-30 | Enphase Energy | M215-60-2LL-S22-IG (240) | Inverters | 215 |  | 47 |  |  | 0.96 |  | Other | Underneath each module
NJSTRE1545388320 | NJSRRE1544846399 | Transition Incentive Program | Toms River | 8753 | 18 | 12.22 | Residential | Yes | Behind the Meter | Net-metered residential rooftop and canopy |  | None | Vivint Solar Developer, LLC | JCP&L | Accepted | 2020-04-17 | 2020-04-22 | 2021-10-30 | Trina Solar | TSM-260PD05.08 | Solar Panels |  | 0.26 | 5 | 256 | 22 |  | Fixed | Roof
NJSTRE1545388320 | NJSRRE1544846399 | Transition Incentive Program | Toms River | 8753 | 18 | 12.22 | Residential | Yes | Behind the Meter | Net-metered residential rooftop and canopy |  | None | Vivint Solar Developer, LLC | JCP&L | Accepted | 2020-04-17 | 2020-04-22 | 2021-10-30 | Trina Solar | TSM-260PD05.08 | Solar Panels |  | 0.26 | 6 | 76 | 22 |  | Fixed | Roof
NJSTRE1545388320 | NJSRRE1544846399 | Transition Incentive Program | Toms River | 8753 | 18 | 12.22 | Residential | Yes | Behind the Meter | Net-metered residential rooftop and canopy |  | None | Vivint Solar Developer, LLC | JCP&L | Accepted | 2020-04-17 | 2020-04-22 | 2021-10-30 | Trina Solar | TSM-260PD05.08 | Solar Panels |  | 0.26 | 8 | 166 | 15 |  | Fixed | Roof
NJSTRE1545388320 | NJSRRE1544846399 | Transition Incentive Program | Toms River | 8753 | 18 | 12.22 | Residential | Yes | Behind the Meter | Net-metered residential rooftop and canopy |  | None | Vivint Solar Developer, LLC | JCP&L | Accepted | 2020-04-17 | 2020-04-22 | 2021-10-30 | Trina Solar | TSM-260PD05.08 | Solar Panels |  | 0.26 | 21 | 166 | 25 |  | Fixed | Roof
NJSTRE1545388320 | NJSRRE1544846399 | Transition Incentive Program | Toms River | 8753 | 18 | 12.22 | Residential | Yes | Behind the Meter | Net-metered residential rooftop and canopy |  | None | Vivint Solar Developer, LLC | JCP&L | Accepted | 2020-04-17 | 2020-04-22 | 2021-10-30 | Trina Solar | TSM-260PD05.08 | Solar Panels |  | 0.26 | 7 | 76 | 15 |  | Fixed | Roof
NJSTRE1545388322 | NJSRRE1544612679 | Transition Incentive Program | CHERRY HILL | 8002 | 14 | 11.52 | Residential | Yes | Behind the Meter | Net-metered residential rooftop and canopy |  | None | Vivint Solar Developer, LLC | PSE&G | Accepted | 2020-03-06 | 2020-03-11 | 2021-10-30 | SolarEdge | SE7600H-US | Inverters | 7600 |  | 1 |  |  | 0.992 |  | Outdoor | Near the utility meter
NJSTRE1545388322 | NJSRRE1544612679 | Transition Incentive Program | CHERRY HILL | 8002 | 14 | 11.52 | Residential | Yes | Behind the Meter | Net-metered residential rooftop and canopy |  | None | Vivint Solar Developer, LLC | PSE&G | Accepted | 2020-03-06 | 2020-03-11 | 2021-10-30 | Jinko Solar | JKM320M-60HBL | Solar Panels |  | 0.32 | 8 | 280 | 10 |  | Fixed | Roof
NJSTRE1545388322 | NJSRRE1544612679 | Transition Incentive Program | CHERRY HILL | 8002 | 14 | 11.52 | Residential | Yes | Behind the Meter | Net-metered residential rooftop and canopy |  | None | Vivint Solar Developer, LLC | PSE&G | Accepted | 2020-03-06 | 2020-03-11 | 2021-10-30 | Jinko Solar | JKM320M-60HBL | Solar Panels |  | 0.32 | 14 | 10 | 22 |  | Fixed | Roof
NJSTRE1545388322 | NJSRRE1544612679 | Transition Incentive Program | CHERRY HILL | 8002 | 14 | 11.52 | Residential | Yes | Behind the Meter | Net-metered residential rooftop and canopy |  | None | Vivint Solar Developer, LLC | PSE&G | Accepted | 2020-03-06 | 2020-03-11 | 2021-10-30 | Jinko Solar | JKM320M-60HBL | Solar Panels |  | 0.32 | 14 | 190 | 22 |  | Fixed | Roof
NJSTRE1545388323 | NJSRRE1544767458 | Transition Incentive Program | Englewood Cliffs Boro | 8906 | 11 | 11.34 | Residential | Yes | Behind the Meter | Net-metered residential rooftop and canopy |  | None | Tesla Energy Operations Inc. | PSE&G | Accepted | 2020-03-26 | 2020-04-10 | 2021-10-30 | SolarEdge | SE11400A-US [240V] | Inverters | 11400 |  | 1 |  |  | 0.975 |  | Outside | Near Meter
NJSTRE1545388323 | NJSRRE1544767458 | Transition Incentive Program | Englewood Cliffs Boro | 8906 | 11 | 11.34 | Residential | Yes | Behind the Meter | Net-metered residential rooftop and canopy |  | None | Tesla Energy Operations Inc. | PSE&G | Accepted | 2020-03-26 | 2020-04-10 | 2021-10-30 | Hanwha | Q.PEAK DUO BLK-G5/SC315 | Solar Panels |  | 0.315 | 10 | 217 | 16 |  | Fixed | Roof
NJSTRE1545388323 | NJSRRE1544767458 | Transition Incentive Program | Englewood Cliffs Boro | 8906 | 11 | 11.34 | Residential | Yes | Behind the Meter | Net-metered residential rooftop and canopy |  | None | Tesla Energy Operations Inc. | PSE&G | Accepted | 2020-03-26 | 2020-04-10 | 2021-10-30 | Hanwha | Q.PEAK DUO BLK-G5/SC315 | Solar Panels |  | 0.315 | 12 | 37 | 16 |  | Fixed | Roof
NJSTRE1545388323 | NJSRRE1544767458 | Transition Incentive Program | Englewood Cliffs Boro | 8906 | 11 | 11.34 | Residential | Yes | Behind the Meter | Net-metered residential rooftop and canopy |  | None | Tesla Energy Operations Inc. | PSE&G | Accepted | 2020-03-26 | 2020-04-10 | 2021-10-30 | Hanwha Q.Cells | Q.PEAK DUO BLK-G5/SC315 | Solar Panels |  | 0.315 | 3 | 127 | 16 |  | Fixed | Roof
NJSTRE1545388323 | NJSRRE1544767458 | Transition Incentive Program | Englewood Cliffs Boro | 8906 | 11 | 11.34 | Residential | Yes | Behind the Meter | Net-metered residential rooftop and canopy |  | None | Tesla Energy Operations Inc. | PSE&G | Accepted | 2020-03-26 | 2020-04-10 | 2021-10-30 | Hanwha | Q.PEAK DUO BLK-G5/SC315 | Solar Panels |  | 0.315 | 11 | 306 | 16 |  | Fixed | Roof
NJSTRE1545388324 | NJSRRE1544582297 | Transition Incentive Program | Pleasantville | 8232 | 19 | 4.96 | Residential | Yes | Behind the Meter | Behind the Meter |  | None | Sunrun Installation Services, Inc. | AC Electric | Eligible for TI Program | 2020-03-03 | 2020-03-06 | 2021-10-30 | Enphase Energy | IQ7-60-x-US (240V) | Inverters | 240 |  | 16 |  |  | 0.96 |  | Outdoor | Rooftop
NJSTRE1545388324 | NJSRRE1544582297 | Transition Incentive Program | Pleasantville | 8232 | 19 | 4.96 | Residential | Yes | Behind the Meter | Behind the Meter |  | None | Sunrun Installation Services, Inc. | AC Electric | Eligible for TI Program | 2020-03-03 | 2020-03-06 | 2021-10-30 | REC Solar | REC310TP2M | Solar Panels |  | 0.31 | 2 | 123 | 23 |  | Fixed | Roof
NJSTRE1545388324 | NJSRRE1544582297 | Transition Incentive Program | Pleasantville | 8232 | 19 | 4.96 | Residential | Yes | Behind the Meter | Behind the Meter |  | None | Sunrun Installation Services, Inc. | AC Electric | Eligible for TI Program | 2020-03-03 | 2020-03-06 | 2021-10-30 | REC Solar | REC310TP2M | Solar Panels |  | 0.31 | 9 | 125 | 30 |  | Fixed | Roof
NJSTRE1545388324 | NJSRRE1544582297 | Transition Incentive Program | Pleasantville | 8232 | 19 | 4.96 | Residential | Yes | Behind the Meter | Behind the Meter |  | None | Sunrun Installation Services, Inc. | AC Electric | Eligible for TI Program | 2020-03-03 | 2020-03-06 | 2021-10-30 | REC Solar | REC310TP2M | Solar Panels |  | 0.31 | 3 | 303 | 25 |  | Fixed | Roof
NJSTRE1545388324 | NJSRRE1544582297 | Transition Incentive Program | Pleasantville | 8232 | 19 | 4.96 | Residential | Yes | Behind the Meter | Behind the Meter |  | None | Sunrun Installation Services, Inc. | AC Electric | Eligible for TI Program | 2020-03-03 | 2020-03-06 | 2021-10-30 | REC Solar | REC310TP2M | Solar Panels |  | 0.31 | 2 | 305 | 10 |  | Fixed | Roof
NJSTRE1545388325 | NJSRRE1544611007 | Transition Incentive Program | Camden City | 8105 | 14 | 6.82 | Residential | Yes | Behind the Meter | Net-metered residential rooftop and canopy |  | None | 1st Light Energy Inc | PSE&G | Accepted | 2020-03-05 | 2020-03-10 | 2021-10-30 | SolarEdge | SE6000H-USRGM (240V) | Inverters | 6000 |  | 1 |  |  | 0.99 |  | Outside | within 10 feet of meter
NJSTRE1545388325 | NJSRRE1544611007 | Transition Incentive Program | Camden City | 8105 | 14 | 6.82 | Residential | Yes | Behind the Meter | Net-metered residential rooftop and canopy |  | None | 1st Light Energy Inc | PSE&G | Accepted | 2020-03-05 | 2020-03-10 | 2021-10-30 | Longi | LR6-60HPB-310M | Solar Panels |  | 0.31 | 9 | 58 | 5 |  | Fixed | Roof
NJSTRE1545388325 | NJSRRE1544611007 | Transition Incentive Program | Camden City | 8105 | 14 | 6.82 | Residential | Yes | Behind the Meter | Net-metered residential rooftop and canopy |  | None | 1st Light Energy Inc | PSE&G | Accepted | 2020-03-05 | 2020-03-10 | 2021-10-30 | Longi | LR6-60HPB-310M | Solar Panels |  | 0.31 | 4 | 148 | 23 |  | Fixed | Roof
NJSTRE1545388325 | NJSRRE1544611007 | Transition Incentive Program | Camden City | 8105 | 14 | 6.82 | Residential | Yes | Behind the Meter | Net-metered residential rooftop and canopy |  | None | 1st Light Energy Inc | PSE&G | Accepted | 2020-03-05 | 2020-03-10 | 2021-10-30 | Longi | LR6-60HPB-310M | Solar Panels |  | 0.31 | 4 | 239 | 23 |  | Fixed | Roof
NJSTRE1545388325 | NJSRRE1544611007 | Transition Incentive Program | Camden City | 8105 | 14 | 6.82 | Residential | Yes | Behind the Meter | Net-metered residential rooftop and canopy |  | None | 1st Light Energy Inc | PSE&G | Accepted | 2020-03-05 | 2020-03-10 | 2021-10-30 | Longi | LR6-60HPB-310M | Solar Panels |  | 0.31 | 5 | 150 | 40 |  | Fixed | Roof
NJSTRE1545388331 | NJSRRE1544805332 | Transition Incentive Program | Sicklerville | 8081 | 14 | 58.5 | Commercial | No | Behind the Meter | Net-metered non-residential rooftop and canopy |  | None | Luminous Solar LLC | AC Electric | Accepted | 2020-04-07 | 2020-04-10 | 2021-10-30 | Solar Edge | SE43.2kus | Inverters | 58200 |  | 1 |  |  | 0.96 |  | Outdoor | Side of building
NJSTRE1545388331 | NJSRRE1544805332 | Transition Incentive Program | Sicklerville | 8081 | 14 | 58.5 | Commercial | No | Behind the Meter | Net-metered non-residential rooftop and canopy |  | None | Luminous Solar LLC | AC Electric | Accepted | 2020-04-07 | 2020-04-10 | 2021-10-30 | Q Cell | Q CELL Q.PEAK DUO-G5 315-330 | Solar Panels |  | 0.325 | 180 | 231 | 4 |  | Fixed | Roof
NJSTRE1545388333 | NJSRRE1544905122 | Transition Incentive Program | Evesham Twp | 8053 | 13 | 30.8 | Commercial | No | Behind the Meter | Net-metered non-residential rooftop and canopy |  | None | Ameresco | PSE&G | Accepted | 2020-04-30 | 2020-04-30 | 2021-10-30 | SolarEdge | SE14.4KUS | Inverters | 14.4 |  | 2 |  |  | 0.975 |  | Outdoor | N/A
NJSTRE1545388333 | NJSRRE1544905122 | Transition Incentive Program | Evesham Twp | 8053 | 13 | 30.8 | Commercial | No | Behind the Meter | Net-metered non-residential rooftop and canopy |  | None | Ameresco | PSE&G | Accepted | 2020-04-30 | 2020-04-30 | 2021-10-30 | JA | JAM72S09 385/PR | Solar Panels |  | 0.385 | 80 | 171/173 | 10 |  | Fixed | Roof
NJSTRE1545388336 | NJSRRE1544869486 | Transition Incentive Program | Goshen | 8218 | 21 | 5.99 | Residential | Yes | Behind the Meter | Net-metered residential rooftop and canopy |  | None | Suntuity Solar LLC | AC Electric | Accepted | 2020-04-22 | 2020-04-28 | 2021-10-30 | Enphase Energy | IQ7-60-2-US | Inverters | 240 |  | 19 |  |  | 0.97 |  | Outdoor | Behind the PV Modules
NJSTRE1545388336 | NJSRRE1544869486 | Transition Incentive Program | Goshen | 8218 | 21 | 5.99 | Residential | Yes | Behind the Meter | Net-metered residential rooftop and canopy |  | None | Suntuity Solar LLC | AC Electric | Accepted | 2020-04-22 | 2020-04-28 | 2021-10-30 | Hanwha Solar | Q-Cells 315 Mono | Solar Panels |  | 0.315 | 14 | 14 | 21 |  | Fixed | Roof
NJSTRE1545388336 | NJSRRE1544869486 | Transition Incentive Program | Goshen | 8218 | 21 | 5.99 | Residential | Yes | Behind the Meter | Net-metered residential rooftop and canopy |  | None | Suntuity Solar LLC | AC Electric | Accepted | 2020-04-22 | 2020-04-28 | 2021-10-30 | Hanwha Solar | Q-Cells 315 Mono | Solar Panels |  | 0.315 | 5 | 284 | 21 |  | Fixed | Roof
NJSTRE1545388337 | NJSRRE1544854583 | Transition Incentive Program | Bergenfield | 7621 | 7 | 7.75 | Residential | Yes | Behind the Meter | Behind the Meter |  | None | Sunrun Installation Services, Inc. | PSE&G | Eligible for TI Program | 2020-04-17 | 2020-04-23 | 2021-10-30 | Enphase Energy | IQ7-60-x-US (240V) | Inverters | 240 |  | 25 |  |  | 0.96 |  | Outdoor | Rooftop
NJSTRE1545388337 | NJSRRE1544854583 | Transition Incentive Program | Bergenfield | 7621 | 7 | 7.75 | Residential | Yes | Behind the Meter | Behind the Meter |  | None | Sunrun Installation Services, Inc. | PSE&G | Eligible for TI Program | 2020-04-17 | 2020-04-23 | 2021-10-30 | REC Solar | REC310TP2M | Solar Panels |  | 0.31 | 25 | 266 | 34 |  | Fixed | Roof
NJSTRE1545388341 | NJSRRE1544620016 | Transition Incentive Program | Clifton | 7011 | 6 | 6.3 | Residential | Yes | Behind the Meter | Net-metered residential rooftop and canopy |  | None | Suntuity Solar LLC | PSE&G | Accepted | 2020-03-07 | 2020-03-12 | 2021-10-30 | Enphase Energy | IQ7-60-2-US | Inverters | 240 |  | 20 |  |  | 0.97 |  | Outdoor | Behind the PV Modules
NJSTRE1545388341 | NJSRRE1544620016 | Transition Incentive Program | Clifton | 7011 | 6 | 6.3 | Residential | Yes | Behind the Meter | Net-metered residential rooftop and canopy |  | None | Suntuity Solar LLC | PSE&G | Accepted | 2020-03-07 | 2020-03-12 | 2021-10-30 | Hanwha Solar | Q-Cells 315 Mono | Solar Panels |  | 0.315 | 13 | 257 | 40 |  | Fixed | Roof
NJSTRE1545388341 | NJSRRE1544620016 | Transition Incentive Program | Clifton | 7011 | 6 | 6.3 | Residential | Yes | Behind the Meter | Net-metered residential rooftop and canopy |  | None | Suntuity Solar LLC | PSE&G | Accepted | 2020-03-07 | 2020-03-12 | 2021-10-30 | Hanwha Solar | Q-Cells 315 Mono | Solar Panels |  | 0.315 | 7 | 77 | 40 |  | Fixed | Roof
NJSTRE1545388342 | NJSRRE1544617421 | Transition Incentive Program | FAIR LAWN | 7410 | 7 | 2.56 | Residential | Yes | Behind the Meter | Net-metered residential rooftop and canopy |  | None | Vivint Solar Developer, LLC | PSE&G | Accepted | 2020-03-06 | 2020-03-11 | 2021-10-30 | SolarEdge | SE3800H-US | Inverters | 3800 |  | 1 |  |  | 0.992 |  | Outdoor | Near the utility meter
NJSTRE1545388342 | NJSRRE1544617421 | Transition Incentive Program | FAIR LAWN | 7410 | 7 | 2.56 | Residential | Yes | Behind the Meter | Net-metered residential rooftop and canopy |  | None | Vivint Solar Developer, LLC | PSE&G | Accepted | 2020-03-06 | 2020-03-11 | 2021-10-30 | Jinko Solar | JKM320M-60HBL | Solar Panels |  | 0.32 | 8 | 71 | 18 |  | Fixed | Roof
NJSTRE1545388344 | NJSRRE1544804753 | Transition Incentive Program | Newark | 7106 | 9 | 3.06 | Residential | Yes | Behind the Meter | Net-metered residential rooftop and canopy |  | None | Pro Custom Solar dba Momentum Solar | PSE&G | Accepted | 2020-04-07 | 2020-04-10 | 2021-10-30 | Enphase Energy | IQ7-60-2-US | Inverters | 250 |  | 9 |  |  | 0.97 |  | Outdoor | roof
NJSTRE1545388344 | NJSRRE1544804753 | Transition Incentive Program | Newark | 7106 | 9 | 3.06 | Residential | Yes | Behind the Meter | Net-metered residential rooftop and canopy |  | None | Pro Custom Solar dba Momentum Solar | PSE&G | Accepted | 2020-04-07 | 2020-04-10 | 2021-10-30 | Hanwha | Q.Peak DUO BLK-G6+ 340 | Solar Panels |  | 0.34 | 9 | 202 | 2 |  | Fixed | Roof
NJSTRE1545388345 | NJSRRE1544836961 | Transition Incentive Program | Middletown | 7748 | 17 | 7 | Residential | No | Behind the Meter | Net-metered residential rooftop and canopy |  | None | Solar Mite Solutions | JCP&L | Accepted | 2020-04-13 | 2020-04-21 | 2021-10-30 | Enphase | M250 | Inverters | 250 |  | 25 |  |  | 0.98 |  | Outdoor | Under modules
NJSTRE1545388345 | NJSRRE1544836961 | Transition Incentive Program | Middletown | 7748 | 17 | 7 | Residential | No | Behind the Meter | Net-metered residential rooftop and canopy |  | None | Solar Mite Solutions | JCP&L | Accepted | 2020-04-13 | 2020-04-21 | 2021-10-30 | Trina | TSM 300DD05A | Solar Panels |  | 0.3 | 15 | 232 | 35 |  | Fixed | Roof | Array 2
NJSTRE1545388345 | NJSRRE1544836961 | Transition Incentive Program | Middletown | 7748 | 17 | 7 | Residential | No | Behind the Meter | Net-metered residential rooftop and canopy |  | None | Solar Mite Solutions | JCP&L | Accepted | 2020-04-13 | 2020-04-21 | 2021-10-30 | Trina | TSM PA05 | Solar Panels |  | 0.25 | 10 | 16 | 17 |  | Fixed | Roof | Array 1
NJSTRE1545388350 | NJSRRE1544567369 | Transition Incentive Program | Ewing | 8618 | 12 | 7.04 | Residential | Yes | Behind the Meter | Behind the Meter |  | None | Skyline Solar, LLC | PSE&G | Eligible for TI Program | 2020-03-03 | 2020-03-06 | 2021-10-30 | SolarEdge | SE5000H-US | Inverters | 5000 |  | 1 |  |  | 0.99 |  | Outside | within ten feet of meter
NJSTRE1545388350 | NJSRRE1544567369 | Transition Incentive Program | Ewing | 8618 | 12 | 7.04 | Residential | Yes | Behind the Meter | Behind the Meter |  | None | Skyline Solar, LLC | PSE&G | Eligible for TI Program | 2020-03-03 | 2020-03-06 | 2021-10-30 | Hanwha Q-Cells | Q.PEAK DUO-G5 320 | Solar Panels |  | 0.32 | 22 | 158 | 17 |  | Fixed | Roof
NJSTRE1545388352 | NJSRRE1544869501 | Transition Incentive Program | West Deptford | 8096 | 15 | 3.25 | Residential | No | Behind the Meter | Net-metered residential rooftop and canopy |  | None | SunnyCorp | PSE&G | Accepted | 2020-04-22 | 2020-04-27 | 2021-10-30 | SolarEdge | SE3000H-US | Inverters | 3000 |  | 1 |  |  | 0.99 |  | Outdoor | Next to Meter
NJSTRE1545388352 | NJSRRE1544869501 | Transition Incentive Program | West Deptford | 8096 | 15 | 3.25 | Residential | No | Behind the Meter | Net-metered residential rooftop and canopy |  | None | SunnyCorp | PSE&G | Accepted | 2020-04-22 | 2020-04-27 | 2021-10-30 | Panasonic | VBHN325KA03 | Solar Panels |  | 0.325 | 10 | 204 | 35 |  | Fixed | Roof
NJSTRE1545388356 | NJSRRE1544857770 | Transition Incentive Program | Galloway | 8205 | 19 | 7.04 | Residential | No | Behind the Meter | Behind the Meter |  | ACE | EMT Renewables | AC Electric | Eligible for TI Program | 2020-04-17 | 2020-04-24 | 2021-10-30 | Enphase | IQ7-60-2-US | Inverters | 240 |  | 22 |  |  | 0.97 |  | Outside | under the panles
NJSTRE1545388356 | NJSRRE1544857770 | Transition Incentive Program | Galloway | 8205 | 19 | 7.04 | Residential | No | Behind the Meter | Behind the Meter |  | ACE | EMT Renewables | AC Electric | Eligible for TI Program | 2020-04-17 | 2020-04-24 | 2021-10-30 | Trina | 320-BLK | Solar Panels |  | 0.32 | 16 | 131 | 19 |  | Fixed | Roof
NJSTRE1545388356 | NJSRRE1544857770 | Transition Incentive Program | Galloway | 8205 | 19 | 7.04 | Residential | No | Behind the Meter | Behind the Meter |  | ACE | EMT Renewables | AC Electric | Eligible for TI Program | 2020-04-17 | 2020-04-24 | 2021-10-30 | Trina | 320-BLK | Solar Panels |  | 0.32 | 6 | 131 | 19 |  | Fixed | Roof
NJSTRE1545388363 | NJSRRE1544796554 | Transition Incentive Program | Hopatcong | 7843 | 1 | 14.57 | Residential | Yes | Behind the Meter | Behind the Meter |  | None | Sunrun Installation Services, Inc. | JCP&L | Eligible for TI Program | 2020-04-03 | 2020-04-09 | 2021-10-30 | Enphase Energy | IQ7-60-x-US (240V) | Inverters | 240 |  | 47 |  |  | 0.96 |  | Outdoor | Rooftop
NJSTRE1545388363 | NJSRRE1544796554 | Transition Incentive Program | Hopatcong | 7843 | 1 | 14.57 | Residential | Yes | Behind the Meter | Behind the Meter |  | None | Sunrun Installation Services, Inc. | JCP&L | Eligible for TI Program | 2020-04-03 | 2020-04-09 | 2021-10-30 | REC Solar | REC310TP2M | Solar Panels |  | 0.31 | 30 | 82 | 34 |  | Fixed | Roof
NJSTRE1545388363 | NJSRRE1544796554 | Transition Incentive Program | Hopatcong | 7843 | 1 | 14.57 | Residential | Yes | Behind the Meter | Behind the Meter |  | None | Sunrun Installation Services, Inc. | JCP&L | Eligible for TI Program | 2020-04-03 | 2020-04-09 | 2021-10-30 | REC Solar | REC310TP2M | Solar Panels |  | 0.31 | 17 | 262 | 34 |  | Fixed | Roof
NJSTRE1545388367 | NJSRRE1544894050 | Transition Incentive Program | Roselle Park | 7204 | 10 | 11.47 | Residential | Yes | Behind the Meter | Net-metered residential rooftop and canopy |  | None | Sunrun Installation Services, Inc. | PSE&G | Accepted | 2020-04-24 | 2020-04-29 | 2021-10-30 | Enphase | X-IQ-AM1-240-3C | Meters |  |  | 1 |  |  |  | Yes
NJSTRE1545388367 | NJSRRE1544894050 | Transition Incentive Program | Roselle Park | 7204 | 10 | 11.47 | Residential | Yes | Behind the Meter | Net-metered residential rooftop and canopy |  | None | Sunrun Installation Services, Inc. | PSE&G | Accepted | 2020-04-24 | 2020-04-29 | 2021-10-30 | Enphase Energy | IQ7-60-x-US (240V) | Inverters | 240 |  | 30 |  |  | 0.96 |  | Outdoor | Rooftop
NJSTRE1545388367 | NJSRRE1544894050 | Transition Incentive Program | Roselle Park | 7204 | 10 | 11.47 | Residential | Yes | Behind the Meter | Net-metered residential rooftop and canopy |  | None | Sunrun Installation Services, Inc. | PSE&G | Accepted | 2020-04-24 | 2020-04-29 | 2021-10-30 | REC Solar | REC310TP2M | Solar Panels |  | 0.31 | 7 | 154 | 18 |  | Fixed | Roof
NJSTRE1545388367 | NJSRRE1544894050 | Transition Incentive Program | Roselle Park | 7204 | 10 | 11.47 | Residential | Yes | Behind the Meter | Net-metered residential rooftop and canopy |  | None | Sunrun Installation Services, Inc. | PSE&G | Accepted | 2020-04-24 | 2020-04-29 | 2021-10-30 | REC Solar | REC310TP2M | Solar Panels |  | 0.31 | 10 | 244 | 18 |  | Fixed | Roof
NJSTRE1545388367 | NJSRRE1544894050 | Transition Incentive Program | Roselle Park | 7204 | 10 | 11.47 | Residential | Yes | Behind the Meter | Net-metered residential rooftop and canopy |  | None | Sunrun Installation Services, Inc. | PSE&G | Accepted | 2020-04-24 | 2020-04-29 | 2021-10-30 | REC Solar | REC310TP2M | Solar Panels |  | 0.31 | 6 | 334 | 18 |  | Fixed | Roof
NJSTRE1545388367 | NJSRRE1544894050 | Transition Incentive Program | Roselle Park | 7204 | 10 | 11.47 | Residential | Yes | Behind the Meter | Net-metered residential rooftop and canopy |  | None | Sunrun Installation Services, Inc. | PSE&G | Accepted | 2020-04-24 | 2020-04-29 | 2021-10-30 | REC Solar | REC310TP2M | Solar Panels |  | 0.31 | 3 | 333 | 18 |  | Fixed | Roof
NJSTRE1545388367 | NJSRRE1544894050 | Transition Incentive Program | Roselle Park | 7204 | 10 | 11.47 | Residential | Yes | Behind the Meter | Net-metered residential rooftop and canopy |  | None | Sunrun Installation Services, Inc. | PSE&G | Accepted | 2020-04-24 | 2020-04-29 | 2021-10-30 | REC Solar | REC310TP2M | Solar Panels |  | 0.31 | 4 | 154 | 18 |  | Fixed | Roof
NJSTRE1545388367 | NJSRRE1544894050 | Transition Incentive Program | Roselle Park | 7204 | 10 | 11.47 | Residential | Yes | Behind the Meter | Net-metered residential rooftop and canopy |  | None | Sunrun Installation Services, Inc. | PSE&G | Accepted | 2020-04-24 | 2020-04-29 | 2021-10-30 | REC Solar | REC310TP2M | Solar Panels |  | 0.31 | 7 | 64 | 18 |  | Fixed | Roof
NJSTRE1545388368 | NJSRRE1544818012 | Transition Incentive Program | Atco | 8004 | 14 | 6.4 | Residential | No | Behind the Meter | Behind the Meter |  | None | Orbit Energy & Power, LLC | AC Electric | Eligible for TI Program | 2020-04-09 | 2020-04-16 | 2021-10-30 | Enphase | IQ7-60-2-US | Inverters | 0.24 |  | 20 |  |  | 0.99 |  | Outside | roof
NJSTRE1545388368 | NJSRRE1544818012 | Transition Incentive Program | Atco | 8004 | 14 | 6.4 | Residential | No | Behind the Meter | Behind the Meter |  | None | Orbit Energy & Power, LLC | AC Electric | Eligible for TI Program | 2020-04-09 | 2020-04-16 | 2021-10-30 | Hanwha | Q.Peak Duo BLK G5 320W | Solar Panels |  | 0.32 | 20 | 136 | 20 |  | Fixed | Roof
NJSTRE1545388369 | NJSRRE1544838587 | Transition Incentive Program | Irvington | 7111 | 9 | 6.51 | Residential | Yes | Behind the Meter | Behind the Meter |  | None | Sunrun Installation Services, Inc. | PSE&G | Eligible for TI Program | 2020-04-14 | 2020-04-21 | 2021-10-30 | Enphase Energy | IQ7-60-x-US (240V) | Inverters | 240 |  | 21 |  |  | 0.96 |  | Outdoor | Rooftop
NJSTRE1545388369 | NJSRRE1544838587 | Transition Incentive Program | Irvington | 7111 | 9 | 6.51 | Residential | Yes | Behind the Meter | Behind the Meter |  | None | Sunrun Installation Services, Inc. | PSE&G | Eligible for TI Program | 2020-04-14 | 2020-04-21 | 2021-10-30 | REC Solar | REC310TP2M | Solar Panels |  | 0.31 | 7 | 187 | 37 |  | Fixed | Roof
NJSTRE1545388369 | NJSRRE1544838587 | Transition Incentive Program | Irvington | 7111 | 9 | 6.51 | Residential | Yes | Behind the Meter | Behind the Meter |  | None | Sunrun Installation Services, Inc. | PSE&G | Eligible for TI Program | 2020-04-14 | 2020-04-21 | 2021-10-30 | REC Solar | REC310TP2M | Solar Panels |  | 0.31 | 2 | 98 | 23 |  | Fixed | Roof
NJSTRE1545388369 | NJSRRE1544838587 | Transition Incentive Program | Irvington | 7111 | 9 | 6.51 | Residential | Yes | Behind the Meter | Behind the Meter |  | None | Sunrun Installation Services, Inc. | PSE&G | Eligible for TI Program | 2020-04-14 | 2020-04-21 | 2021-10-30 | REC Solar | REC310TP2M | Solar Panels |  | 0.31 | 12 | 278 | 23 |  | Fixed | Roof
NJSTRE1545388372 | NJSRRE1544796089 | Transition Incentive Program | hackettstown | 7840 | 2 | 2.01 | Residential | Yes | Behind the Meter | Net-metered residential rooftop and canopy |  | None | Vision Solar LLC | JCP&L | Accepted | 2020-04-03 | 2020-04-09 | 2021-10-30 | enphase | iq7-60-2-us | Inverters | 0.25 |  | 6 |  |  | 0.96 |  | Other | behind panels
NJSTRE1545388372 | NJSRRE1544796089 | Transition Incentive Program | hackettstown | 7840 | 2 | 2.01 | Residential | Yes | Behind the Meter | Net-metered residential rooftop and canopy |  | None | Vision Solar LLC | JCP&L | Accepted | 2020-04-03 | 2020-04-09 | 2021-10-30 | lg solar | lg335n1k-v5 | Solar Panels |  | 0.335 | 6 | 192 | 36 |  | Fixed | Roof
NJSTRE1545388374 | NJSRRE1544868562 | Transition Incentive Program | MERCHANTVILLE | 8109 | 14 | 9.28 | Residential | Yes | Behind the Meter | Net-metered residential rooftop and canopy |  | None | Vivint Solar Developer, LLC | PSE&G | Accepted | 2020-04-21 | 2020-04-27 | 2021-10-30 | SolarEdge | SE7600H-US | Inverters | 7600 |  | 1 |  |  | 0.992 |  | Outdoor | Near the Utility Meter
NJSTRE1545388374 | NJSRRE1544868562 | Transition Incentive Program | MERCHANTVILLE | 8109 | 14 | 9.28 | Residential | Yes | Behind the Meter | Net-metered residential rooftop and canopy |  | None | Vivint Solar Developer, LLC | PSE&G | Accepted | 2020-04-21 | 2020-04-27 | 2021-10-30 | Jinko Solar | JKM320M-60HBL | Solar Panels |  | 0.32 | 17 | 86 | 26 |  | Fixed | Roof
NJSTRE1545388374 | NJSRRE1544868562 | Transition Incentive Program | MERCHANTVILLE | 8109 | 14 | 9.28 | Residential | Yes | Behind the Meter | Net-metered residential rooftop and canopy |  | None | Vivint Solar Developer, LLC | PSE&G | Accepted | 2020-04-21 | 2020-04-27 | 2021-10-30 | Jinko Solar | JKM320M-60HBL | Solar Panels |  | 0.32 | 12 | 266 | 16 |  | Fixed | Roof
NJSTRE1545388376 | NJSRRE1544566488 | Transition Incentive Program | MATAWAN | 7747 | 17 | 6.62 | Residential | No | Behind the Meter | Net-metered residential rooftop and canopy |  | None | Suntuity Solar LLC | JCP&L | Accepted | 2020-03-03 | 2020-03-05 | 2021-10-30 | Enphase Energy | IQ7-60-2-US | Inverters | 240 |  | 21 |  |  | 0.97 |  | Outdoor | Behind the PV Modules
NJSTRE1545388376 | NJSRRE1544566488 | Transition Incentive Program | MATAWAN | 7747 | 17 | 6.62 | Residential | No | Behind the Meter | Net-metered residential rooftop and canopy |  | None | Suntuity Solar LLC | JCP&L | Accepted | 2020-03-03 | 2020-03-05 | 2021-10-30 | Hanwha Solar | Q-Cells 315 Mono | Solar Panels |  | 0.315 | 6 | 95 | 31 |  | Fixed | Roof
NJSTRE1545388376 | NJSRRE1544566488 | Transition Incentive Program | MATAWAN | 7747 | 17 | 6.62 | Residential | No | Behind the Meter | Net-metered residential rooftop and canopy |  | None | Suntuity Solar LLC | JCP&L | Accepted | 2020-03-03 | 2020-03-05 | 2021-10-30 | Hanwha Solar | Q-Cells 315 Mono | Solar Panels |  | 0.315 | 15 | 185 | 31 |  | Fixed | Roof
NJSTRE1545388383 | NJSRRE1544805646 | Transition Incentive Program | PLAINFIELD | 7060 | 10 | 7.04 | Residential | Yes | Behind the Meter | Net-metered residential rooftop and canopy |  | None | Vivint Solar Developer, LLC | PSE&G | Accepted | 2020-04-07 | 2020-04-13 | 2021-10-30 | Solar Edge | SE7600H-US | Inverters | 7600 |  | 1 |  |  | 0.992 |  | Outdoor | Near the Utility Meter
NJSTRE1545388383 | NJSRRE1544805646 | Transition Incentive Program | PLAINFIELD | 7060 | 10 | 7.04 | Residential | Yes | Behind the Meter | Net-metered residential rooftop and canopy |  | None | Vivint Solar Developer, LLC | PSE&G | Accepted | 2020-04-07 | 2020-04-13 | 2021-10-30 | JINKO SOLAR | JKM320M-60HBL | Solar Panels |  | 0.32 | 8 | 282 | 23 |  | Fixed | Roof
NJSTRE1545388383 | NJSRRE1544805646 | Transition Incentive Program | PLAINFIELD | 7060 | 10 | 7.04 | Residential | Yes | Behind the Meter | Net-metered residential rooftop and canopy |  | None | Vivint Solar Developer, LLC | PSE&G | Accepted | 2020-04-07 | 2020-04-13 | 2021-10-30 | JINKO SOLAR | JKM320M-60HBL | Solar Panels |  | 0.32 | 3 | 12 | 23 |  | Fixed | Roof
NJSTRE1545388383 | NJSRRE1544805646 | Transition Incentive Program | PLAINFIELD | 7060 | 10 | 7.04 | Residential | Yes | Behind the Meter | Net-metered residential rooftop and canopy |  | None | Vivint Solar Developer, LLC | PSE&G | Accepted | 2020-04-07 | 2020-04-13 | 2021-10-30 | JINKO SOLAR | JKM320M-60HBL | Solar Panels |  | 0.32 | 9 | 102 | 23 |  | Fixed | Roof
NJSTRE1545388383 | NJSRRE1544805646 | Transition Incentive Program | PLAINFIELD | 7060 | 10 | 7.04 | Residential | Yes | Behind the Meter | Net-metered residential rooftop and canopy |  | None | Vivint Solar Developer, LLC | PSE&G | Accepted | 2020-04-07 | 2020-04-13 | 2021-10-30 | JINKO SOLAR | JKM320M-60HBL | Solar Panels |  | 0.32 | 2 | 192 | 23 |  | Fixed | Roof
NJSTRE1545388386 | NJSRRE1544565284 | Transition Incentive Program | Hillsborough Twp | 8844 | 5 | 8.82 | Residential | Yes | Behind the Meter | Net-metered residential rooftop and canopy |  | None | Tesla Energy Operations Inc | PSE&G | Accepted | 2020-03-02 | 2020-03-05 | 2021-10-30 | Tesla | AC Powerwall 2.0 | Electric Storage Battery |  |  | 2 |  |  |  | Lithium Ion |  | Inside
NJSTRE1545388386 | NJSRRE1544565284 | Transition Incentive Program | Hillsborough Twp | 8844 | 5 | 8.82 | Residential | Yes | Behind the Meter | Net-metered residential rooftop and canopy |  | None | Tesla Energy Operations Inc | PSE&G | Accepted | 2020-03-02 | 2020-03-05 | 2021-10-30 | SolarEdge Technologies Ltd | SE7600H-US [240V] | Inverters | 7600 |  | 1 |  |  | 0.99 |  | Indoor | Indoor
NJSTRE1545388386 | NJSRRE1544565284 | Transition Incentive Program | Hillsborough Twp | 8844 | 5 | 8.82 | Residential | Yes | Behind the Meter | Net-metered residential rooftop and canopy |  | None | Tesla Energy Operations Inc | PSE&G | Accepted | 2020-03-02 | 2020-03-05 | 2021-10-30 | Hanwha Q CELLS | Q.PEAK DUO BLK-G5/SC315 | Solar Panels |  | 0.315 | 16 | 339 | 38 |  | Fixed | Roof
NJSTRE1545388386 | NJSRRE1544565284 | Transition Incentive Program | Hillsborough Twp | 8844 | 5 | 8.82 | Residential | Yes | Behind the Meter | Net-metered residential rooftop and canopy |  | None | Tesla Energy Operations Inc | PSE&G | Accepted | 2020-03-02 | 2020-03-05 | 2021-10-30 | Hanwha Q CELLS | Q.PEAK DUO BLK-G5/SC315 | Solar Panels |  | 0.315 | 12 | 339 | 18 |  | Fixed | Roof
NJSTRE1545388388 | NJSRRE1544776044 | Transition Incentive Program | Hackensack | 7601 | 7 | 8.99 | Residential | Yes | Behind the Meter | Behind the Meter |  | None | Sunrun Installation Services, Inc. | PSE&G | Eligible for TI Program | 2020-03-31 | 2020-04-09 | 2021-10-30 | Enphase Energy | IQ7-60-x-US (240V) | Inverters | 240 |  | 29 |  |  | 0.96 |  | Outdoor | Rooftop
NJSTRE1545388388 | NJSRRE1544776044 | Transition Incentive Program | Hackensack | 7601 | 7 | 8.99 | Residential | Yes | Behind the Meter | Behind the Meter |  | None | Sunrun Installation Services, Inc. | PSE&G | Eligible for TI Program | 2020-03-31 | 2020-04-09 | 2021-10-30 | REC Solar | REC310TP2M | Solar Panels |  | 0.31 | 8 | 307 | 26 |  | Fixed | Roof
NJSTRE1545388388 | NJSRRE1544776044 | Transition Incentive Program | Hackensack | 7601 | 7 | 8.99 | Residential | Yes | Behind the Meter | Behind the Meter |  | None | Sunrun Installation Services, Inc. | PSE&G | Eligible for TI Program | 2020-03-31 | 2020-04-09 | 2021-10-30 | REC Solar | REC310TP2M | Solar Panels |  | 0.31 | 21 | 127 | 27 |  | Fixed | Roof
NJSTRE1545388391 | NJSRRE1544734569 | Transition Incentive Program | North Bergen | 7047 | 8 | 8.04 | Residential | Yes | Behind the Meter | Net-metered residential rooftop and canopy |  | None | Pro Custom Solar dba Momentum Solar | PSE&G | Accepted | 2020-03-20 | 2020-03-24 | 2021-10-30 | Enphase Energy | IQ7-60-2-US | Inverters | 250 |  | 24 |  |  | 0.97 |  | Outdoor | roof
NJSTRE1545388391 | NJSRRE1544734569 | Transition Incentive Program | North Bergen | 7047 | 8 | 8.04 | Residential | Yes | Behind the Meter | Net-metered residential rooftop and canopy |  | None | Pro Custom Solar dba Momentum Solar | PSE&G | Accepted | 2020-03-20 | 2020-03-24 | 2021-10-30 | Hanwha | Q.Peak DUO BLK-G6+ 335 | Solar Panels |  | 0.335 | 9 | 298 | 18 |  | Fixed | Roof
NJSTRE1545388391 | NJSRRE1544734569 | Transition Incentive Program | North Bergen | 7047 | 8 | 8.04 | Residential | Yes | Behind the Meter | Net-metered residential rooftop and canopy |  | None | Pro Custom Solar dba Momentum Solar | PSE&G | Accepted | 2020-03-20 | 2020-03-24 | 2021-10-30 | Hanwha | Q.Peak DUO BLK-G6+ 335 | Solar Panels |  | 0.335 | 15 | 118 | 18 |  | Fixed | Roof
NJSTRE1545388393 | NJSRRE1544567240 | Transition Incentive Program | Linden | 7036 | 10 | 5.12 | Residential | Yes | Behind the Meter | Behind the Meter |  | None | Skyline Solar, LLC | PSE&G | Eligible for TI Program | 2020-03-03 | 2020-03-06 | 2021-10-30 | SolarEdge | SE3800H-US | Inverters | 3800 |  | 1 |  |  | 0.99 |  | Outside | within ten feet of meter
NJSTRE1545388393 | NJSRRE1544567240 | Transition Incentive Program | Linden | 7036 | 10 | 5.12 | Residential | Yes | Behind the Meter | Behind the Meter |  | None | Skyline Solar, LLC | PSE&G | Eligible for TI Program | 2020-03-03 | 2020-03-06 | 2021-10-30 | Hanwha Q-Cells | Q.PEAK DUO-G5 320 | Solar Panels |  | 0.32 | 16 | 128 | 33 |  | Fixed | Roof
NJSTRE1545388395 | NJSRRE1544623194 | Transition Incentive Program | Egg Harbor Township | 8234 | 19 | 19.62 | Residential | No | Behind the Meter | Net-metered residential ground mount |  | None | SunPower Capital, LLC | AC Electric | Accepted | 2020-03-10 | 2020-03-12 | 2021-10-30 | Sunpower | PVS6 | Meters |  |  | 1 |  |  |  | Yes | Outdoor
NJSTRE1545388395 | NJSRRE1544623194 | Transition Incentive Program | Egg Harbor Township | 8234 | 19 | 19.62 | Residential | No | Behind the Meter | Net-metered residential ground mount |  | None | SunPower Capital, LLC | AC Electric | Accepted | 2020-03-10 | 2020-03-12 | 2021-10-30 | SunPower | SPR-E20-327-C-AC | Inverters | 320 |  | 60 |  |  | 0.975 |  | Outdoor | under each solar panel
NJSTRE1545388395 | NJSRRE1544623194 | Transition Incentive Program | Egg Harbor Township | 8234 | 19 | 19.62 | Residential | No | Behind the Meter | Net-metered residential ground mount |  | None | SunPower Capital, LLC | AC Electric | Accepted | 2020-03-10 | 2020-03-12 | 2021-10-30 | SunPower | SPR-E20-327-C-AC | Solar Panels |  | 0.327 | 60 | 180 | 25 |  | Fixed | Ground
NJSTRE1545388397 | NJSRRE1544695676 | Transition Incentive Program | Monroe Township | 8831 | 11 | 13.07 | Residential | No | Behind the Meter | Behind the Meter |  | None | Green Power Energy | JCP&L | Eligible for TI Program | 2020-03-16 | 2020-03-18 | 2021-10-30 | SolarEdge | SE11400H-US | Inverters | 11400 |  | 1 |  |  | 0.97 |  | Outside | Next to meter
NJSTRE1545388397 | NJSRRE1544695676 | Transition Incentive Program | Monroe Township | 8831 | 11 | 13.07 | Residential | No | Behind the Meter | Behind the Meter |  | None | Green Power Energy | JCP&L | Eligible for TI Program | 2020-03-16 | 2020-03-18 | 2021-10-30 | LG Electronics | LG335N1C-V5 | Solar Panels |  | 0.335 | 10 | 261 | 27 |  | Fixed | Roof
NJSTRE1545388397 | NJSRRE1544695676 | Transition Incentive Program | Monroe Township | 8831 | 11 | 13.07 | Residential | No | Behind the Meter | Behind the Meter |  | None | Green Power Energy | JCP&L | Eligible for TI Program | 2020-03-16 | 2020-03-18 | 2021-10-30 | LG Electronics | LG335N1C-V5 | Solar Panels |  | 0.335 | 29 | 81 | 27 |  | Fixed | Roof
NJSTRE1545388398 | NJSRRE1544892891 | Transition Incentive Program | Newfoundland | 7435 | 6 | 11.29 | Residential | Yes | Behind the Meter | Behind the Meter |  | None | Sunrun Installation Services, Inc. | JCP&L | Eligible for TI Program | 2020-04-24 | 2020-04-29 | 2021-10-30 | Enphase Energy | IQ7-60-x-US (240V) | Inverters | 240 |  | 37 |  |  | 0.96 |  | Outdoor | Rooftop
NJSTRE1545388398 | NJSRRE1544892891 | Transition Incentive Program | Newfoundland | 7435 | 6 | 11.29 | Residential | Yes | Behind the Meter | Behind the Meter |  | None | Sunrun Installation Services, Inc. | JCP&L | Eligible for TI Program | 2020-04-24 | 2020-04-29 | 2021-10-30 | LONGi Green Energy Technology Co Ltd | LR6-60HPB-305M | Solar Panels |  | 0.305 | 3 | 53 | 27 |  | Fixed | Roof
NJSTRE1545388398 | NJSRRE1544892891 | Transition Incentive Program | Newfoundland | 7435 | 6 | 11.29 | Residential | Yes | Behind the Meter | Behind the Meter |  | None | Sunrun Installation Services, Inc. | JCP&L | Eligible for TI Program | 2020-04-24 | 2020-04-29 | 2021-10-30 | LONGi Green Energy Technology Co Ltd | LR6-60HPB-305M | Solar Panels |  | 0.305 | 21 | 323 | 27 |  | Fixed | Roof
NJSTRE1545388398 | NJSRRE1544892891 | Transition Incentive Program | Newfoundland | 7435 | 6 | 11.29 | Residential | Yes | Behind the Meter | Behind the Meter |  | None | Sunrun Installation Services, Inc. | JCP&L | Eligible for TI Program | 2020-04-24 | 2020-04-29 | 2021-10-30 | LONGi Green Energy Technology Co Ltd | LR6-60HPB-305M | Solar Panels |  | 0.305 | 13 | 143 | 27 |  | Fixed | Roof
NJSTRE1545388399 | NJSRRE1544892902 | Transition Incentive Program | KEYPORT | 7735 | 17 | 5.12 | Residential | Yes | Behind the Meter | Net-metered residential rooftop and canopy |  | None | Vivint Solar Developer, LLC | JCP&L | Accepted | 2020-04-24 | 2020-04-29 | 2021-10-30 | Solar Edge | SE3800H-US | Inverters | 3800 |  | 1 |  |  | 0.992 |  | Outdoor | Near the Utility Meter
NJSTRE1545388399 | NJSRRE1544892902 | Transition Incentive Program | KEYPORT | 7735 | 17 | 5.12 | Residential | Yes | Behind the Meter | Net-metered residential rooftop and canopy |  | None | Vivint Solar Developer, LLC | JCP&L | Accepted | 2020-04-24 | 2020-04-29 | 2021-10-30 | JINKO SOLAR | JKM320M-60HBL | Solar Panels |  | 0.32 | 16 | 169 | 30 |  | Fixed | Roof
NJSTRE1545388405 | NJSRRE1544770275 | Transition Incentive Program | Stockton | 8559 | 4 | 11.46 | Residential | No | Behind the Meter | Net-metered residential rooftop and canopy |  | None | Tesla Energy Operations Inc. | JCP&L | Accepted | 2020-03-27 | 2020-04-09 | 2021-10-30 | Tesla | AC Powerwall 2.0 | Electric Storage Battery |  |  | 2 |  |  |  | Lithium Ion |  | Inside - Garage
NJSTRE1545388405 | NJSRRE1544770275 | Transition Incentive Program | Stockton | 8559 | 4 | 11.46 | Residential | No | Behind the Meter | Net-metered residential rooftop and canopy |  | None | Tesla Energy Operations Inc. | JCP&L | Accepted | 2020-03-27 | 2020-04-09 | 2021-10-30 | Delta Electronics | M4-TL-US [240V] | Inverters | 3840 |  | 3 |  |  | 0.975 |  | Indoor | Garage
NJSTRE1545388405 | NJSRRE1544770275 | Transition Incentive Program | Stockton | 8559 | 4 | 11.46 | Residential | No | Behind the Meter | Net-metered residential rooftop and canopy |  | None | Tesla Energy Operations Inc. | JCP&L | Accepted | 2020-03-27 | 2020-04-09 | 2021-10-30 | Tesla | SR60T1 | Solar Panels |  | 0.05847 | 42 | 73 | 18 |  | Fixed | Roof
NJSTRE1545388405 | NJSRRE1544770275 | Transition Incentive Program | Stockton | 8559 | 4 | 11.46 | Residential | No | Behind the Meter | Net-metered residential rooftop and canopy |  | None | Tesla Energy Operations Inc. | JCP&L | Accepted | 2020-03-27 | 2020-04-09 | 2021-10-30 | Tesla | SR60T1 | Solar Panels |  | 0.05847 | 17 | 163 | 45 |  | Fixed | Roof
NJSTRE1545388405 | NJSRRE1544770275 | Transition Incentive Program | Stockton | 8559 | 4 | 11.46 | Residential | No | Behind the Meter | Net-metered residential rooftop and canopy |  | None | Tesla Energy Operations Inc. | JCP&L | Accepted | 2020-03-27 | 2020-04-09 | 2021-10-30 | Tesla | SR60T1 | Solar Panels |  | 0.05847 | 42 | 253 | 45 |  | Fixed | Roof
NJSTRE1545388405 | NJSRRE1544770275 | Transition Incentive Program | Stockton | 8559 | 4 | 11.46 | Residential | No | Behind the Meter | Net-metered residential rooftop and canopy |  | None | Tesla Energy Operations Inc. | JCP&L | Accepted | 2020-03-27 | 2020-04-09 | 2021-10-30 | Tesla | SR60T1 | Solar Panels |  | 0.05847 | 75 | 253 | 45 |  | Fixed | Roof
NJSTRE1545388405 | NJSRRE1544770275 | Transition Incentive Program | Stockton | 8559 | 4 | 11.46 | Residential | No | Behind the Meter | Net-metered residential rooftop and canopy |  | None | Tesla Energy Operations Inc. | JCP&L | Accepted | 2020-03-27 | 2020-04-09 | 2021-10-30 | Tesla | SR60T1 | Solar Panels |  | 0.05847 | 20 | 163 | 30 |  | Fixed | Roof
NJSTRE1545388406 | NJSRRE1544560370 | Transition Incentive Program | Newark | 7103 | 9 | 9.92 | Residential | No | Behind the Meter | Net-metered residential rooftop and canopy |  | None | Palmetto Solar LLC | PSE&G | Accepted | 2020-03-02 | 2020-03-04 | 2021-10-30 | SolarEdge Technologies | SE7600H-US | Inverters | 7600 |  | 1 |  |  | 0.99 |  | Outside | side of the house
NJSTRE1545388406 | NJSRRE1544560370 | Transition Incentive Program | Newark | 7103 | 9 | 9.92 | Residential | No | Behind the Meter | Net-metered residential rooftop and canopy |  | None | Palmetto Solar LLC | PSE&G | Accepted | 2020-03-02 | 2020-03-04 | 2021-10-30 | Yingli | 310D-30B | Solar Panels |  | 0.31 | 32 | 180 | 25 |  | Fixed | Roof
NJSTRE1545388414 | NJSRRE1544851225 | Transition Incentive Program | Hackensack City | 7601 | 7 | 3.78 | Residential | No | Behind the Meter | Net-metered residential rooftop and canopy |  | None | Tesla Energy Operations Inc | PSE&G | Accepted | 2020-04-16 | 2020-04-23 | 2021-10-30 | Delta | M4-TL-US [240V] | Inverters | 3840 |  | 1 |  |  | 0.975 |  | Outdoor | Outdoor
NJSTRE1545388414 | NJSRRE1544851225 | Transition Incentive Program | Hackensack City | 7601 | 7 | 3.78 | Residential | No | Behind the Meter | Net-metered residential rooftop and canopy |  | None | Tesla Energy Operations Inc | PSE&G | Accepted | 2020-04-16 | 2020-04-23 | 2021-10-30 | Hanwha Q CELLS | Q.PEAK DUO BLK-G5/SC315 | Solar Panels |  | 0.315 | 12 | 189 | 1 |  | Fixed | Roof
NJSTRE1545388415 | NJSRRE1544796753 | Transition Incentive Program | Pleasantville | 8232 | 19 | 6.7 | Residential | Yes | Behind the Meter | Net-metered residential rooftop and canopy |  | None | Vision Solar LLC | AC Electric | Accepted | 2020-04-03 | 2020-04-09 | 2021-10-30 | enphase | iq7-60-2-us | Inverters | 0.25 |  | 20 |  |  | 0.96 |  | Other | behind panels
NJSTRE1545388415 | NJSRRE1544796753 | Transition Incentive Program | Pleasantville | 8232 | 19 | 6.7 | Residential | Yes | Behind the Meter | Net-metered residential rooftop and canopy |  | None | Vision Solar LLC | AC Electric | Accepted | 2020-04-03 | 2020-04-09 | 2021-10-30 | lg solar | lg335n2k-v5 | Solar Panels |  | 0.335 | 12 | 116 | 11 |  | Fixed | Roof
NJSTRE1545388415 | NJSRRE1544796753 | Transition Incentive Program | Pleasantville | 8232 | 19 | 6.7 | Residential | Yes | Behind the Meter | Net-metered residential rooftop and canopy |  | None | Vision Solar LLC | AC Electric | Accepted | 2020-04-03 | 2020-04-09 | 2021-10-30 | lgsoalr | lg335n1k-v5 | Solar Panels |  | 0.335 | 8 | 296 | 11 |  | Fixed | Roof
NJSTRE1545388417 | NJSRRE1544865992 | Transition Incentive Program | Ocean Township | 7712 | 17 | 12.75 | Residential | No | Behind the Meter | Net-metered residential rooftop and canopy |  | None | Seabright Solar | AC Electric | As-Built Incomplete |  | 2020-04-24 | 2021-10-30 | Sunpower | SPR-E20-327 | Inverters | 0.32 |  | 39 |  |  | 0.99 |  | Outside | Roof
NJSTRE1545388417 | NJSRRE1544865992 | Transition Incentive Program | Ocean Township | 7712 | 17 | 12.75 | Residential | No | Behind the Meter | Net-metered residential rooftop and canopy |  | None | Seabright Solar | AC Electric | As-Built Incomplete |  | 2020-04-24 | 2021-10-30 | Sunpower | SPR-E20-327 | Solar Panels |  | 0.327 | 8 | 125 | 11 |  | Fixed | Roof
NJSTRE1545388417 | NJSRRE1544865992 | Transition Incentive Program | Ocean Township | 7712 | 17 | 12.75 | Residential | No | Behind the Meter | Net-metered residential rooftop and canopy |  | None | Seabright Solar | AC Electric | As-Built Incomplete |  | 2020-04-24 | 2021-10-30 | Sunpower | SPR-E20-327 | Solar Panels |  | 0.327 | 5 | 215 | 35 |  | Fixed | Roof
NJSTRE1545388417 | NJSRRE1544865992 | Transition Incentive Program | Ocean Township | 7712 | 17 | 12.75 | Residential | No | Behind the Meter | Net-metered residential rooftop and canopy |  | None | Seabright Solar | AC Electric | As-Built Incomplete |  | 2020-04-24 | 2021-10-30 | Sunpower | SPR-E20-327 | Solar Panels |  | 0.327 | 6 | 125 | 11 |  | Fixed | Roof
NJSTRE1545388417 | NJSRRE1544865992 | Transition Incentive Program | Ocean Township | 7712 | 17 | 12.75 | Residential | No | Behind the Meter | Net-metered residential rooftop and canopy |  | None | Seabright Solar | AC Electric | As-Built Incomplete |  | 2020-04-24 | 2021-10-30 | Sunpower | SPR-E20-327 | Solar Panels |  | 0.327 | 5 | 35 | 35 |  | Fixed | Roof
NJSTRE1545388417 | NJSRRE1544865992 | Transition Incentive Program | Ocean Township | 7712 | 17 | 12.75 | Residential | No | Behind the Meter | Net-metered residential rooftop and canopy |  | None | Seabright Solar | AC Electric | As-Built Incomplete |  | 2020-04-24 | 2021-10-30 | Sunpower | SPR-E20-327 | Solar Panels |  | 0.327 | 15 | 125 | 36 |  | Double Axis | Roof
NJSTRE1545388418 | NJSRRE1544767356 | Transition Incentive Program | Eatontown | 7724 | 17 | 464.1 | Commercial | No | Behind the Meter | Behind the Meter |  | None | InFEWsion, LLC | JCP&L | Eligible for TI Program | 2020-03-30 | 2020-03-31 | 2021-10-30 | Sungrow | SG60KU-M | Inverters | 60000 |  | 6 |  |  | 0.989 |  | Outdoor | Rooftop
NJSTRE1545388418 | NJSRRE1544767356 | Transition Incentive Program | Eatontown | 7724 | 17 | 464.1 | Commercial | No | Behind the Meter | Behind the Meter |  | None | InFEWsion, LLC | JCP&L | Eligible for TI Program | 2020-03-30 | 2020-03-31 | 2021-10-30 | JA Solar | JAM 72S09 390 | Solar Panels |  | 0.39 | 1190 | 146 | 5 |  | Fixed | Roof | Rooftop and parking Lot
NJSTRE1545388420 | NJSRRE1544867144 | Transition Incentive Program | Stanhope | 7874 | 1 | 9.05 | Residential | No | Behind the Meter | Behind the Meter |  | None | Green Power Energy | JCP&L | Eligible for TI Program | 2020-04-21 | 2020-04-27 | 2021-10-30 | Solar Edge | SE7600H-US | Inverters | 7600 |  | 1 |  |  | 0.97 |  | Outside | next to meter
NJSTRE1545388420 | NJSRRE1544867144 | Transition Incentive Program | Stanhope | 7874 | 1 | 9.05 | Residential | No | Behind the Meter | Behind the Meter |  | None | Green Power Energy | JCP&L | Eligible for TI Program | 2020-04-21 | 2020-04-27 | 2021-10-30 | LG Electronics | LG335N1C-V5 | Solar Panels |  | 0.335 | 6 | 218 | 27 |  | Fixed | Roof
NJSTRE1545388420 | NJSRRE1544867144 | Transition Incentive Program | Stanhope | 7874 | 1 | 9.05 | Residential | No | Behind the Meter | Behind the Meter |  | None | Green Power Energy | JCP&L | Eligible for TI Program | 2020-04-21 | 2020-04-27 | 2021-10-30 | LG Electronics | LG335N1C-V5 | Solar Panels |  | 0.335 | 21 | 218 | 27 |  | Fixed | Roof
NJSTRE1545388424 | NJSRRE1544805340 | Transition Incentive Program | Wayne | 7470 | 6 | 14.57 | Residential | Yes | Behind the Meter | Behind the Meter |  | None | Sunrun Installation Services, Inc. | PSE&G | Eligible for TI Program | 2020-04-07 | 2020-04-10 | 2021-10-30 | Enphase Energy | IQ7-60-x-US (240V) | Inverters | 240 |  | 47 |  |  | 0.96 |  | Outdoor | Rooftop
NJSTRE1545388424 | NJSRRE1544805340 | Transition Incentive Program | Wayne | 7470 | 6 | 14.57 | Residential | Yes | Behind the Meter | Behind the Meter |  | None | Sunrun Installation Services, Inc. | PSE&G | Eligible for TI Program | 2020-04-07 | 2020-04-10 | 2021-10-30 | REC Solar | REC310TP2M | Solar Panels |  | 0.31 | 39 | 174 | 24 |  | Fixed | Roof
NJSTRE1545388424 | NJSRRE1544805340 | Transition Incentive Program | Wayne | 7470 | 6 | 14.57 | Residential | Yes | Behind the Meter | Behind the Meter |  | None | Sunrun Installation Services, Inc. | PSE&G | Eligible for TI Program | 2020-04-07 | 2020-04-10 | 2021-10-30 | REC Solar | REC310TP2M | Solar Panels |  | 0.31 | 6 | 354 | 14 |  | Fixed | Roof
NJSTRE1545388424 | NJSRRE1544805340 | Transition Incentive Program | Wayne | 7470 | 6 | 14.57 | Residential | Yes | Behind the Meter | Behind the Meter |  | None | Sunrun Installation Services, Inc. | PSE&G | Eligible for TI Program | 2020-04-07 | 2020-04-10 | 2021-10-30 | REC Solar | REC310TP2M | Solar Panels |  | 0.31 | 2 | 85 | 23 |  | Fixed | Roof
NJSTRE1545388425 | NJSRRE1544562393 | Transition Incentive Program | Montclair | 7042 | 9 | 3.45 | Residential | Yes | Behind the Meter | Behind the Meter |  | None | Sunrun Installation Services, Inc. | PSE&G | Eligible for TI Program | 2020-03-02 | 2020-03-05 | 2021-10-30 | SolarEdge Technologies | SE3800A-USS2RGM | Inverters | 3800 |  | 1 |  |  | 0.96 |  | Outdoor | Next To Meter
NJSTRE1545388425 | NJSRRE1544562393 | Transition Incentive Program | Montclair | 7042 | 9 | 3.45 | Residential | Yes | Behind the Meter | Behind the Meter |  | None | Sunrun Installation Services, Inc. | PSE&G | Eligible for TI Program | 2020-03-02 | 2020-03-05 | 2021-10-30 | LG Electronics | LG345N1C-V5 | Solar Panels |  | 0.345 | 10 | 209 | 27 |  | Fixed | Roof
NJSTRE1545388426 | NJSRRE1544680182 | Transition Incentive Program | ATCO | 8004 | 14 | 5.76 | Residential | Yes | Behind the Meter | Net-metered residential rooftop and canopy |  | None | Vivint Solar Developer, LLC | AC Electric | Accepted | 2020-03-13 | 2020-03-18 | 2021-10-30 | SOLAREDGE | SE3800H-US | Inverters | 3800 |  | 1 |  |  | 0.992 |  | Outdoor | Near the Utility Meter
NJSTRE1545388426 | NJSRRE1544680182 | Transition Incentive Program | ATCO | 8004 | 14 | 5.76 | Residential | Yes | Behind the Meter | Net-metered residential rooftop and canopy |  | None | Vivint Solar Developer, LLC | AC Electric | Accepted | 2020-03-13 | 2020-03-18 | 2021-10-30 | JINKO SOLAR | JKM320M-60HBL | Solar Panels |  | 0.32 | 18 | 101 | 34 |  | Fixed | Roof
NJSTRE1545388427 | NJSRRE1544903179 | Transition Incentive Program | Sewell | 8080 | 15 | 9.18 | Residential | No | Behind the Meter | Net-metered residential rooftop and canopy |  | None | NJ Solar Power, LLC | PSE&G | Accepted | 2020-04-26 | 2020-04-30 | 2021-10-30 | SolarEdge | SE7600H-US | Inverters | 7600 |  | 1 |  |  | 0.99 |  | Indoor | Basement
NJSTRE1545388427 | NJSRRE1544903179 | Transition Incentive Program | Sewell | 8080 | 15 | 9.18 | Residential | No | Behind the Meter | Net-metered residential rooftop and canopy |  | None | NJ Solar Power, LLC | PSE&G | Accepted | 2020-04-26 | 2020-04-30 | 2021-10-30 | Panasonic | VBHN340SA17 | Solar Panels |  | 0.34 | 27 | 225 | 30 |  | Fixed | Roof
NJSTRE1545388429 | NJSRRE1544804627 | Transition Incentive Program | UNION TWP | 7083 | 10 | 5.04 | Residential | Yes | Behind the Meter | Net-metered residential rooftop and canopy |  | None | Suntuity Solar LLC | PSE&G | Accepted | 2020-04-07 | 2020-04-10 | 2021-10-30 | Enphase Energy | IQ7-60-2-US | Inverters | 240 |  | 16 |  |  | 0.97 |  | Outdoor | Behind the PV Modules
NJSTRE1545388429 | NJSRRE1544804627 | Transition Incentive Program | UNION TWP | 7083 | 10 | 5.04 | Residential | Yes | Behind the Meter | Net-metered residential rooftop and canopy |  | None | Suntuity Solar LLC | PSE&G | Accepted | 2020-04-07 | 2020-04-10 | 2021-10-30 | Hanwha Solar | Q-Cells 315 Mono | Solar Panels |  | 0.315 | 6 | 294 | 27 |  | Fixed | Roof
NJSTRE1545388429 | NJSRRE1544804627 | Transition Incentive Program | UNION TWP | 7083 | 10 | 5.04 | Residential | Yes | Behind the Meter | Net-metered residential rooftop and canopy |  | None | Suntuity Solar LLC | PSE&G | Accepted | 2020-04-07 | 2020-04-10 | 2021-10-30 | Hanwha Solar | Q-Cells 315 Mono | Solar Panels |  | 0.315 | 4 | 204 | 27 |  | Fixed | Roof
NJSTRE1545388429 | NJSRRE1544804627 | Transition Incentive Program | UNION TWP | 7083 | 10 | 5.04 | Residential | Yes | Behind the Meter | Net-metered residential rooftop and canopy |  | None | Suntuity Solar LLC | PSE&G | Accepted | 2020-04-07 | 2020-04-10 | 2021-10-30 | Hanwha Solar | Q-Cells 315 Mono | Solar Panels |  | 0.315 | 6 | 24 | 27 |  | Fixed | Roof
NJSTRE1545388430 | NJSRRE1544727558 | Transition Incentive Program | ROSELLE | 7203 | 10 | 6.72 | Residential | Yes | Behind the Meter | Net-metered residential rooftop and canopy |  | None | Vivint Solar Developer, LLC | PSE&G | Accepted | 2020-03-19 | 2020-03-24 | 2021-10-30 | SolarEdge | SE7600H-US | Inverters | 7600 |  | 1 |  |  | 0.992 |  | Outdoor | near the utility meter
NJSTRE1545388430 | NJSRRE1544727558 | Transition Incentive Program | ROSELLE | 7203 | 10 | 6.72 | Residential | Yes | Behind the Meter | Net-metered residential rooftop and canopy |  | None | Vivint Solar Developer, LLC | PSE&G | Accepted | 2020-03-19 | 2020-03-24 | 2021-10-30 | Jinko Solar | JKM320M-60HBL | Solar Panels |  | 0.32 | 13 | 170 | 35 |  | Fixed | Roof
NJSTRE1545388430 | NJSRRE1544727558 | Transition Incentive Program | ROSELLE | 7203 | 10 | 6.72 | Residential | Yes | Behind the Meter | Net-metered residential rooftop and canopy |  | None | Vivint Solar Developer, LLC | PSE&G | Accepted | 2020-03-19 | 2020-03-24 | 2021-10-30 | Jinko Solar | JKM320M-60HBL | Solar Panels |  | 0.32 | 8 | 350 | 35 |  | Fixed | Roof
NJSTRE1545388431 | NJSRRE1544610950 | Transition Incentive Program | Ewing TWP | 8628 | 12 | 4.73 | Residential | No | Behind the Meter | Net-metered residential rooftop and canopy |  | None | 1st Light Energy Inc | PSE&G | Accepted | 2020-03-05 | 2020-03-10 | 2021-10-30 | SMA | SB 3.8-1SP-US-41 (240V) | Inverters | 3800 |  | 1 |  |  | 0.97 |  | Outside | within 10 feet of meter
NJSTRE1545388431 | NJSRRE1544610950 | Transition Incentive Program | Ewing TWP | 8628 | 12 | 4.73 | Residential | No | Behind the Meter | Net-metered residential rooftop and canopy |  | None | 1st Light Energy Inc | PSE&G | Accepted | 2020-03-05 | 2020-03-10 | 2021-10-30 | Longi | LR6-60HPB-315M | Solar Panels |  | 0.315 | 15 | 170 | 20 |  | Fixed | Roof
NJSTRE1545388432 | NJSRRE1544884268 | Transition Incentive Program | LODI | 7644 | 7 | 4.16 | Residential | Yes | Behind the Meter | Net-metered residential rooftop and canopy |  | None | Vivint Solar Developer, LLC | PSE&G | Accepted | 2020-04-22 | 2020-04-28 | 2021-10-30 | Solar Edge | SE3800H-US | Inverters | 3800 |  | 1 |  |  | 0.992 |  | Outdoor | Near the Utility Meter
NJSTRE1545388432 | NJSRRE1544884268 | Transition Incentive Program | LODI | 7644 | 7 | 4.16 | Residential | Yes | Behind the Meter | Net-metered residential rooftop and canopy |  | None | Vivint Solar Developer, LLC | PSE&G | Accepted | 2020-04-22 | 2020-04-28 | 2021-10-30 | JinKo Solar | JKM320M-60HBL | Solar Panels |  | 0.32 | 13 | 38 | 19 |  | Fixed | Roof
NJSTRE1545388433 | NJSRRE1544886316 | Transition Incentive Program | BLACKWOOD | 8012 | 14 | 5.76 | Residential | Yes | Behind the Meter | Net-metered residential rooftop and canopy |  | None | Vivint Solar Developer, LLC | AC Electric | Accepted | 2020-04-23 | 2020-04-28 | 2021-10-30 | SolarEdge | SE3800H-US | Inverters | 3800 |  | 1 |  |  | 0.992 |  | Outdoor | Near the Utility Meter
NJSTRE1545388433 | NJSRRE1544886316 | Transition Incentive Program | BLACKWOOD | 8012 | 14 | 5.76 | Residential | Yes | Behind the Meter | Net-metered residential rooftop and canopy |  | None | Vivint Solar Developer, LLC | AC Electric | Accepted | 2020-04-23 | 2020-04-28 | 2021-10-30 | Jinko Solar | JKM320M-60HBL | Solar Panels |  | 0.32 | 6 | 158 | 19 |  | Fixed | Roof
NJSTRE1545388433 | NJSRRE1544886316 | Transition Incentive Program | BLACKWOOD | 8012 | 14 | 5.76 | Residential | Yes | Behind the Meter | Net-metered residential rooftop and canopy |  | None | Vivint Solar Developer, LLC | AC Electric | Accepted | 2020-04-23 | 2020-04-28 | 2021-10-30 | Jinko Solar | JKM320M-60HBL | Solar Panels |  | 0.32 | 3 | 68 | 19 |  | Fixed | Roof
NJSTRE1545388433 | NJSRRE1544886316 | Transition Incentive Program | BLACKWOOD | 8012 | 14 | 5.76 | Residential | Yes | Behind the Meter | Net-metered residential rooftop and canopy |  | None | Vivint Solar Developer, LLC | AC Electric | Accepted | 2020-04-23 | 2020-04-28 | 2021-10-30 | Jinko Solar | JKM320M-60HBL | Solar Panels |  | 0.32 | 6 | 158 | 19 |  | Fixed | Roof
NJSTRE1545388433 | NJSRRE1544886316 | Transition Incentive Program | BLACKWOOD | 8012 | 14 | 5.76 | Residential | Yes | Behind the Meter | Net-metered residential rooftop and canopy |  | None | Vivint Solar Developer, LLC | AC Electric | Accepted | 2020-04-23 | 2020-04-28 | 2021-10-30 | Jinko Solar | JKM320M-60HBL | Solar Panels |  | 0.32 | 3 | 248 | 19 |  | Fixed | Roof
NJSTRE1545388435 | NJSRRE1544719229 | Transition Incentive Program | Hackensack | 7601 | 7 | 7.04 | Residential | Yes | Behind the Meter | Behind the Meter |  | None | Skyline Solar, LLC | PSE&G | Eligible for TI Program | 2020-03-18 | 2020-03-23 | 2021-10-30 | SolarEdge | SE5000H-US | Inverters | 5000 |  | 1 |  |  | 0.99 |  | Outside | within ten feet of meter
NJSTRE1545388435 | NJSRRE1544719229 | Transition Incentive Program | Hackensack | 7601 | 7 | 7.04 | Residential | Yes | Behind the Meter | Behind the Meter |  | None | Skyline Solar, LLC | PSE&G | Eligible for TI Program | 2020-03-18 | 2020-03-23 | 2021-10-30 | Hanwha Q-Cells | Q.PEAK DUO-G5 320 | Solar Panels |  | 0.32 | 22 | 253 | 40 |  | Fixed | Roof
NJSTRE1545388436 | NJSRRE1544854507 | Transition Incentive Program | Sicklerville | 8081 | 14 | 6.93 | Residential | Yes | Behind the Meter | Net-metered residential rooftop and canopy |  | None | Suntuity Solar LLC | AC Electric | Accepted | 2020-04-17 | 2020-04-24 | 2021-10-30 | Enphase Energy | IQ7-60-2-US | Inverters | 240 |  | 22 |  |  | 0.97 |  | Outdoor | Behind the PV Modules
NJSTRE1545388436 | NJSRRE1544854507 | Transition Incentive Program | Sicklerville | 8081 | 14 | 6.93 | Residential | Yes | Behind the Meter | Net-metered residential rooftop and canopy |  | None | Suntuity Solar LLC | AC Electric | Accepted | 2020-04-17 | 2020-04-24 | 2021-10-30 | Hanwha Solar | Q-Cells 315 Mono | Solar Panels |  | 0.315 | 12 | 261 | 26 |  | Fixed | Roof
NJSTRE1545388436 | NJSRRE1544854507 | Transition Incentive Program | Sicklerville | 8081 | 14 | 6.93 | Residential | Yes | Behind the Meter | Net-metered residential rooftop and canopy |  | None | Suntuity Solar LLC | AC Electric | Accepted | 2020-04-17 | 2020-04-24 | 2021-10-30 | Hanwha Solar | Q-Cells 315 Mono | Solar Panels |  | 0.315 | 10 | 81 | 26 |  | Fixed | Roof
NJSTRE1545388438 | NJSRRE1544623023 | Transition Incentive Program | Clayton | 8312 | 15 | 5.94 | Residential | No | Behind the Meter | Net-metered residential rooftop and canopy |  | None | Whitman Construction, LLC | AC Electric | Accepted | 2020-03-10 | 2020-03-12 | 2021-10-30 | Enphase Energy | IQ7X-96-2-US | Inverters | 0.315 |  | 18 |  |  | 0.975 |  | Outside | roof
NJSTRE1545388438 | NJSRRE1544623023 | Transition Incentive Program | Clayton | 8312 | 15 | 5.94 | Residential | No | Behind the Meter | Net-metered residential rooftop and canopy |  | None | Whitman Construction, LLC | AC Electric | Accepted | 2020-03-10 | 2020-03-12 | 2021-10-30 | Panasonic | VBHn330SA17 | Solar Panels |  | 0.33 | 18 | 174 | 20 |  | Fixed | Roof
NJSTRE1545388441 | NJSRRE1544765082 | Transition Incentive Program | Vernon Township | 7462 | 1 | 11.34 | Residential | No | Behind the Meter | Behind the Meter |  | None | Tesla Energy Operations | JCP&L | Eligible for TI Program | 2020-03-25 | 2020-03-30 | 2021-10-30 | Delta Electronics | M10-TL-US [240V] | Inverters | 10000 |  | 1 |  |  | 0.975 |  | Outdoor | Outside
NJSTRE1545388441 | NJSRRE1544765082 | Transition Incentive Program | Vernon Township | 7462 | 1 | 11.34 | Residential | No | Behind the Meter | Behind the Meter |  | None | Tesla Energy Operations | JCP&L | Eligible for TI Program | 2020-03-25 | 2020-03-30 | 2021-10-30 | Hanwha Q CELLS | Q.PEAK DUO BLK-G5/SC315 | Solar Panels |  | 0.315 | 18 | 76 | 18 |  | Fixed | Roof | Outside
NJSTRE1545388441 | NJSRRE1544765082 | Transition Incentive Program | Vernon Township | 7462 | 1 | 11.34 | Residential | No | Behind the Meter | Behind the Meter |  | None | Tesla Energy Operations | JCP&L | Eligible for TI Program | 2020-03-25 | 2020-03-30 | 2021-10-30 | Hanwha Q CELLS | Q.PEAK DUO BLK-G5/SC315 | Solar Panels |  | 0.315 | 18 | 256 | 18 |  | Fixed | Roof | Outside
NJSTRE1545388446 | NJSRRE1544620467 | Transition Incentive Program | Englewood Cliffs | 7623 |  | 94.8 | Non Profit | No | Behind the Meter | Behind the Meter |  | None | TGI Solutions | PSE&G | Eligible for TI Program | 2020-03-08 | 2020-03-11 | 2021-10-30 | eguage | EG4 | Meters | 100 |  | 1 |  |  |  | Yes | Indoor
NJSTRE1545388446 | NJSRRE1544620467 | Transition Incentive Program | Englewood Cliffs | 7623 |  | 94.8 | Non Profit | No | Behind the Meter | Behind the Meter |  | None | TGI Solutions | PSE&G | Eligible for TI Program | 2020-03-08 | 2020-03-11 | 2021-10-30 | SMA | 50us | Inverters | 50000 |  | 1 |  |  | 0.975 |  | Outside | on roof
NJSTRE1545388446 | NJSRRE1544620467 | Transition Incentive Program | Englewood Cliffs | 7623 |  | 94.8 | Non Profit | No | Behind the Meter | Behind the Meter |  | None | TGI Solutions | PSE&G | Eligible for TI Program | 2020-03-08 | 2020-03-11 | 2021-10-30 | SMA | 33us | Inverters | 33000 |  | 1 |  |  | 0.975 |  | Outdoor | on roof
NJSTRE1545388446 | NJSRRE1544620467 | Transition Incentive Program | Englewood Cliffs | 7623 |  | 94.8 | Non Profit | No | Behind the Meter | Behind the Meter |  | None | TGI Solutions | PSE&G | Eligible for TI Program | 2020-03-08 | 2020-03-11 | 2021-10-30 | Certainteed solar | CT395HC11-04 | Solar Panels |  | 0.395 | 240 | 153 | 10 |  | Fixed | Roof | ROOF
NJSTRE1545388448 | NJSRRE1544598062 | Transition Incentive Program | Newark | 7108 | 9 | 7.13 | Residential | No | Behind the Meter | Behind the Meter |  | None | Sunrun Installation Services, Inc. | PSE&G | Eligible for TI Program | 2020-03-04 | 2020-03-09 | 2021-10-30 | Enphase Energy | IQ7-60-x-US (240V) | Inverters | 240 |  | 23 |  |  | 0.96 |  | Outdoor | Rooftop
NJSTRE1545388448 | NJSRRE1544598062 | Transition Incentive Program | Newark | 7108 | 9 | 7.13 | Residential | No | Behind the Meter | Behind the Meter |  | None | Sunrun Installation Services, Inc. | PSE&G | Eligible for TI Program | 2020-03-04 | 2020-03-09 | 2021-10-30 | REC Solar | REC310TP2M | Solar Panels |  | 0.31 | 11 | 107 | 30 |  | Fixed | Roof
NJSTRE1545388448 | NJSRRE1544598062 | Transition Incentive Program | Newark | 7108 | 9 | 7.13 | Residential | No | Behind the Meter | Behind the Meter |  | None | Sunrun Installation Services, Inc. | PSE&G | Eligible for TI Program | 2020-03-04 | 2020-03-09 | 2021-10-30 | REC Solar | REC310TP2M | Solar Panels |  | 0.31 | 12 | 287 | 30 |  | Fixed | Roof
NJSTRE1545388454 | NJSRRE1544818081 | Transition Incentive Program | HASBROUCK HTS | 7604 | 7 | 6.08 | Residential | Yes | Behind the Meter | Net-metered residential rooftop and canopy |  | None | Vivint Solar Developer, LLC | PSE&G | Accepted | 2020-04-10 | 2020-04-16 | 2021-10-30 | SolarEdge | SE7600H-US | Inverters | 7600 |  | 1 |  |  | 0.992 |  | Outdoor | Near the Utility Meter
NJSTRE1545388454 | NJSRRE1544818081 | Transition Incentive Program | HASBROUCK HTS | 7604 | 7 | 6.08 | Residential | Yes | Behind the Meter | Net-metered residential rooftop and canopy |  | None | Vivint Solar Developer, LLC | PSE&G | Accepted | 2020-04-10 | 2020-04-16 | 2021-10-30 | Jinko Solar | JKM320M-60HBL | Solar Panels |  | 0.32 | 19 | 38 | 32 |  | Fixed | Roof
NJSTRE1545388456 | NJSRRE1544626905 | Transition Incentive Program | ROCHELLE PARK | 7662 | 7 | 8.32 | Residential | Yes | Behind the Meter | Net-metered residential rooftop and canopy |  | None | Vivint Solar Developer, LLC | PSE&G | Accepted | 2020-03-12 | 2020-03-16 | 2021-10-30 | SolarEdge | SE7600H-US | Inverters | 7600 |  | 1 |  |  | 0.992 |  | Outdoor | Near the utility meter
NJSTRE1545388456 | NJSRRE1544626905 | Transition Incentive Program | ROCHELLE PARK | 7662 | 7 | 8.32 | Residential | Yes | Behind the Meter | Net-metered residential rooftop and canopy |  | None | Vivint Solar Developer, LLC | PSE&G | Accepted | 2020-03-12 | 2020-03-16 | 2021-10-30 | Jinko Solar | JKM320M-60HBL | Solar Panels |  | 0.32 | 21 | 218 | 7 |  | Fixed | Roof
NJSTRE1545388456 | NJSRRE1544626905 | Transition Incentive Program | ROCHELLE PARK | 7662 | 7 | 8.32 | Residential | Yes | Behind the Meter | Net-metered residential rooftop and canopy |  | None | Vivint Solar Developer, LLC | PSE&G | Accepted | 2020-03-12 | 2020-03-16 | 2021-10-30 | Jinko Solar | JKM320M-60HBL | Solar Panels |  | 0.32 | 5 | 218 | 27 |  | Fixed | Roof
NJSTRE1545388458 | NJSRRE1544724186 | Transition Incentive Program | New Brunswick City | 8901 | 11 | 6.51 | Residential | No | Behind the Meter | Net-metered residential rooftop and canopy |  | None | Palmetto Solar LLC | PSE&G | Accepted | 2020-03-19 | 2020-03-24 | 2021-10-30 | SolarEdge | SE5000H-US | Inverters | 5000 |  | 1 |  |  | 0.98 |  | Outside | Side of house
NJSTRE1545388458 | NJSRRE1544724186 | Transition Incentive Program | New Brunswick City | 8901 | 11 | 6.51 | Residential | No | Behind the Meter | Net-metered residential rooftop and canopy |  | None | Palmetto Solar LLC | PSE&G | Accepted | 2020-03-19 | 2020-03-24 | 2021-10-30 | Yingli | 310D-30b | Solar Panels |  | 0.31 | 10 | 180 | 25 |  | Fixed | Roof
NJSTRE1545388458 | NJSRRE1544724186 | Transition Incentive Program | New Brunswick City | 8901 | 11 | 6.51 | Residential | No | Behind the Meter | Net-metered residential rooftop and canopy |  | None | Palmetto Solar LLC | PSE&G | Accepted | 2020-03-19 | 2020-03-24 | 2021-10-30 | Yingli | 310D-30b | Solar Panels |  | 0.31 | 11 | 360 | 25 |  | Fixed | Roof
NJSTRE1545388459 | NJSRRE1544820416 | Transition Incentive Program | CARTERET | 7008 | 11 | 2.34 | Residential | Yes | Behind the Meter | Net-metered residential rooftop and canopy |  | None | Vivint Solar Developer, LLC | PSE&G | Accepted | 2020-04-10 | 2020-04-20 | 2021-10-30 | Solar Edge | SE3800H-US | Inverters | 3800 |  | 1 |  |  | 0.992 |  | Outdoor | Near the Utility Meter
NJSTRE1545388459 | NJSRRE1544820416 | Transition Incentive Program | CARTERET | 7008 | 11 | 2.34 | Residential | Yes | Behind the Meter | Net-metered residential rooftop and canopy |  | None | Vivint Solar Developer, LLC | PSE&G | Accepted | 2020-04-10 | 2020-04-20 | 2021-10-30 | JINKO SOLAR | JKM260P-60 | Solar Panels |  | 0.26 | 6 | 12 | 37 |  | Fixed | Roof
NJSTRE1545388459 | NJSRRE1544820416 | Transition Incentive Program | CARTERET | 7008 | 11 | 2.34 | Residential | Yes | Behind the Meter | Net-metered residential rooftop and canopy |  | None | Vivint Solar Developer, LLC | PSE&G | Accepted | 2020-04-10 | 2020-04-20 | 2021-10-30 | JINKO SOLAR | JKM260P-60 | Solar Panels |  | 0.26 | 3 | 192 | 17 |  | Fixed | Roof
NJSTRE1545388461 | NJSRRE1544620018 | Transition Incentive Program | Bridgeton | 8302 | 20 | 6.62 | Residential | Yes | Behind the Meter | Net-metered residential rooftop and canopy |  | None | Suntuity Solar LLC | AC Electric | Accepted | 2020-03-07 | 2020-03-11 | 2021-10-30 | Enphase Energy | IQ7-60-2-US | Inverters | 240 |  | 21 |  |  | 0.97 |  | Outdoor | Behind the PV Modules
NJSTRE1545388461 | NJSRRE1544620018 | Transition Incentive Program | Bridgeton | 8302 | 20 | 6.62 | Residential | Yes | Behind the Meter | Net-metered residential rooftop and canopy |  | None | Suntuity Solar LLC | AC Electric | Accepted | 2020-03-07 | 2020-03-11 | 2021-10-30 | Hanwha Solar | Q-Cells 315 Mono | Solar Panels |  | 0.315 | 17 | 166 | 16 |  | Fixed | Roof
NJSTRE1545388461 | NJSRRE1544620018 | Transition Incentive Program | Bridgeton | 8302 | 20 | 6.62 | Residential | Yes | Behind the Meter | Net-metered residential rooftop and canopy |  | None | Suntuity Solar LLC | AC Electric | Accepted | 2020-03-07 | 2020-03-11 | 2021-10-30 | Hanwha Solar | Q-Cells 315 Mono | Solar Panels |  | 0.315 | 4 | 166 | 18 |  | Fixed | Roof
NJSTRE1545388463 | NJSRRE1544836541 | Transition Incentive Program | Whippany | 7981 | 3 | 6.2 | Residential | Yes | Behind the Meter | Net-metered residential rooftop and canopy |  | None | 1st Light Energy Inc | JCP&L | Accepted | 2020-04-13 | 2020-04-20 | 2021-10-30 | Solaredge | SE5000H-USRGM | Inverters | 5000 |  | 1 |  |  | 0.98 |  | Outside | Next to Meter
NJSTRE1545388463 | NJSRRE1544836541 | Transition Incentive Program | Whippany | 7981 | 3 | 6.2 | Residential | Yes | Behind the Meter | Net-metered residential rooftop and canopy |  | None | 1st Light Energy Inc | JCP&L | Accepted | 2020-04-13 | 2020-04-20 | 2021-10-30 | Longi | LR6-60HPB-310M | Solar Panels |  | 0.31 | 14 | 120 | 23 |  | Fixed | Roof
NJSTRE1545388463 | NJSRRE1544836541 | Transition Incentive Program | Whippany | 7981 | 3 | 6.2 | Residential | Yes | Behind the Meter | Net-metered residential rooftop and canopy |  | None | 1st Light Energy Inc | JCP&L | Accepted | 2020-04-13 | 2020-04-20 | 2021-10-30 | Longi | LR6-60HPB-310M | Solar Panels |  | 0.31 | 6 | 209 | 23 |  | Fixed | Roof
NJSTRE1545388465 | NJSRRE1544582350 | Transition Incentive Program | DELAIR | 8110 | 14 | 5.76 | Residential | Yes | Behind the Meter | Net-metered residential rooftop and canopy |  | None | Vivint Solar Developer, LLC | PSE&G | Accepted | 2020-03-04 | 2020-03-06 | 2021-10-30 | SolarEdge | SE3800H-US | Inverters | 3800 |  | 1 |  |  | 0.992 |  | Outdoor | Near the utility meter
NJSTRE1545388465 | NJSRRE1544582350 | Transition Incentive Program | DELAIR | 8110 | 14 | 5.76 | Residential | Yes | Behind the Meter | Net-metered residential rooftop and canopy |  | None | Vivint Solar Developer, LLC | PSE&G | Accepted | 2020-03-04 | 2020-03-06 | 2021-10-30 | Jinko Solar | JKM320M-60HBL | Solar Panels |  | 0.32 | 9 | 107 | 26 |  | Fixed | Roof
NJSTRE1545388465 | NJSRRE1544582350 | Transition Incentive Program | DELAIR | 8110 | 14 | 5.76 | Residential | Yes | Behind the Meter | Net-metered residential rooftop and canopy |  | None | Vivint Solar Developer, LLC | PSE&G | Accepted | 2020-03-04 | 2020-03-06 | 2021-10-30 | Jinko Solar | JKM320M-60HBL | Solar Panels |  | 0.32 | 9 | 287 | 26 |  | Fixed | Roof
NJSTRE1545388468 | NJSRRE1544775991 | Transition Incentive Program | Ocean | 7712 | 17 | 4.8 | Residential | No | Behind the Meter | Net-metered residential rooftop and canopy |  | None | SunPower Corporation, Systems | JCP&L | Accepted | 2020-03-31 | 2020-04-09 | 2021-10-30 | SUNPOWER | SPR-A400-G-AC | Inverters | 349 |  | 12 |  |  | 0.97 |  | Other | under each panel
NJSTRE1545388468 | NJSRRE1544775991 | Transition Incentive Program | Ocean | 7712 | 17 | 4.8 | Residential | No | Behind the Meter | Net-metered residential rooftop and canopy |  | None | SunPower Corporation, Systems | JCP&L | Accepted | 2020-03-31 | 2020-04-09 | 2021-10-30 | SUNPOWER | SPR-A400-G-AC | Solar Panels |  | 0.4 | 5 | 157 | 35 |  | Fixed | Roof
NJSTRE1545388468 | NJSRRE1544775991 | Transition Incentive Program | Ocean | 7712 | 17 | 4.8 | Residential | No | Behind the Meter | Net-metered residential rooftop and canopy |  | None | SunPower Corporation, Systems | JCP&L | Accepted | 2020-03-31 | 2020-04-09 | 2021-10-30 | SUNPOWER | SPR-A400-G-AC | Solar Panels |  | 0.4 | 7 | 157 | 35 |  | Fixed | Roof
NJSTRE1545388469 | NJSRRE1544776327 | Transition Incentive Program | Howell | 7731 | 17 | 10.89 | Residential | No | Behind the Meter | Behind the Meter |  | None | Maier Solar Engineering dba Solar Me | JCP&L | Eligible for TI Program | 2020-03-31 | 2020-04-09 | 2021-10-30 | Enphase | IQ7X | Inverters | 315 |  | 33 |  |  | 0.96 |  | Outside | Under panels
NJSTRE1545388469 | NJSRRE1544776327 | Transition Incentive Program | Howell | 7731 | 17 | 10.89 | Residential | No | Behind the Meter | Behind the Meter |  | None | Maier Solar Engineering dba Solar Me | JCP&L | Eligible for TI Program | 2020-03-31 | 2020-04-09 | 2021-10-30 | Panasonic | VBHN330SA17 | Solar Panels |  | 0.33 | 33 | 145 | 15 |  | Fixed | Roof
NJSTRE1545388470 | NJSRRE1544710189 | Transition Incentive Program | Carneys Point | 8069 | 16 | 3.84 | Residential | Yes | Behind the Meter | Behind the Meter |  | None | Skyline Solar, LLC | AC Electric | Eligible for TI Program | 2020-03-18 | 2020-03-24 | 2021-10-30 | SolarEdge | SE3800H-US | Inverters | 3800 |  | 1 |  |  | 0.99 |  | Outside | within ten feet of meter
NJSTRE1545388470 | NJSRRE1544710189 | Transition Incentive Program | Carneys Point | 8069 | 16 | 3.84 | Residential | Yes | Behind the Meter | Behind the Meter |  | None | Skyline Solar, LLC | AC Electric | Eligible for TI Program | 2020-03-18 | 2020-03-24 | 2021-10-30 | Hanwha Q-Cells | Q.PEAK DUO-G5 320 | Solar Panels |  | 0.32 | 12 | 118 | 24 |  | Fixed | Roof
NJSTRE1545388471 | NJSRRE1544770231 | Transition Incentive Program | Plainfield | 7062 | 10 | 3.6 | Residential | Yes | Behind the Meter | Net-metered residential rooftop and canopy |  | None | SunPower Corporation, Systems | PSE&G | Accepted | 2020-03-27 | 2020-04-02 | 2021-10-30 | SUNPOWER | SPR-E20-327-E-AC | Inverters | 320 |  | 11 |  |  | 0.96 |  | Other | under each panel
NJSTRE1545388471 | NJSRRE1544770231 | Transition Incentive Program | Plainfield | 7062 | 10 | 3.6 | Residential | Yes | Behind the Meter | Net-metered residential rooftop and canopy |  | None | SunPower Corporation, Systems | PSE&G | Accepted | 2020-03-27 | 2020-04-02 | 2021-10-30 | SUNPOWER | SPR-E20-327-E-AC | Solar Panels |  | 0.327 | 3 | 127 | 43 |  | Fixed | Roof
NJSTRE1545388471 | NJSRRE1544770231 | Transition Incentive Program | Plainfield | 7062 | 10 | 3.6 | Residential | Yes | Behind the Meter | Net-metered residential rooftop and canopy |  | None | SunPower Corporation, Systems | PSE&G | Accepted | 2020-03-27 | 2020-04-02 | 2021-10-30 | SUNPOWER | SPR-E20-327-E-AC | Solar Panels |  | 0.327 | 8 | 307 | 43 |  | Fixed | Roof
NJSTRE1545388472 | NJSRRE1544868444 | Transition Incentive Program | SICKLERVILLE | 8081 | 14 | 11.52 | Residential | Yes | Behind the Meter | Net-metered residential rooftop and canopy |  | None | Vivint Solar Developer, LLC | AC Electric | Accepted | 2020-04-21 | 2020-04-27 | 2021-10-30 | SolarEdge | SE7600H-US | Inverters | 7600 |  | 1 |  |  | 0.992 |  | Outdoor | Near the Utility Meter
NJSTRE1545388472 | NJSRRE1544868444 | Transition Incentive Program | SICKLERVILLE | 8081 | 14 | 11.52 | Residential | Yes | Behind the Meter | Net-metered residential rooftop and canopy |  | None | Vivint Solar Developer, LLC | AC Electric | Accepted | 2020-04-21 | 2020-04-27 | 2021-10-30 | Jinko Solar | JKM320M-60HBL | Solar Panels |  | 0.32 | 8 | 54 | 25 |  | Fixed | Roof
NJSTRE1545388472 | NJSRRE1544868444 | Transition Incentive Program | SICKLERVILLE | 8081 | 14 | 11.52 | Residential | Yes | Behind the Meter | Net-metered residential rooftop and canopy |  | None | Vivint Solar Developer, LLC | AC Electric | Accepted | 2020-04-21 | 2020-04-27 | 2021-10-30 | Jinko Solar | JKM320M-60HBL | Solar Panels |  | 0.32 | 10 | 143 | 37 |  | Fixed | Roof
NJSTRE1545388472 | NJSRRE1544868444 | Transition Incentive Program | SICKLERVILLE | 8081 | 14 | 11.52 | Residential | Yes | Behind the Meter | Net-metered residential rooftop and canopy |  | None | Vivint Solar Developer, LLC | AC Electric | Accepted | 2020-04-21 | 2020-04-27 | 2021-10-30 | Jinko Solar | JKM320M-60HBL | Solar Panels |  | 0.32 | 18 | 234 | 25 |  | Fixed | Roof
NJSTRE1545388476 | NJSRRE1544553640 | Transition Incentive Program | Hillsborough | 8844 | 5 | 9.72 | Residential | Yes | Behind the Meter | Net-metered residential rooftop and canopy |  | None | Vision Solar LLC | PSE&G | Accepted | 2020-02-29 | 2020-03-04 | 2021-10-30 | enphase | iq7-60-2-us | Inverters | 0.25 |  | 29 |  |  | 0.96 |  | Other | behind panels
NJSTRE1545388476 | NJSRRE1544553640 | Transition Incentive Program | Hillsborough | 8844 | 5 | 9.72 | Residential | Yes | Behind the Meter | Net-metered residential rooftop and canopy |  | None | Vision Solar LLC | PSE&G | Accepted | 2020-02-29 | 2020-03-04 | 2021-10-30 | lg solar | lg335n1k-v5 | Solar Panels |  | 0.335 | 29 | 116 | 16 |  | Fixed | Roof
NJSTRE1545388478 | NJSRRE1544593106 | Transition Incentive Program | Belleville Twp | 7109 | 9 | 7.52 | Residential | No | Behind the Meter | Net-metered residential rooftop and canopy |  | None | SunnyMac LLC | PSE&G | Accepted | 2020-03-04 | 2020-03-09 | 2021-10-30 | Enphase | IQ7XS-96-ACM-US | Inverters | 0.315 |  | 12 |  |  | 0.99 |  | Outdoor | roof
NJSTRE1545388478 | NJSRRE1544593106 | Transition Incentive Program | Belleville Twp | 7109 | 9 | 7.52 | Residential | No | Behind the Meter | Net-metered residential rooftop and canopy |  | None | SunnyMac LLC | PSE&G | Accepted | 2020-03-04 | 2020-03-09 | 2021-10-30 | SunPower | SPR-E20327 | Solar Panels |  | 0.327 | 23 | 217 | 29 |  | Fixed | Roof
NJSTRE1545388481 | NJSRRE1544838895 | Transition Incentive Program | Hackensack | 7601 | 7 | 6.37 | Residential | Yes | Behind the Meter | Net-metered residential rooftop and canopy |  | None | Pro Custom Solar dba Momentum Solar | PSE&G | Accepted | 2020-04-14 | 2020-04-22 | 2021-10-30 | Enphase Energy | IQ7-60-2-US | Inverters | 240 |  | 19 |  |  | 0.97 |  | Outdoor | Roof
NJSTRE1545388481 | NJSRRE1544838895 | Transition Incentive Program | Hackensack | 7601 | 7 | 6.37 | Residential | Yes | Behind the Meter | Net-metered residential rooftop and canopy |  | None | Pro Custom Solar dba Momentum Solar | PSE&G | Accepted | 2020-04-14 | 2020-04-22 | 2021-10-30 | HANWHA | Q.PEAK DUO BLK G6+ 335 | Solar Panels |  | 0.335 | 4 | 308 | 10 |  | Fixed | Roof
NJSTRE1545388481 | NJSRRE1544838895 | Transition Incentive Program | Hackensack | 7601 | 7 | 6.37 | Residential | Yes | Behind the Meter | Net-metered residential rooftop and canopy |  | None | Pro Custom Solar dba Momentum Solar | PSE&G | Accepted | 2020-04-14 | 2020-04-22 | 2021-10-30 | HANWHA | Q.PEAK DUO BLK G6+ 335 | Solar Panels |  | 0.335 | 15 | 128 | 41 |  | Fixed | Roof
NJSTRE1545388482 | NJSRRE1544903630 | Transition Incentive Program | Pleasantville | 8232 | 19 | 7.04 | Residential | Yes | Behind the Meter | Behind the Meter |  | None | Steve Whitman LLC | AC Electric | Eligible for TI Program | 2020-04-27 | 2020-04-30 | 2021-10-30 | SolarEdge | SE5000H-US | Inverters | 5000 |  | 1 |  |  | 0.99 |  | Outside | within ten feet of meter
NJSTRE1545388482 | NJSRRE1544903630 | Transition Incentive Program | Pleasantville | 8232 | 19 | 7.04 | Residential | Yes | Behind the Meter | Behind the Meter |  | None | Steve Whitman LLC | AC Electric | Eligible for TI Program | 2020-04-27 | 2020-04-30 | 2021-10-30 | Hanwha Q-Cells | Q.PEAK DUO-G5 320 | Solar Panels |  | 0.32 | 22 | 124304 | 21 |  | Fixed | Roof
NJSTRE1545388490 | NJSRRE1544759164 | Transition Incentive Program | Paulsboro | 8066 | 15 | 5.44 | Residential | No | Behind the Meter | Behind the Meter |  | None | Orbit Energy & Power, LLC | AC Electric | Eligible for TI Program | 2020-03-23 | 2020-03-26 | 2021-10-30 | Enphase | IQ7-60-2-US | Inverters | 0.24 |  | 17 |  |  | 0.99 |  | Outside | roof
NJSTRE1545388490 | NJSRRE1544759164 | Transition Incentive Program | Paulsboro | 8066 | 15 | 5.44 | Residential | No | Behind the Meter | Behind the Meter |  | None | Orbit Energy & Power, LLC | AC Electric | Eligible for TI Program | 2020-03-23 | 2020-03-26 | 2021-10-30 | Hanwha | Q.Peak Duo BLK G5 320W | Solar Panels |  | 0.32 | 17 | 252 | 28 |  | Fixed | Roof
NJSTRE1545388492 | NJSRRE1544868454 | Transition Incentive Program | ELIZABETH | 7206 | 10 | 2.88 | Residential | Yes | Behind the Meter | Net-metered residential rooftop and canopy |  | None | Vivint Solar Developer, LLC | PSE&G | Accepted | 2020-04-21 | 2020-04-27 | 2021-10-30 | Solar Edge | SE3800H-US | Inverters | 3800 |  | 1 |  |  | 0.992 |  | Outdoor | Near the Utility Meter
NJSTRE1545388492 | NJSRRE1544868454 | Transition Incentive Program | ELIZABETH | 7206 | 10 | 2.88 | Residential | Yes | Behind the Meter | Net-metered residential rooftop and canopy |  | None | Vivint Solar Developer, LLC | PSE&G | Accepted | 2020-04-21 | 2020-04-27 | 2021-10-30 | JINKO SOLAR | JKM320M-60HBL | Solar Panels |  | 0.32 | 9 | 317 | 41 |  | Fixed | Roof
NJSTRE1545388496 | NJSRRE1544820556 | Transition Incentive Program | SADDLE BROOK | 7663 | 7 | 7.68 | Residential | Yes | Behind the Meter | Net-metered residential rooftop and canopy |  | None | Vivint Solar Developer, LLC | PSE&G | Accepted | 2020-04-10 | 2020-04-20 | 2021-10-30 | Solar Edge | SE7600H-US | Inverters | 7600 |  | 1 |  |  | 0.992 |  | Outdoor | Near the Utility Meter
NJSTRE1545388496 | NJSRRE1544820556 | Transition Incentive Program | SADDLE BROOK | 7663 | 7 | 7.68 | Residential | Yes | Behind the Meter | Net-metered residential rooftop and canopy |  | None | Vivint Solar Developer, LLC | PSE&G | Accepted | 2020-04-10 | 2020-04-20 | 2021-10-30 | JINKO SOLAR | JKM320M-60HBL | Solar Panels |  | 0.32 | 6 | 341 | 22 |  | Fixed | Roof
NJSTRE1545388496 | NJSRRE1544820556 | Transition Incentive Program | SADDLE BROOK | 7663 | 7 | 7.68 | Residential | Yes | Behind the Meter | Net-metered residential rooftop and canopy |  | None | Vivint Solar Developer, LLC | PSE&G | Accepted | 2020-04-10 | 2020-04-20 | 2021-10-30 | JINKO SOLAR | JKM320M-60HBL | Solar Panels |  | 0.32 | 3 | 71 | 22 |  | Fixed | Roof
NJSTRE1545388496 | NJSRRE1544820556 | Transition Incentive Program | SADDLE BROOK | 7663 | 7 | 7.68 | Residential | Yes | Behind the Meter | Net-metered residential rooftop and canopy |  | None | Vivint Solar Developer, LLC | PSE&G | Accepted | 2020-04-10 | 2020-04-20 | 2021-10-30 | JINKO SOLAR | JKM320M-60HBL | Solar Panels |  | 0.32 | 8 | 341 | 22 |  | Fixed | Roof
NJSTRE1545388496 | NJSRRE1544820556 | Transition Incentive Program | SADDLE BROOK | 7663 | 7 | 7.68 | Residential | Yes | Behind the Meter | Net-metered residential rooftop and canopy |  | None | Vivint Solar Developer, LLC | PSE&G | Accepted | 2020-04-10 | 2020-04-20 | 2021-10-30 | JINKO SOLAR | JKM320M-60HBL | Solar Panels |  | 0.32 | 5 | 161 | 22 |  | Fixed | Roof
NJSTRE1545388496 | NJSRRE1544820556 | Transition Incentive Program | SADDLE BROOK | 7663 | 7 | 7.68 | Residential | Yes | Behind the Meter | Net-metered residential rooftop and canopy |  | None | Vivint Solar Developer, LLC | PSE&G | Accepted | 2020-04-10 | 2020-04-20 | 2021-10-30 | JINKO SOLAR | JKM320M-60HBL | Solar Panels |  | 0.32 | 2 | 341 | 14 |  | Fixed | Roof
NJSTRE1545388497 | NJSRRE1544768764 | Transition Incentive Program | Plainfield | 7060 | 10 | 5.12 | Residential | Yes | Behind the Meter | Behind the Meter |  | None | Skyline Solar, LLC | PSE&G | Eligible for TI Program | 2020-03-27 | 2020-04-01 | 2021-10-30 | SolarEdge | SE3800H-US | Inverters | 3800 |  | 1 |  |  | 0.99 |  | Outside | within ten feet of meter
NJSTRE1545388497 | NJSRRE1544768764 | Transition Incentive Program | Plainfield | 7060 | 10 | 5.12 | Residential | Yes | Behind the Meter | Behind the Meter |  | None | Skyline Solar, LLC | PSE&G | Eligible for TI Program | 2020-03-27 | 2020-04-01 | 2021-10-30 | Hanwha Q-Cells | Q.PEAK DUO-G5 320 | Solar Panels |  | 0.32 | 16 | 178 | 22 |  | Fixed | Roof
NJSTRE1545388498 | NJSRRE1544721021 | Transition Incentive Program | Clifton | 7011 | 6 | 3.74 | Residential | Yes | Behind the Meter | Behind the Meter |  | None | Trinity Solar | PSE&G | Eligible for TI Program | 2020-03-19 | 2020-03-23 | 2021-10-30 | Solar Edge | SE3000 | Inverters | 3000 |  | 1 |  |  | 0.97 |  | Outdoor | side of home
NJSTRE1545388498 | NJSRRE1544721021 | Transition Incentive Program | Clifton | 7011 | 6 | 3.74 | Residential | Yes | Behind the Meter | Behind the Meter |  | None | Trinity Solar | PSE&G | Eligible for TI Program | 2020-03-19 | 2020-03-23 | 2021-10-30 | Hanwha | Q.PEAK DUO BLK-G6 340 | Solar Panels |  | 0.34 | 11 | 167 | 23 |  | Fixed | Roof
NJSTRE1545388499 | NJSRRE1544612660 | Transition Incentive Program | West Milford | 7480 | 6 | 7.04 | Residential | Yes | Behind the Meter | Behind the Meter |  | None | Skyline Solar, LLC | Orange Rockland Electric | Eligible for TI Program | 2020-03-06 | 2020-03-11 | 2021-10-30 | SolarEdge | SE5000H-US | Inverters | 5000 |  | 1 |  |  | 0.99 |  | Outside | within ten feet of meter
NJSTRE1545388499 | NJSRRE1544612660 | Transition Incentive Program | West Milford | 7480 | 6 | 7.04 | Residential | Yes | Behind the Meter | Behind the Meter |  | None | Skyline Solar, LLC | Orange Rockland Electric | Eligible for TI Program | 2020-03-06 | 2020-03-11 | 2021-10-30 | Hanwha Q-Cells | Q.PEAK DUO-G5 320 | Solar Panels |  | 0.32 | 22 | 181 | 19 |  | Fixed | Roof
NJSTRE1545388501 | NJSRRE1544597856 | Transition Incentive Program | Newark City | 7104 | 9 | 5.89 | Residential | Yes | Behind the Meter | Behind the Meter |  | None | Sunrun Installation Services, Inc. | PSE&G | Eligible for TI Program | 2020-03-04 | 2020-03-09 | 2021-10-30 | Enphase Energy | IQ7-60-x-US (240V) | Inverters | 240 |  | 19 |  |  | 0.96 |  | Outdoor | Rooftop
NJSTRE1545388501 | NJSRRE1544597856 | Transition Incentive Program | Newark City | 7104 | 9 | 5.89 | Residential | Yes | Behind the Meter | Behind the Meter |  | None | Sunrun Installation Services, Inc. | PSE&G | Eligible for TI Program | 2020-03-04 | 2020-03-09 | 2021-10-30 | REC Solar | REC310TP2M | Solar Panels |  | 0.31 | 2 | 292 | 27 |  | Fixed | Roof
NJSTRE1545388501 | NJSRRE1544597856 | Transition Incentive Program | Newark City | 7104 | 9 | 5.89 | Residential | Yes | Behind the Meter | Behind the Meter |  | None | Sunrun Installation Services, Inc. | PSE&G | Eligible for TI Program | 2020-03-04 | 2020-03-09 | 2021-10-30 | REC Solar | REC310TP2M | Solar Panels |  | 0.31 | 17 | 202 | 10 |  | Fixed | Roof
NJSTRE1545388502 | NJSRRE1544766671 | Transition Incentive Program | Maplewood TWP | 7040 | 9 | 3.78 | Residential | Yes | Behind the Meter | Net-metered residential rooftop and canopy |  | None | Tesla Energy Operations Inc | PSE&G | Accepted | 2020-03-26 | 2020-03-31 | 2021-10-30 | SolarEdge Technologies Ltd. | SE3800H-US [240V] | Inverters | 3800 |  | 1 |  |  | 0.99 |  | Outdoor | Outdoor
NJSTRE1545388502 | NJSRRE1544766671 | Transition Incentive Program | Maplewood TWP | 7040 | 9 | 3.78 | Residential | Yes | Behind the Meter | Net-metered residential rooftop and canopy |  | None | Tesla Energy Operations Inc | PSE&G | Accepted | 2020-03-26 | 2020-03-31 | 2021-10-30 | Hanwha Q Cells | Q.PEAK DUO BLK-G5/SC315 | Solar Panels |  | 0.315 | 2 | 108 | 21 |  | Fixed | Roof
NJSTRE1545388502 | NJSRRE1544766671 | Transition Incentive Program | Maplewood TWP | 7040 | 9 | 3.78 | Residential | Yes | Behind the Meter | Net-metered residential rooftop and canopy |  | None | Tesla Energy Operations Inc | PSE&G | Accepted | 2020-03-26 | 2020-03-31 | 2021-10-30 | Hanwha Q Cells | Q.PEAK DUO BLK-G5/SC315 | Solar Panels |  | 0.315 | 10 | 108 | 23 |  | Fixed | Roof
NJSTRE1545388503 | NJSRRE1544854560 | Transition Incentive Program | Villas | 8251 | 21 | 9.3 | Residential | Yes | Behind the Meter | Behind the Meter |  | None | Sunrun Installation Services, Inc. | AC Electric | Eligible for TI Program | 2020-04-17 | 2020-04-23 | 2021-10-30 | Enphase Energy | IQ7-60-x-US (240V) | Inverters | 240 |  | 30 |  |  | 0.96 |  | Outdoor | Rooftop
NJSTRE1545388503 | NJSRRE1544854560 | Transition Incentive Program | Villas | 8251 | 21 | 9.3 | Residential | Yes | Behind the Meter | Behind the Meter |  | None | Sunrun Installation Services, Inc. | AC Electric | Eligible for TI Program | 2020-04-17 | 2020-04-23 | 2021-10-30 | REC Solar | REC310TP2M | Solar Panels |  | 0.31 | 8 | 118 | 18 |  | Fixed | Roof
NJSTRE1545388503 | NJSRRE1544854560 | Transition Incentive Program | Villas | 8251 | 21 | 9.3 | Residential | Yes | Behind the Meter | Behind the Meter |  | None | Sunrun Installation Services, Inc. | AC Electric | Eligible for TI Program | 2020-04-17 | 2020-04-23 | 2021-10-30 | REC Solar | REC310TP2M | Solar Panels |  | 0.31 | 22 | 298 | 18 |  | Fixed | Roof
NJSTRE1545388505 | NJSRRE1544680791 | Transition Incentive Program | Brick Township | 8723 | 18 | 5.56 | Residential | No | Behind the Meter | Net-metered residential rooftop and canopy |  | None | SunPower Corporation, Systems | JCP&L | Accepted | 2020-03-13 | 2020-03-18 | 2021-10-30 | SUNPOWER | SPR-E20-327-E-AC | Inverters | 320 |  | 17 |  |  | 0.96 |  | Other | under each panel
NJSTRE1545388505 | NJSRRE1544680791 | Transition Incentive Program | Brick Township | 8723 | 18 | 5.56 | Residential | No | Behind the Meter | Net-metered residential rooftop and canopy |  | None | SunPower Corporation, Systems | JCP&L | Accepted | 2020-03-13 | 2020-03-18 | 2021-10-30 | SUNPOWER | SPR-E20-327-E-AC | Solar Panels |  | 0.327 | 17 | 129 | 33 |  | Fixed | Roof
NJSTRE1545388510 | NJSRRE1544553648 | Transition Incentive Program | EGG HARBOR TOWNSHIP | 8234 | 19 | 4.8 | Residential | Yes | Behind the Meter | Net-metered residential rooftop and canopy |  | None | Vivint Solar Developer, LLC | AC Electric | Accepted | 2020-02-29 | 2020-03-04 | 2021-10-30 | SOLAREDGE | SE3800H-US | Inverters | 3800 |  | 1 |  |  | 0.992 |  | Outdoor | Near the Utility Meter
NJSTRE1545388510 | NJSRRE1544553648 | Transition Incentive Program | EGG HARBOR TOWNSHIP | 8234 | 19 | 4.8 | Residential | Yes | Behind the Meter | Net-metered residential rooftop and canopy |  | None | Vivint Solar Developer, LLC | AC Electric | Accepted | 2020-02-29 | 2020-03-04 | 2021-10-30 | JINKO SOLAR | JKM320M-60HBL | Solar Panels |  | 0.32 | 15 | 215 | 38 |  | Fixed | Roof
NJSTRE1545388511 | NJSRRE1544775879 | Transition Incentive Program | Neshanic Station | 8853 | 5 | 10.54 | Residential | No | Behind the Meter | Net-metered residential rooftop and canopy |  | None | Spectacular Solar | JCP&L | Accepted | 2020-03-31 | 2020-04-09 | 2021-10-30 | Solar Edge | SE10000H-US | Inverters | 10000 |  | 1 |  |  | 0.992 |  | Outside | Next to meter
NJSTRE1545388511 | NJSRRE1544775879 | Transition Incentive Program | Neshanic Station | 8853 | 5 | 10.54 | Residential | No | Behind the Meter | Net-metered residential rooftop and canopy |  | None | Spectacular Solar | JCP&L | Accepted | 2020-03-31 | 2020-04-09 | 2021-10-30 | Trinasolar | TSM-DD05A.08(II) | Solar Panels |  | 0.31 | 34 | 180 | 30 |  | Fixed | Ground | Backyard
NJSTRE1545388513 | NJSRRE1544559324 | Transition Incentive Program | Sewell | 8080 | 15 | 17.09 | Residential | Yes | Behind the Meter | Net-metered residential rooftop and canopy |  | None | Vision Solar LLC | AC Electric | Accepted | 2020-02-29 | 2020-03-04 | 2021-10-30 | enphase | iq7-60-2-us | Inverters | 0.25 |  | 51 |  |  | 0.96 |  | Other | behind panels
NJSTRE1545388513 | NJSRRE1544559324 | Transition Incentive Program | Sewell | 8080 | 15 | 17.09 | Residential | Yes | Behind the Meter | Net-metered residential rooftop and canopy |  | None | Vision Solar LLC | AC Electric | Accepted | 2020-02-29 | 2020-03-04 | 2021-10-30 | lg solar | lg335n1k-v5 | Solar Panels |  | 0.335 | 9 | 237 | 20 |  | Fixed | Roof
NJSTRE1545388513 | NJSRRE1544559324 | Transition Incentive Program | Sewell | 8080 | 15 | 17.09 | Residential | Yes | Behind the Meter | Net-metered residential rooftop and canopy |  | None | Vision Solar LLC | AC Electric | Accepted | 2020-02-29 | 2020-03-04 | 2021-10-30 | lg solar | lg335n1k-v5 | Solar Panels |  | 0.335 | 19 | 236 | 20 |  | Fixed | Roof
NJSTRE1545388513 | NJSRRE1544559324 | Transition Incentive Program | Sewell | 8080 | 15 | 17.09 | Residential | Yes | Behind the Meter | Net-metered residential rooftop and canopy |  | None | Vision Solar LLC | AC Electric | Accepted | 2020-02-29 | 2020-03-04 | 2021-10-30 | lg solar | lg335n1k-v5 | Solar Panels |  | 0.335 | 3 | 236 | 20 |  | Fixed | Roof
NJSTRE1545388513 | NJSRRE1544559324 | Transition Incentive Program | Sewell | 8080 | 15 | 17.09 | Residential | Yes | Behind the Meter | Net-metered residential rooftop and canopy |  | None | Vision Solar LLC | AC Electric | Accepted | 2020-02-29 | 2020-03-04 | 2021-10-30 | lg solar | lg335n1k-v5 | Solar Panels |  | 0.335 | 20 | 56 | 29 |  | Fixed | Roof
NJSTRE1545388516 | NJSRRE1544710368 | Transition Incentive Program | Pennsauken Twp | 8110 | 14 | 13.07 | Residential | Yes | Behind the Meter | Net-metered residential rooftop and canopy |  | None | Castle Energy, LLC | PSE&G | Accepted | 2020-03-18 | 2020-03-23 | 2021-10-30 | Enphase Energy | IQ7-60-2-US | Inverters | 290 |  | 39 |  |  | 0.967 |  | Outdoor | on the rooftop under each solar panel
NJSTRE1545388516 | NJSRRE1544710368 | Transition Incentive Program | Pennsauken Twp | 8110 | 14 | 13.07 | Residential | Yes | Behind the Meter | Net-metered residential rooftop and canopy |  | None | Castle Energy, LLC | PSE&G | Accepted | 2020-03-18 | 2020-03-23 | 2021-10-30 | Hanwha Q-Cells | Q.Peak DUO-BLK-G6 335 | Solar Panels |  | 0.335 | 8 | 63 | 22 |  | Fixed | Roof
NJSTRE1545388516 | NJSRRE1544710368 | Transition Incentive Program | Pennsauken Twp | 8110 | 14 | 13.07 | Residential | Yes | Behind the Meter | Net-metered residential rooftop and canopy |  | None | Castle Energy, LLC | PSE&G | Accepted | 2020-03-18 | 2020-03-23 | 2021-10-30 | Hanwha Q-Cells | Q.Peak DUO-BLK-G6 335 | Solar Panels |  | 0.335 | 19 | 153 | 22 |  | Fixed | Roof
NJSTRE1545388516 | NJSRRE1544710368 | Transition Incentive Program | Pennsauken Twp | 8110 | 14 | 13.07 | Residential | Yes | Behind the Meter | Net-metered residential rooftop and canopy |  | None | Castle Energy, LLC | PSE&G | Accepted | 2020-03-18 | 2020-03-23 | 2021-10-30 | Hanwha Q-Cells | Q.Peak DUO-BLK-G6 335 | Solar Panels |  | 0.335 | 12 | 243 | 22 |  | Fixed | Roof
NJSTRE1545388519 | NJSRRE1544646650 | Transition Incentive Program | Bayville | 8721 | 18 | 9.52 | Residential | No | Behind the Meter | Behind the Meter |  | None | NJ Solar Power, LLC | JCP&L | Eligible for TI Program | 2020-03-12 | 2020-03-17 | 2021-10-30 | SolarEdge | SE7600H-US | Inverters | 7600 |  | 1 |  |  | 0.99 |  | Indoor | garage
NJSTRE1545388519 | NJSRRE1544646650 | Transition Incentive Program | Bayville | 8721 | 18 | 9.52 | Residential | No | Behind the Meter | Behind the Meter |  | None | NJ Solar Power, LLC | JCP&L | Eligible for TI Program | 2020-03-12 | 2020-03-17 | 2021-10-30 | Panasonic | VBHN340SA17 | Solar Panels |  | 0.34 | 28 | 90 | 18 |  | Fixed | Roof
NJSTRE1545388520 | NJSRRE1544695684 | Transition Incentive Program | Tewksbury | 8833 | 4 | 18.9 | Residential | No | Behind the Meter | Behind the Meter |  | None | Green Power energy | JCP&L | Eligible for TI Program | 2020-03-16 | 2020-03-18 | 2021-10-30 | SolarEdge Technologies | SE7600H-US | Inverters | 7600 |  | 2 |  |  | 0.97 |  | Outside | Next to meter
NJSTRE1545388520 | NJSRRE1544695684 | Transition Incentive Program | Tewksbury | 8833 | 4 | 18.9 | Residential | No | Behind the Meter | Behind the Meter |  | None | Green Power energy | JCP&L | Eligible for TI Program | 2020-03-16 | 2020-03-18 | 2021-10-30 | LG Electronics | LG350N1C-V5 | Solar Panels |  | 0.35 | 11 | 161 | 27 |  | Fixed | Roof
NJSTRE1545388520 | NJSRRE1544695684 | Transition Incentive Program | Tewksbury | 8833 | 4 | 18.9 | Residential | No | Behind the Meter | Behind the Meter |  | None | Green Power energy | JCP&L | Eligible for TI Program | 2020-03-16 | 2020-03-18 | 2021-10-30 | LG Electronics | LG350N1C-V5 | Solar Panels |  | 0.35 | 4 | 247 | 27 |  | Fixed | Roof
NJSTRE1545388520 | NJSRRE1544695684 | Transition Incentive Program | Tewksbury | 8833 | 4 | 18.9 | Residential | No | Behind the Meter | Behind the Meter |  | None | Green Power energy | JCP&L | Eligible for TI Program | 2020-03-16 | 2020-03-18 | 2021-10-30 | LG Electronics | LG350N1C-V5 | Solar Panels |  | 0.35 | 29 | 157 | 27 |  | Fixed | Roof
NJSTRE1545388520 | NJSRRE1544695684 | Transition Incentive Program | Tewksbury | 8833 | 4 | 18.9 | Residential | No | Behind the Meter | Behind the Meter |  | None | Green Power energy | JCP&L | Eligible for TI Program | 2020-03-16 | 2020-03-18 | 2021-10-30 | LG Electronics | LG350N1C-V5 | Solar Panels |  | 0.35 | 10 | 160 | 27 |  | Fixed | Roof
NJSTRE1545388521 | NJSRRE1544813268 | Transition Incentive Program | Plainfield | 7062 | 10 | 6.21 | Residential | Yes | Behind the Meter | Behind the Meter |  | None | Sunrun Installation Services, Inc. | PSE&G | Eligible for TI Program | 2020-04-08 | 2020-04-15 | 2021-10-30 | Delta Electronics | M5-TL-US | Inverters | 5000 |  | 1 |  |  | 0.96 |  | Outdoor | Next To Meter
NJSTRE1545388521 | NJSRRE1544813268 | Transition Incentive Program | Plainfield | 7062 | 10 | 6.21 | Residential | Yes | Behind the Meter | Behind the Meter |  | None | Sunrun Installation Services, Inc. | PSE&G | Eligible for TI Program | 2020-04-08 | 2020-04-15 | 2021-10-30 | LG Electronics | LG345N1C-V5 | Solar Panels |  | 0.345 | 9 | 320 | 27 |  | Fixed | Roof
NJSTRE1545388521 | NJSRRE1544813268 | Transition Incentive Program | Plainfield | 7062 | 10 | 6.21 | Residential | Yes | Behind the Meter | Behind the Meter |  | None | Sunrun Installation Services, Inc. | PSE&G | Eligible for TI Program | 2020-04-08 | 2020-04-15 | 2021-10-30 | LG Electronics | LG345N1C-V5 | Solar Panels |  | 0.345 | 9 | 139 | 27 |  | Fixed | Roof
NJSTRE1545388522 | NJSRRE1544894070 | Transition Incentive Program | Leonia | 7605 | 7 | 8.28 | Residential | Yes | Behind the Meter | Behind the Meter |  | None | Sunrun Installation Services, Inc. | PSE&G | Eligible for TI Program | 2020-04-24 | 2020-04-30 | 2021-10-30 | Enphase Energy | IQ7PLUS-72-x-US (240V) | Inverters | 290 |  | 24 |  |  | 0.96 |  | Outdoor | Rooftop
NJSTRE1545388522 | NJSRRE1544894070 | Transition Incentive Program | Leonia | 7605 | 7 | 8.28 | Residential | Yes | Behind the Meter | Behind the Meter |  | None | Sunrun Installation Services, Inc. | PSE&G | Eligible for TI Program | 2020-04-24 | 2020-04-30 | 2021-10-30 | LG Electronics | LG345N1C-V5 | Solar Panels |  | 0.345 | 24 | 118 | 9 |  | Fixed | Roof
NJSTRE1545388524 | NJSRRE1544810430 | Transition Incentive Program | MANAHAWKIN | 8050 | 18 | 12.48 | Residential | Yes | Behind the Meter | Net-metered residential rooftop and canopy |  | None | Vivint Solar Developer, LLC | AC Electric | Accepted | 2020-04-08 | 2020-04-13 | 2021-10-30 | Solar Edge | SE10000H-US | Inverters | 10000 |  | 1 |  |  | 0.992 |  | Outdoor | Near the Utility Meter
NJSTRE1545388524 | NJSRRE1544810430 | Transition Incentive Program | MANAHAWKIN | 8050 | 18 | 12.48 | Residential | Yes | Behind the Meter | Net-metered residential rooftop and canopy |  | None | Vivint Solar Developer, LLC | AC Electric | Accepted | 2020-04-08 | 2020-04-13 | 2021-10-30 | JINKO SOLAR | JKM320M-60HBL | Solar Panels |  | 0.32 | 6 | 155 | 19 |  | Fixed | Roof
NJSTRE1545388524 | NJSRRE1544810430 | Transition Incentive Program | MANAHAWKIN | 8050 | 18 | 12.48 | Residential | Yes | Behind the Meter | Net-metered residential rooftop and canopy |  | None | Vivint Solar Developer, LLC | AC Electric | Accepted | 2020-04-08 | 2020-04-13 | 2021-10-30 | JINKO SOLAR | JKM320M-60HBL | Solar Panels |  | 0.32 | 17 | 245 | 19 |  | Fixed | Roof
NJSTRE1545388524 | NJSRRE1544810430 | Transition Incentive Program | MANAHAWKIN | 8050 | 18 | 12.48 | Residential | Yes | Behind the Meter | Net-metered residential rooftop and canopy |  | None | Vivint Solar Developer, LLC | AC Electric | Accepted | 2020-04-08 | 2020-04-13 | 2021-10-30 | JINKO SOLAR | JKM320M-60HBL | Solar Panels |  | 0.32 | 16 | 65 | 19 |  | Fixed | Roof
NJSTRE1545388525 | NJSRRE1544806876 | Transition Incentive Program | Montgomery | 8502 | 5 | 35.2 | Residential | No | Behind the Meter | Behind the Meter |  | None | Green Power Energy | PSE&G | Eligible for TI Program | 2020-04-08 | 2020-04-14 | 2021-10-30 | Enphase Energy | IQ7PLUS-72-2-US | Inverters | 290 |  | 88 |  |  | 0.97 |  | Outside | next to meter
NJSTRE1545388525 | NJSRRE1544806876 | Transition Incentive Program | Montgomery | 8502 | 5 | 35.2 | Residential | No | Behind the Meter | Behind the Meter |  | None | Green Power Energy | PSE&G | Eligible for TI Program | 2020-04-08 | 2020-04-14 | 2021-10-30 | Hanwha | Q.PEAK DUO L-G7.2 400 | Solar Panels |  | 0.4 | 88 | 210 | 20 |  | Fixed | Ground
NJSTRE1545388527 | NJSRRE1544802112 | Transition Incentive Program | Laurel Springs | 8021 | 14 | 8.32 | Residential | No | Behind the Meter | Net-metered residential rooftop and canopy |  | None | Whitman Construction, LLC | AC Electric | Accepted | 2020-04-07 | 2020-04-09 | 2021-10-30 | Enphase Energy | IQ7-60-2-US | Inverters | 0.24 |  | 26 |  |  | 0.976 |  | Outside | roof top
NJSTRE1545388527 | NJSRRE1544802112 | Transition Incentive Program | Laurel Springs | 8021 | 14 | 8.32 | Residential | No | Behind the Meter | Net-metered residential rooftop and canopy |  | None | Whitman Construction, LLC | AC Electric | Accepted | 2020-04-07 | 2020-04-09 | 2021-10-30 | Trina Solar | TSM-320DD05H | Solar Panels |  | 0.32 | 2 | 217 | 17 |  | Fixed | Roof
NJSTRE1545388527 | NJSRRE1544802112 | Transition Incentive Program | Laurel Springs | 8021 | 14 | 8.32 | Residential | No | Behind the Meter | Net-metered residential rooftop and canopy |  | None | Whitman Construction, LLC | AC Electric | Accepted | 2020-04-07 | 2020-04-09 | 2021-10-30 | Trina Solar | TSM-320DD05H | Solar Panels |  | 0.32 | 2 | 126 | 19 |  | Fixed | Roof
NJSTRE1545388527 | NJSRRE1544802112 | Transition Incentive Program | Laurel Springs | 8021 | 14 | 8.32 | Residential | No | Behind the Meter | Net-metered residential rooftop and canopy |  | None | Whitman Construction, LLC | AC Electric | Accepted | 2020-04-07 | 2020-04-09 | 2021-10-30 | Trina Solar | TSM-320DD05H | Solar Panels |  | 0.32 | 22 | 216 | 22 |  | Fixed | Roof
NJSTRE1545388529 | NJSRRE1544565285 | Transition Incentive Program | Blairstown | 7825 | 2 | 5.58 | Residential | Yes | Behind the Meter | Behind the Meter |  | None | Sunrun Installation Services, Inc. | JCP&L | Eligible for TI Program | 2020-03-02 | 2020-03-05 | 2021-10-30 | Enphase Energy | IQ7-60-x-US (240V) | Inverters | 240 |  | 18 |  |  | 0.96 |  | Outdoor | Rooftop
NJSTRE1545388529 | NJSRRE1544565285 | Transition Incentive Program | Blairstown | 7825 | 2 | 5.58 | Residential | Yes | Behind the Meter | Behind the Meter |  | None | Sunrun Installation Services, Inc. | JCP&L | Eligible for TI Program | 2020-03-02 | 2020-03-05 | 2021-10-30 | REC Solar | REC310TP2M | Solar Panels |  | 0.31 | 10 | 234 | 30 |  | Fixed | Roof
NJSTRE1545388529 | NJSRRE1544565285 | Transition Incentive Program | Blairstown | 7825 | 2 | 5.58 | Residential | Yes | Behind the Meter | Behind the Meter |  | None | Sunrun Installation Services, Inc. | JCP&L | Eligible for TI Program | 2020-03-02 | 2020-03-05 | 2021-10-30 | REC Solar | REC310TP2M | Solar Panels |  | 0.31 | 8 | 236 | 9 |  | Fixed | Roof
NJSTRE1545388532 | NJSRRE1544611301 | Transition Incentive Program | BARNEGAT | 8005 | 18 | 4.48 | Residential | Yes | Behind the Meter | Net-metered residential rooftop and canopy |  | None | Vivint Solar Developer, LLC | JCP&L | Accepted | 2020-03-06 | 2020-03-11 | 2021-10-30 | SolarEdge | SE3800H-US | Inverters | 3800 |  | 1 |  |  | 0.992 |  | Outdoor | Near the utility meter
NJSTRE1545388532 | NJSRRE1544611301 | Transition Incentive Program | BARNEGAT | 8005 | 18 | 4.48 | Residential | Yes | Behind the Meter | Net-metered residential rooftop and canopy |  | None | Vivint Solar Developer, LLC | JCP&L | Accepted | 2020-03-06 | 2020-03-11 | 2021-10-30 | Jinko Solar | JKM320M-60HBL | Solar Panels |  | 0.32 | 14 | 193 | 20 |  | Fixed | Roof
NJSTRE1545388533 | NJSRRE1544680282 | Transition Incentive Program | MOORESTOWN | 8057 | 13 | 16.75 | Residential | No | Behind the Meter | Behind the Meter |  | None | Infinity Solar Systems | PSE&G | Eligible for TI Program | 2020-03-13 | 2020-03-18 | 2021-10-30 | ENPHASE | IQ7-60-X-US | Inverters | 240 |  | 50 |  |  | 0.97 |  | Outside | MICROINVERTERS
NJSTRE1545388533 | NJSRRE1544680282 | Transition Incentive Program | MOORESTOWN | 8057 | 13 | 16.75 | Residential | No | Behind the Meter | Behind the Meter |  | None | Infinity Solar Systems | PSE&G | Eligible for TI Program | 2020-03-13 | 2020-03-18 | 2021-10-30 | LG | LG335N1K-V5 | Solar Panels |  | 0.335 | 38 | 125 | 30 |  | Fixed | Roof
NJSTRE1545388533 | NJSRRE1544680282 | Transition Incentive Program | MOORESTOWN | 8057 | 13 | 16.75 | Residential | No | Behind the Meter | Behind the Meter |  | None | Infinity Solar Systems | PSE&G | Eligible for TI Program | 2020-03-13 | 2020-03-18 | 2021-10-30 | LG | LG335N1K-V5 | Solar Panels |  | 0.335 | 12 | 125 | 30 |  | Fixed | Roof
NJSTRE1545388542 | NJSRRE1544802335 | Transition Incentive Program | Monroeville | 8343 | 16 | 19.47 | Residential | No | Behind the Meter | Behind the Meter |  | None | Sunny Corp | AC Electric | Eligible for TI Program | 2020-04-06 | 2020-04-09 | 2021-10-30 | Solar Edge | SE7600H-US | Inverters | 7600 |  | 2 |  |  | 0.996 |  | Outdoor | In Garage
NJSTRE1545388542 | NJSRRE1544802335 | Transition Incentive Program | Monroeville | 8343 | 16 | 19.47 | Residential | No | Behind the Meter | Behind the Meter |  | None | Sunny Corp | AC Electric | Eligible for TI Program | 2020-04-06 | 2020-04-09 | 2021-10-30 | Panasonic | 330KA17 | Solar Panels |  | 0.33 | 30 | 246 | 44 |  | Fixed | Roof
NJSTRE1545388542 | NJSRRE1544802335 | Transition Incentive Program | Monroeville | 8343 | 16 | 19.47 | Residential | No | Behind the Meter | Behind the Meter |  | None | Sunny Corp | AC Electric | Eligible for TI Program | 2020-04-06 | 2020-04-09 | 2021-10-30 | Panasonic | 330KA17 | Solar Panels |  | 0.33 | 12 | 66 | 17 |  | Fixed | Roof
NJSTRE1545388542 | NJSRRE1544802335 | Transition Incentive Program | Monroeville | 8343 | 16 | 19.47 | Residential | No | Behind the Meter | Behind the Meter |  | None | Sunny Corp | AC Electric | Eligible for TI Program | 2020-04-06 | 2020-04-09 | 2021-10-30 | Panasonic | 330KA17 | Solar Panels |  | 0.33 | 17 | 156 | 45 |  | Fixed | Roof
NJSTRE1545388543 | NJSRRE1544758908 | Transition Incentive Program | West Windsor | 8550 | 12 | 10.54 | Residential | Yes | Behind the Meter | Net-metered residential rooftop and canopy |  | None | Bright Planet Solar | PSE&G | Accepted | 2020-03-23 | 2020-03-26 | 2021-10-30 | SOLAR EDGE | SE10000H-USRGM | Inverters | 10000 |  | 1 |  |  | 0.98 |  | Outdoor | OUTSIDE
NJSTRE1545388543 | NJSRRE1544758908 | Transition Incentive Program | West Windsor | 8550 | 12 | 10.54 | Residential | Yes | Behind the Meter | Net-metered residential rooftop and canopy |  | None | Bright Planet Solar | PSE&G | Accepted | 2020-03-23 | 2020-03-26 | 2021-10-30 | LONGI | LR-60HPB-310M | Solar Panels |  | 0.31 | 10 | 225 | 45 |  | Fixed | Roof
NJSTRE1545388543 | NJSRRE1544758908 | Transition Incentive Program | West Windsor | 8550 | 12 | 10.54 | Residential | Yes | Behind the Meter | Net-metered residential rooftop and canopy |  | None | Bright Planet Solar | PSE&G | Accepted | 2020-03-23 | 2020-03-26 | 2021-10-30 | LONGI | LR-60HPB-310M | Solar Panels |  | 0.31 | 24 | 135 | 39 |  | Fixed | Roof
NJSTRE1545388548 | NJSRRE1544680130 | Transition Incentive Program | Bergenfield | 7621 | 7 | 5.44 | Residential | Yes | Behind the Meter | Behind the Meter |  | None | Trinity Solar | PSE&G | Eligible for TI Program | 2020-03-13 | 2020-03-17 | 2021-10-30 | SOLAR EDGE | SE5000H-US | Inverters | 5000 |  | 1 |  |  | 0.97 |  | Outside | SIDE
NJSTRE1545388548 | NJSRRE1544680130 | Transition Incentive Program | Bergenfield | 7621 | 7 | 5.44 | Residential | Yes | Behind the Meter | Behind the Meter |  | None | Trinity Solar | PSE&G | Eligible for TI Program | 2020-03-13 | 2020-03-17 | 2021-10-30 | HANWHA | Q.PEAK DUO BLK-G6 340 | Solar Panels |  | 0.34 | 16 | 177 | 23 |  | Fixed | Roof
NJSTRE1545388550 | NJSRRE1544610854 | Transition Incentive Program | Jersey City | 7306 | 8 | 14.25 | Residential | No | Behind the Meter | Net-metered residential rooftop and canopy |  | None | Spectacular Solar | PSE&G | Accepted | 2020-03-11 | 2020-03-17 | 2021-10-30 | Solar Edge | SE11400K | Inverters | 11400 |  | 1 |  |  | 0.992 |  | Outside | Next to Meter
NJSTRE1545388550 | NJSRRE1544610854 | Transition Incentive Program | Jersey City | 7306 | 8 | 14.25 | Residential | No | Behind the Meter | Net-metered residential rooftop and canopy |  | None | Spectacular Solar | PSE&G | Accepted | 2020-03-11 | 2020-03-17 | 2021-10-30 | Trinasolar | TSM-DE14A 375W | Solar Panels |  | 0.375 | 38 | 0 | 0 |  | Fixed | Roof
NJSTRE1545388552 | NJSRRE1544768990 | Transition Incentive Program | Cranford Twp | 7016 | 10 | 5.74 | Residential | No | Behind the Meter | Net-metered residential rooftop and canopy |  | None | SunnyMac LLC | PSE&G | Accepted | 2020-03-27 | 2020-04-01 | 2021-10-30 | SunPower | SPWR-A4 | Inverters | 0.349 |  | 14 |  |  | 0.99 |  | Outdoor | roof
NJSTRE1545388552 | NJSRRE1544768990 | Transition Incentive Program | Cranford Twp | 7016 | 10 | 5.74 | Residential | No | Behind the Meter | Net-metered residential rooftop and canopy |  | None | SunnyMac LLC | PSE&G | Accepted | 2020-03-27 | 2020-04-01 | 2021-10-30 | SunPower, | A-Series410 | Solar Panels |  | 0.41 | 14 | 220 | 25 |  | Fixed | Roof
NJSTRE1545388554 | NJSRRE1544868403 | Transition Incentive Program | Skillman | 8558 | 5 | 10.39 | Residential | Yes | Behind the Meter | Net-metered residential rooftop and canopy |  | None | Pro Custom Solar dba Momentum Solar | PSE&G | Accepted | 2020-04-21 | 2020-04-27 | 2021-10-30 | Enphase Energy | IQ7-60-2-US | Inverters | 240 |  | 31 |  |  | 0.97 |  | Outdoor | Roof
NJSTRE1545388554 | NJSRRE1544868403 | Transition Incentive Program | Skillman | 8558 | 5 | 10.39 | Residential | Yes | Behind the Meter | Net-metered residential rooftop and canopy |  | None | Pro Custom Solar dba Momentum Solar | PSE&G | Accepted | 2020-04-21 | 2020-04-27 | 2021-10-30 | HANWHA | Q.PEAK DUO BLK G6+ 335 | Solar Panels |  | 0.335 | 10 | 108 | 32 |  | Fixed | Roof
NJSTRE1545388554 | NJSRRE1544868403 | Transition Incentive Program | Skillman | 8558 | 5 | 10.39 | Residential | Yes | Behind the Meter | Net-metered residential rooftop and canopy |  | None | Pro Custom Solar dba Momentum Solar | PSE&G | Accepted | 2020-04-21 | 2020-04-27 | 2021-10-30 | HANWHA | Q.PEAK DUO BLK G6+ 335 | Solar Panels |  | 0.335 | 21 | 108 | 32 |  | Fixed | Roof
NJSTRE1545388557 | NJSRRE1544794068 | Transition Incentive Program | ELIZABETH | 7201 | 10 | 6.4 | Residential | Yes | Behind the Meter | Net-metered residential rooftop and canopy |  | None | Vivint Solar Developer, LLC | PSE&G | Accepted | 2020-04-02 | 2020-04-09 | 2021-10-30 | SolarEdge | SE7600H-US | Inverters | 7600 |  | 1 |  |  | 0.992 |  | Outdoor | Near the Utility Meter
NJSTRE1545388557 | NJSRRE1544794068 | Transition Incentive Program | ELIZABETH | 7201 | 10 | 6.4 | Residential | Yes | Behind the Meter | Net-metered residential rooftop and canopy |  | None | Vivint Solar Developer, LLC | PSE&G | Accepted | 2020-04-02 | 2020-04-09 | 2021-10-30 | Jinko Solar | JKM320M-60HBL | Solar Panels |  | 0.32 | 20 | 292 | 23 |  | Fixed | Roof
NJSTRE1545388562 | NJSRRE1544766609 | Transition Incentive Program | Paterson | 7502 | 6 | 2.52 | Residential | Yes | Behind the Meter | Net-metered residential rooftop and canopy |  | None | Trinity Solar | PSE&G | Accepted |  | 2020-03-31 | 2021-10-30 | SOLAR EDGE | SE3000H-US | Inverters | 3000 |  | 1 |  |  | 0.97 |  | Outside | SIDE OF HOME
NJSTRE1545388562 | NJSRRE1544766609 | Transition Incentive Program | Paterson | 7502 | 6 | 2.52 | Residential | Yes | Behind the Meter | Net-metered residential rooftop and canopy |  | None | Trinity Solar | PSE&G | Accepted |  | 2020-03-31 | 2021-10-30 | HANWHA | Q.PEAK DUO BLK-G5 315 | Solar Panels |  | 0.315 | 8 | 229 | 18 |  | Fixed | Roof
NJSTRE1545388563 | NJSRRE1544898364 | Transition Incentive Program | Hammonton | 8037 | 19 | 16.17 | Commercial | No | Behind the Meter | Net-metered non-residential rooftop and canopy |  | None | Ameresco | AC Electric | Accepted | 2020-04-30 | 2020-04-30 | 2021-10-30 | SolarEdge | SE14.4KUS | Inverters | 14.4 |  | 1 |  |  | 0.975 |  | Outdoor | None
NJSTRE1545388563 | NJSRRE1544898364 | Transition Incentive Program | Hammonton | 8037 | 19 | 16.17 | Commercial | No | Behind the Meter | Net-metered non-residential rooftop and canopy |  | None | Ameresco | AC Electric | Accepted | 2020-04-30 | 2020-04-30 | 2021-10-30 | JA | JAM72S09 385/PR | Solar Panels |  | 0.385 | 42 | 222 | 10 |  | Fixed | Roof
NJSTRE1545388565 | NJSRRE1544765142 | Transition Incentive Program | LINDEN | 7036 | 10 | 11.2 | Residential | Yes | Behind the Meter | Net-metered residential rooftop and canopy |  | None | Vivint Solar Developer, LLC | PSE&G | Accepted | 2020-03-26 | 2020-03-30 | 2021-10-30 | SOLAREDGE | SE7600H-US | Inverters | 7600 |  | 1 |  |  | 0.992 |  | Outdoor | Near the Utility Meter
NJSTRE1545388565 | NJSRRE1544765142 | Transition Incentive Program | LINDEN | 7036 | 10 | 11.2 | Residential | Yes | Behind the Meter | Net-metered residential rooftop and canopy |  | None | Vivint Solar Developer, LLC | PSE&G | Accepted | 2020-03-26 | 2020-03-30 | 2021-10-30 | Jinko Solar | JKM320M-60HBL | Solar Panels |  | 0.32 | 4 | 38 | 24 |  | Fixed | Roof
NJSTRE1545388565 | NJSRRE1544765142 | Transition Incentive Program | LINDEN | 7036 | 10 | 11.2 | Residential | Yes | Behind the Meter | Net-metered residential rooftop and canopy |  | None | Vivint Solar Developer, LLC | PSE&G | Accepted | 2020-03-26 | 2020-03-30 | 2021-10-30 | jinko solar | JKM320M-60HBL | Solar Panels |  | 0.32 | 14 | 128 | 24 |  | Fixed | Roof
NJSTRE1545388565 | NJSRRE1544765142 | Transition Incentive Program | LINDEN | 7036 | 10 | 11.2 | Residential | Yes | Behind the Meter | Net-metered residential rooftop and canopy |  | None | Vivint Solar Developer, LLC | PSE&G | Accepted | 2020-03-26 | 2020-03-30 | 2021-10-30 | Jinko Solar | JKM320M-60HBL | Solar Panels |  | 0.32 | 3 | 218 | 24 |  | Fixed | Roof
NJSTRE1545388565 | NJSRRE1544765142 | Transition Incentive Program | LINDEN | 7036 | 10 | 11.2 | Residential | Yes | Behind the Meter | Net-metered residential rooftop and canopy |  | None | Vivint Solar Developer, LLC | PSE&G | Accepted | 2020-03-26 | 2020-03-30 | 2021-10-30 | Jinko Solar | JKM320M-60HBL | Solar Panels |  | 0.32 | 14 | 308 | 24 |  | Fixed | Roof
NJSTRE1545388566 | NJSRRE1544865176 | Transition Incentive Program | Somerset | 8873 | 5 | 3.69 | Residential | Yes | Behind the Meter | Net-metered residential rooftop and canopy |  | None | Pro Custom Solar dba Momentum Solar | PSE&G | Accepted | 2020-04-20 | 2020-04-24 | 2021-10-30 | Enphase Energy | IQ7-60-2-US | Inverters | 240 |  | 11 |  |  | 0.97 |  | Outdoor | Roof
NJSTRE1545388566 | NJSRRE1544865176 | Transition Incentive Program | Somerset | 8873 | 5 | 3.69 | Residential | Yes | Behind the Meter | Net-metered residential rooftop and canopy |  | None | Pro Custom Solar dba Momentum Solar | PSE&G | Accepted | 2020-04-20 | 2020-04-24 | 2021-10-30 | HANWHA | Q.PEAK DUO BLK G6+ 335 | Solar Panels |  | 0.335 | 11 | 147 | 22 |  | Fixed | Roof
NJSTRE1545388569 | NJSRRE1544836443 | Transition Incentive Program | Morris Plains | 7950 | 3 | 8.37 | Residential | Yes | Behind the Meter | Behind the Meter |  | None | Sunrun Installation Services, Inc. | JCP&L | Eligible for TI Program | 2020-04-13 | 2020-04-20 | 2021-10-30 | Enphase Energy | IQ7-60-x-US (240V) | Inverters | 240 |  | 27 |  |  | 0.96 |  | Outdoor | Rooftop
NJSTRE1545388569 | NJSRRE1544836443 | Transition Incentive Program | Morris Plains | 7950 | 3 | 8.37 | Residential | Yes | Behind the Meter | Behind the Meter |  | None | Sunrun Installation Services, Inc. | JCP&L | Eligible for TI Program | 2020-04-13 | 2020-04-20 | 2021-10-30 | LONGi Green Energy Technology Co Ltd | LR6-60HPB-310M | Solar Panels |  | 0.31 | 10 | 26 | 37 |  | Fixed | Roof
NJSTRE1545388569 | NJSRRE1544836443 | Transition Incentive Program | Morris Plains | 7950 | 3 | 8.37 | Residential | Yes | Behind the Meter | Behind the Meter |  | None | Sunrun Installation Services, Inc. | JCP&L | Eligible for TI Program | 2020-04-13 | 2020-04-20 | 2021-10-30 | LONGi Green Energy Technology Co Ltd | LR6-60HPB-310M | Solar Panels |  | 0.31 | 2 | 26 | 18 |  | Fixed | Roof
NJSTRE1545388569 | NJSRRE1544836443 | Transition Incentive Program | Morris Plains | 7950 | 3 | 8.37 | Residential | Yes | Behind the Meter | Behind the Meter |  | None | Sunrun Installation Services, Inc. | JCP&L | Eligible for TI Program | 2020-04-13 | 2020-04-20 | 2021-10-30 | LONGi Green Energy Technology Co Ltd | LR6-60HPB-310M | Solar Panels |  | 0.31 | 15 | 206 | 37 |  | Fixed | Roof
NJSTRE1545388572 | NJSRRE1544582409 | Transition Incentive Program | Scotch Plains | 7076 | 10 | 4.48 | Residential | Yes | Behind the Meter | Net-metered residential rooftop and canopy |  | None | Vivint Solar Developer, LLC | PSE&G | Accepted | 2020-03-04 | 2020-03-06 | 2021-10-30 | Solar Edge | SE3800H-US | Inverters | 3800 |  | 1 |  |  | 0.992 |  | Outdoor | Near the Utility Meter
NJSTRE1545388572 | NJSRRE1544582409 | Transition Incentive Program | Scotch Plains | 7076 | 10 | 4.48 | Residential | Yes | Behind the Meter | Net-metered residential rooftop and canopy |  | None | Vivint Solar Developer, LLC | PSE&G | Accepted | 2020-03-04 | 2020-03-06 | 2021-10-30 | JINKO SOLAR | JKM320M-60HBL | Solar Panels |  | 0.32 | 14 | 129 | 22 |  | Fixed | Roof
NJSTRE1545388575 | NJSRRE1544566527 | Transition Incentive Program | PENNSAUKEN | 8109 | 14 | 6.4 | Residential | Yes | Behind the Meter | Net-metered residential rooftop and canopy |  | None | Vivint Solar Developer, LLC | PSE&G | Accepted | 2020-03-04 | 2020-03-05 | 2021-10-30 | SolarEdge | SE7600H-US | Inverters | 7600 |  | 1 |  |  | 0.992 |  | Outdoor | Near the utility meter
NJSTRE1545388575 | NJSRRE1544566527 | Transition Incentive Program | PENNSAUKEN | 8109 | 14 | 6.4 | Residential | Yes | Behind the Meter | Net-metered residential rooftop and canopy |  | None | Vivint Solar Developer, LLC | PSE&G | Accepted | 2020-03-04 | 2020-03-05 | 2021-10-30 | Jinko Solar | JKM320M-60HBL | Solar Panels |  | 0.32 | 10 | 216 | 42 |  | Fixed | Roof
NJSTRE1545388575 | NJSRRE1544566527 | Transition Incentive Program | PENNSAUKEN | 8109 | 14 | 6.4 | Residential | Yes | Behind the Meter | Net-metered residential rooftop and canopy |  | None | Vivint Solar Developer, LLC | PSE&G | Accepted | 2020-03-04 | 2020-03-05 | 2021-10-30 | Jinko Solar | JKM320M-60HBL | Solar Panels |  | 0.32 | 10 | 36 | 42 |  | Fixed | Roof
NJSTRE1545388577 | NJSRRE1544613443 | Transition Incentive Program | Moorestown | 8057 | 13 | 6.72 | Residential | Yes | Behind the Meter | Net-metered residential rooftop and canopy |  | None | Vivint Solar Developer, LLC | PSE&G | Accepted | 2020-03-06 | 2020-03-11 | 2021-10-30 | SolarEdge | SE7600H-US | Inverters | 7600 |  | 1 |  |  | 0.992 |  | Outdoor | Near the utility meter
NJSTRE1545388577 | NJSRRE1544613443 | Transition Incentive Program | Moorestown | 8057 | 13 | 6.72 | Residential | Yes | Behind the Meter | Net-metered residential rooftop and canopy |  | None | Vivint Solar Developer, LLC | PSE&G | Accepted | 2020-03-06 | 2020-03-11 | 2021-10-30 | Jinko Solar | JKM320M-60HBL | Solar Panels |  | 0.32 | 5 | 63 | 35 |  | Fixed | Roof
NJSTRE1545388577 | NJSRRE1544613443 | Transition Incentive Program | Moorestown | 8057 | 13 | 6.72 | Residential | Yes | Behind the Meter | Net-metered residential rooftop and canopy |  | None | Vivint Solar Developer, LLC | PSE&G | Accepted | 2020-03-06 | 2020-03-11 | 2021-10-30 | Jinko Solar | JKM320M-60HBL | Solar Panels |  | 0.32 | 9 | 243 | 35 |  | Fixed | Roof
NJSTRE1545388577 | NJSRRE1544613443 | Transition Incentive Program | Moorestown | 8057 | 13 | 6.72 | Residential | Yes | Behind the Meter | Net-metered residential rooftop and canopy |  | None | Vivint Solar Developer, LLC | PSE&G | Accepted | 2020-03-06 | 2020-03-11 | 2021-10-30 | Jinko Solar | JKM320M-60HBL | Solar Panels |  | 0.32 | 7 | 243 | 35 |  | Fixed | Roof
NJSTRE1545388580 | NJSRRE1544758082 | Transition Incentive Program | Passaic | 7055 | 6 | 7.04 | Residential | Yes | Behind the Meter | Behind the Meter |  | None | Skyline Solar, LLC | PSE&G | Eligible for TI Program | 2020-03-23 | 2020-03-26 | 2021-10-30 | SolarEdge | SE5000H-US | Inverters | 5000 |  | 1 |  |  | 0.99 |  | Outside | within ten feet of meter
NJSTRE1545388580 | NJSRRE1544758082 | Transition Incentive Program | Passaic | 7055 | 6 | 7.04 | Residential | Yes | Behind the Meter | Behind the Meter |  | None | Skyline Solar, LLC | PSE&G | Eligible for TI Program | 2020-03-23 | 2020-03-26 | 2021-10-30 | Hanwha Q-Cells | Q.PEAK DUO-G5 320 | Solar Panels |  | 0.32 | 22 | 214 | 31 |  | Fixed | Roof
NJSTRE1545388581 | NJSRRE1544736096 | Transition Incentive Program | KENDALL PARK | 8824 | 11 | 2.88 | Residential | Yes | Behind the Meter | Net-metered residential rooftop and canopy |  | None | Vivint Solar Developer, LLC | PSE&G | Accepted | 2020-03-20 | 2020-03-25 | 2021-10-30 | SOLAREDGE | SE3800H-US | Inverters | 3800 |  | 1 |  |  | 0.992 |  | Outdoor | Near the Utility Meter
NJSTRE1545388581 | NJSRRE1544736096 | Transition Incentive Program | KENDALL PARK | 8824 | 11 | 2.88 | Residential | Yes | Behind the Meter | Net-metered residential rooftop and canopy |  | None | Vivint Solar Developer, LLC | PSE&G | Accepted | 2020-03-20 | 2020-03-25 | 2021-10-30 | JINKO SOLAR | JKM320M-60HBL | Solar Panels |  | 0.32 | 3 | 256 | 15 |  | Fixed | Roof
NJSTRE1545388581 | NJSRRE1544736096 | Transition Incentive Program | KENDALL PARK | 8824 | 11 | 2.88 | Residential | Yes | Behind the Meter | Net-metered residential rooftop and canopy |  | None | Vivint Solar Developer, LLC | PSE&G | Accepted | 2020-03-20 | 2020-03-25 | 2021-10-30 | JINKO SOLAR | JKM320M-60HBL | Solar Panels |  | 0.32 | 6 | 76 | 32 |  | Fixed | Roof
NJSTRE1545388585 | NJSRRE1544884382 | Transition Incentive Program | Plainfield | 7062 | 10 | 6.4 | Residential | Yes | Behind the Meter | Net-metered residential rooftop and canopy |  | None | Vivint Solar Developer, LLC | PSE&G | Accepted | 2020-04-22 | 2020-04-28 | 2021-10-30 | Solar Edge | SE7600H-US | Inverters | 7600 |  | 1 |  |  | 0.992 |  | Outdoor | Near the Utility Meter
NJSTRE1545388585 | NJSRRE1544884382 | Transition Incentive Program | Plainfield | 7062 | 10 | 6.4 | Residential | Yes | Behind the Meter | Net-metered residential rooftop and canopy |  | None | Vivint Solar Developer, LLC | PSE&G | Accepted | 2020-04-22 | 2020-04-28 | 2021-10-30 | JINKO SOLAR | JKM320M-60HBL | Solar Panels |  | 0.32 | 6 | 219 | 23 |  | Fixed | Roof
NJSTRE1545388585 | NJSRRE1544884382 | Transition Incentive Program | Plainfield | 7062 | 10 | 6.4 | Residential | Yes | Behind the Meter | Net-metered residential rooftop and canopy |  | None | Vivint Solar Developer, LLC | PSE&G | Accepted | 2020-04-22 | 2020-04-28 | 2021-10-30 | JINKO SOLAR | JKM320M-60HBL | Solar Panels |  | 0.32 | 14 | 219 | 23 |  | Fixed | Roof
NJSTRE1545388587 | NJSRRE1544730582 | Transition Incentive Program | Southampton Township | 8088 | 13 | 16 | Residential | No | Behind the Meter | Behind the Meter |  | None | Green Power Energy | PSE&G | Eligible for TI Program | 2020-03-20 | 2020-03-26 | 2021-10-30 | Solar Edge | SE7600H-US | Inverters | 7600 |  | 2 |  |  | 0.97 |  | Outside | next to meter
NJSTRE1545388587 | NJSRRE1544730582 | Transition Incentive Program | Southampton Township | 8088 | 13 | 16 | Residential | No | Behind the Meter | Behind the Meter |  | None | Green Power Energy | PSE&G | Eligible for TI Program | 2020-03-20 | 2020-03-26 | 2021-10-30 | Hanwha | Q.PEAK DUO L-G7.2 | Solar Panels |  | 0.4 | 40 | 150 | 15 |  | Fixed | Ground
NJSTRE1545388592 | NJSRRE1544623786 | Transition Incentive Program | CLAYTON | 8312 | 15 | 6.4 | Residential | Yes | Behind the Meter | Behind the Meter |  | None | Orbit Energy & Power, LLC | AC Electric | Eligible for TI Program | 2020-03-10 | 2020-03-13 | 2021-10-30 | Enphase | IQ7-60-2-US | Inverters | 0.24 |  | 20 |  |  | 0.97 |  | Outside | ROOF
NJSTRE1545388592 | NJSRRE1544623786 | Transition Incentive Program | CLAYTON | 8312 | 15 | 6.4 | Residential | Yes | Behind the Meter | Behind the Meter |  | None | Orbit Energy & Power, LLC | AC Electric | Eligible for TI Program | 2020-03-10 | 2020-03-13 | 2021-10-30 | HANWHA | Q.PEAK DUO BLK G-5 320 | Solar Panels |  | 0.32 | 12 | 193 | 36 |  | Fixed | Roof
NJSTRE1545388592 | NJSRRE1544623786 | Transition Incentive Program | CLAYTON | 8312 | 15 | 6.4 | Residential | Yes | Behind the Meter | Behind the Meter |  | None | Orbit Energy & Power, LLC | AC Electric | Eligible for TI Program | 2020-03-10 | 2020-03-13 | 2021-10-30 | HANWHA | Q.PEAK DUO BLK G-5 320 | Solar Panels |  | 0.32 | 8 | 13 | 36 |  | Fixed | Roof
NJSTRE1545388594 | NJSRRE1544761230 | Transition Incentive Program | Far Hills | 7931 | 5 | 29.45 | Residential | No | Behind the Meter | Net-metered residential rooftop and canopy |  | None | Sunrun Installation Services, Inc. | JCP&L | Accepted | 2020-03-24 | 2020-03-27 | 2021-10-30 | Enphase Energy | IQ7-60-x-US (240V) | Inverters | 240 |  | 95 |  |  | 0.96 |  | Outdoor | Rooftop
NJSTRE1545388594 | NJSRRE1544761230 | Transition Incentive Program | Far Hills | 7931 | 5 | 29.45 | Residential | No | Behind the Meter | Net-metered residential rooftop and canopy |  | None | Sunrun Installation Services, Inc. | JCP&L | Accepted | 2020-03-24 | 2020-03-27 | 2021-10-30 | REC Solar | REC310TP2M | Solar Panels |  | 0.31 | 95 | 180 | 30 |  | Fixed | Roof
NJSTRE1545388596 | NJSRRE1544819106 | Transition Incentive Program | Egg Harbor City | 8215 | 19 | 13.86 | Residential | No | Behind the Meter | Net-metered residential rooftop and canopy |  | None | Suntuity Solar LLC | AC Electric | Accepted | 2020-04-10 | 2020-04-17 | 2021-10-30 | Enphase Energy | IQ7-60-2-US | Inverters | 240 |  | 44 |  |  | 0.97 |  | Outdoor | Behind the PV Modules
NJSTRE1545388596 | NJSRRE1544819106 | Transition Incentive Program | Egg Harbor City | 8215 | 19 | 13.86 | Residential | No | Behind the Meter | Net-metered residential rooftop and canopy |  | None | Suntuity Solar LLC | AC Electric | Accepted | 2020-04-10 | 2020-04-17 | 2021-10-30 | Hanwha Solar | Q-Cells 315 Mono | Solar Panels |  | 0.315 | 24 | 141 | 21 |  | Fixed | Roof
NJSTRE1545388596 | NJSRRE1544819106 | Transition Incentive Program | Egg Harbor City | 8215 | 19 | 13.86 | Residential | No | Behind the Meter | Net-metered residential rooftop and canopy |  | None | Suntuity Solar LLC | AC Electric | Accepted | 2020-04-10 | 2020-04-17 | 2021-10-30 | Hanwha Solar | Q-Cells 315 Mono | Solar Panels |  | 0.315 | 20 | 141 | 21 |  | Fixed | Roof
NJSTRE1545388598 | NJSRRE1544624217 | Transition Incentive Program | Boonton | 7005 | 3 | 6.51 | Residential | No | Behind the Meter | Behind the Meter |  | None | Sunrun Installation Services, Inc. | JCP&L | Eligible for TI Program | 2020-03-10 | 2020-03-13 | 2021-10-30 | Enphase Energy | IQ7-60-x-US (240V) | Inverters | 240 |  | 21 |  |  | 0.96 |  | Outdoor | Rooftop
NJSTRE1545388598 | NJSRRE1544624217 | Transition Incentive Program | Boonton | 7005 | 3 | 6.51 | Residential | No | Behind the Meter | Behind the Meter |  | None | Sunrun Installation Services, Inc. | JCP&L | Eligible for TI Program | 2020-03-10 | 2020-03-13 | 2021-10-30 | REC Solar | REC310TP2M | Solar Panels |  | 0.31 | 2 | 113 | 41 |  | Fixed | Roof
NJSTRE1545388598 | NJSRRE1544624217 | Transition Incentive Program | Boonton | 7005 | 3 | 6.51 | Residential | No | Behind the Meter | Behind the Meter |  | None | Sunrun Installation Services, Inc. | JCP&L | Eligible for TI Program | 2020-03-10 | 2020-03-13 | 2021-10-30 | REC Solar | REC310TP2M | Solar Panels |  | 0.31 | 15 | 205 | 41 |  | Fixed | Roof
NJSTRE1545388598 | NJSRRE1544624217 | Transition Incentive Program | Boonton | 7005 | 3 | 6.51 | Residential | No | Behind the Meter | Behind the Meter |  | None | Sunrun Installation Services, Inc. | JCP&L | Eligible for TI Program | 2020-03-10 | 2020-03-13 | 2021-10-30 | REC Solar | REC310TP2M | Solar Panels |  | 0.31 | 2 | 25 | 41 |  | Fixed | Roof
NJSTRE1545388598 | NJSRRE1544624217 | Transition Incentive Program | Boonton | 7005 | 3 | 6.51 | Residential | No | Behind the Meter | Behind the Meter |  | None | Sunrun Installation Services, Inc. | JCP&L | Eligible for TI Program | 2020-03-10 | 2020-03-13 | 2021-10-30 | REC Solar | REC310TP2M | Solar Panels |  | 0.31 | 2 | 293 | 41 |  | Fixed | Roof
NJSTRE1545388601 | NJSRRE1544773647 | Transition Incentive Program | Irvington Town | 7111 | 9 | 8.68 | Residential | No | Behind the Meter | Net-metered residential rooftop and canopy |  | None | Palmetto Solar LLC | PSE&G | Accepted | 2020-03-31 | 2020-04-09 | 2021-10-30 | SolarEdge | SE7600H-US | Inverters | 7600 |  | 1 |  |  | 0.99 |  | Outside | side of the house
NJSTRE1545388601 | NJSRRE1544773647 | Transition Incentive Program | Irvington Town | 7111 | 9 | 8.68 | Residential | No | Behind the Meter | Net-metered residential rooftop and canopy |  | None | Palmetto Solar LLC | PSE&G | Accepted | 2020-03-31 | 2020-04-09 | 2021-10-30 | Yingli | 310D-30B | Solar Panels |  | 0.31 | 28 | 180 | 25 |  | Fixed | Roof
NJSTRE1545388602 | NJSRRE1544868417 | Transition Incentive Program | Keyport | 7735 | 17 | 10.24 | Residential | Yes | Behind the Meter | Net-metered residential rooftop and canopy |  | None | Vivint Solar Developer, LLC | JCP&L | Accepted | 2020-04-21 | 2020-04-27 | 2021-10-30 | Solar Edge | SE7600H-US | Inverters | 7600 |  | 1 |  |  | 0.992 |  | Outdoor | Near the Utility Meter
NJSTRE1545388602 | NJSRRE1544868417 | Transition Incentive Program | Keyport | 7735 | 17 | 10.24 | Residential | Yes | Behind the Meter | Net-metered residential rooftop and canopy |  | None | Vivint Solar Developer, LLC | JCP&L | Accepted | 2020-04-21 | 2020-04-27 | 2021-10-30 | JINKO SOLAR | JKM320M-60HBL | Solar Panels |  | 0.32 | 6 | 85 | 21 |  | Fixed | Roof
NJSTRE1545388602 | NJSRRE1544868417 | Transition Incentive Program | Keyport | 7735 | 17 | 10.24 | Residential | Yes | Behind the Meter | Net-metered residential rooftop and canopy |  | None | Vivint Solar Developer, LLC | JCP&L | Accepted | 2020-04-21 | 2020-04-27 | 2021-10-30 | JINKO SOLAR | JKM320M-60HBL | Solar Panels |  | 0.32 | 9 | 265 | 21 |  | Fixed | Roof
NJSTRE1545388602 | NJSRRE1544868417 | Transition Incentive Program | Keyport | 7735 | 17 | 10.24 | Residential | Yes | Behind the Meter | Net-metered residential rooftop and canopy |  | None | Vivint Solar Developer, LLC | JCP&L | Accepted | 2020-04-21 | 2020-04-27 | 2021-10-30 | JINKO SOLAR | JKM320M-60HBL | Solar Panels |  | 0.32 | 17 | 175 | 21 |  | Fixed | Roof
NJSTRE1545388603 | NJSRRE1544626552 | Transition Incentive Program | Erial | 8081 | 14 | 6.18 | Residential | No | Behind the Meter | Behind the Meter |  | None | Sunny Corp | AC Electric | Eligible for TI Program | 2020-03-11 | 2020-03-16 | 2021-10-30 | SolarEdge | SE5000 | Inverters | 5000 |  | 1 |  |  | 0.996 |  | Outdoor | side of home
NJSTRE1545388603 | NJSRRE1544626552 | Transition Incentive Program | Erial | 8081 | 14 | 6.18 | Residential | No | Behind the Meter | Behind the Meter |  | None | Sunny Corp | AC Electric | Eligible for TI Program | 2020-03-11 | 2020-03-16 | 2021-10-30 | Panasonic | 325KA03 | Solar Panels |  | 0.325 | 19 | 160 | 29 |  | Fixed | Roof
NJSTRE1545388605 | NJSRRE1544799903 | Transition Incentive Program | Lake Hopatcong | 7849 | 3 | 11.34 | Residential | No | Behind the Meter | Net-metered residential rooftop and canopy |  | None | Tesla Energy Operations Inc | JCP&L | As-Built Incomplete - Review | 2020-04-06 | 2020-04-09 |  | Hanwha Q Cells | Q.PEAK DUO BLK-G5/SC315 | Solar Panels |  | 0.315 | 10 | 130 | 40 |  | Fixed | Roof
NJSTRE1545388605 | NJSRRE1544799903 | Transition Incentive Program | Lake Hopatcong | 7849 | 3 | 11.34 | Residential | No | Behind the Meter | Net-metered residential rooftop and canopy |  | None | Tesla Energy Operations Inc | JCP&L | As-Built Incomplete - Review | 2020-04-06 | 2020-04-09 |  | Hanwha Q Cells | Q.PEAK DUO BLK-G5/SC315 | Solar Panels |  | 0.315 | 18 | 220 | 34 |  | Fixed | Roof
NJSTRE1545388605 | NJSRRE1544799903 | Transition Incentive Program | Lake Hopatcong | 7849 | 3 | 11.34 | Residential | No | Behind the Meter | Net-metered residential rooftop and canopy |  | None | Tesla Energy Operations Inc | JCP&L | As-Built Incomplete - Review | 2020-04-06 | 2020-04-09 |  | Hanwha Q Cells | Q.PEAK DUO BLK-G5/SC315 | Solar Panels |  | 0.315 | 8 | 310 | 40 |  | Fixed | Roof
NJSTRE1545388605 | NJSRRE1544799903 | Transition Incentive Program | Lake Hopatcong | 7849 | 3 | 11.34 | Residential | No | Behind the Meter | Net-metered residential rooftop and canopy |  | None | Tesla Energy Operations Inc | JCP&L | As-Built Incomplete - Review | 2020-04-06 | 2020-04-09 |  | SolarEdge Technologies | SE10000H-US | Inverters | 10000 |  | 1 |  |  | 0.99 |  | Outdoor | Outdoor
NJSTRE1545388605 | NJSRRE1544799903 | Transition Incentive Program | Lake Hopatcong | 7849 | 3 | 11.34 | Residential | No | Behind the Meter | Net-metered residential rooftop and canopy |  | None | Tesla Energy Operations Inc | JCP&L | As-Built Incomplete - Review | 2020-04-06 | 2020-04-09 |  | SolarEdge Technologies | SE10000H-US | Meters |  |  | 1 |  |  |  | Yes | Outdoor
NJSTRE1545388605 | NJSRRE1544799903 | Transition Incentive Program | Lake Hopatcong | 7849 | 3 | 11.34 | Residential | No | Behind the Meter | Net-metered residential rooftop and canopy |  | None | Tesla Energy Operations Inc | JCP&L | As-Built Incomplete - Review | 2020-04-06 | 2020-04-09 |  | Tesla | AC Powerwall 2.0 | Electric Storage Battery |  |  | 3 |  |  |  | Lithium Ion |  | inside
NJSTRE1545388607 | NJSRRE1544905343 | Transition Incentive Program | Union | 7083 | 10 | 40.43 | Commercial | No | Behind the Meter | Net-metered non-residential rooftop and canopy |  | None | Ameresco | PSE&G | Accepted | 2020-04-30 | 2020-04-30 | 2021-10-30 | SolarEdge | SE14.4KUS | Inverters | 14.4 |  | 2 |  |  | 0.975 |  | Outdoor | N/A
NJSTRE1545388607 | NJSRRE1544905343 | Transition Incentive Program | Union | 7083 | 10 | 40.43 | Commercial | No | Behind the Meter | Net-metered non-residential rooftop and canopy |  | None | Ameresco | PSE&G | Accepted | 2020-04-30 | 2020-04-30 | 2021-10-30 | JA | JAM72S09 385/PR | Solar Panels |  | 0.385 | 105 | 228 | 10 |  | Fixed | Roof
NJSTRE1545388611 | NJSRRE1544773643 | Transition Incentive Program | Hammonton | 8037 | 19 | 16.74 | Residential | Yes | Behind the Meter | Behind the Meter |  | None | Sunrun Installation Services, Inc. | AC Electric | Eligible for TI Program | 2020-03-30 | 2020-04-09 | 2021-10-30 | Enphase Energy | IQ7-60-x-US (240V) | Inverters | 240 |  | 54 |  |  | 0.96 |  | Outdoor | Rooftop
NJSTRE1545388611 | NJSRRE1544773643 | Transition Incentive Program | Hammonton | 8037 | 19 | 16.74 | Residential | Yes | Behind the Meter | Behind the Meter |  | None | Sunrun Installation Services, Inc. | AC Electric | Eligible for TI Program | 2020-03-30 | 2020-04-09 | 2021-10-30 | REC Solar | REC310TP2M | Solar Panels |  | 0.31 | 25 | 221 | 27 |  | Fixed | Roof
NJSTRE1545388611 | NJSRRE1544773643 | Transition Incentive Program | Hammonton | 8037 | 19 | 16.74 | Residential | Yes | Behind the Meter | Behind the Meter |  | None | Sunrun Installation Services, Inc. | AC Electric | Eligible for TI Program | 2020-03-30 | 2020-04-09 | 2021-10-30 | REC Solar | REC310TP2M | Solar Panels |  | 0.31 | 7 | 312 | 27 |  | Fixed | Roof
NJSTRE1545388611 | NJSRRE1544773643 | Transition Incentive Program | Hammonton | 8037 | 19 | 16.74 | Residential | Yes | Behind the Meter | Behind the Meter |  | None | Sunrun Installation Services, Inc. | AC Electric | Eligible for TI Program | 2020-03-30 | 2020-04-09 | 2021-10-30 | REC Solar | REC310TP2M | Solar Panels |  | 0.31 | 6 | 132 | 27 |  | Fixed | Roof
NJSTRE1545388611 | NJSRRE1544773643 | Transition Incentive Program | Hammonton | 8037 | 19 | 16.74 | Residential | Yes | Behind the Meter | Behind the Meter |  | None | Sunrun Installation Services, Inc. | AC Electric | Eligible for TI Program | 2020-03-30 | 2020-04-09 | 2021-10-30 | REC Solar | REC310TP2M | Solar Panels |  | 0.31 | 16 | 42 | 27 |  | Fixed | Roof
NJSTRE1545388614 | NJSRRE1544776336 | Transition Incentive Program | MOUNTAINSIDE | 7092 | 10 | 11.84 | Residential | Yes | Behind the Meter | Net-metered residential rooftop and canopy |  | None | Vivint Solar Developer, LLC | PSE&G | Accepted | 2020-03-31 | 2020-04-09 | 2021-10-30 | SolarEdge | SE10000H-US | Inverters | 10000 |  | 1 |  |  | 0.992 |  | Outdoor | Near the Utility Meter
NJSTRE1545388614 | NJSRRE1544776336 | Transition Incentive Program | MOUNTAINSIDE | 7092 | 10 | 11.84 | Residential | Yes | Behind the Meter | Net-metered residential rooftop and canopy |  | None | Vivint Solar Developer, LLC | PSE&G | Accepted | 2020-03-31 | 2020-04-09 | 2021-10-30 | Jinko Solar | JKM320M-60HBL | Solar Panels |  | 0.32 | 26 | 119 | 30 |  | Fixed | Roof
NJSTRE1545388614 | NJSRRE1544776336 | Transition Incentive Program | MOUNTAINSIDE | 7092 | 10 | 11.84 | Residential | Yes | Behind the Meter | Net-metered residential rooftop and canopy |  | None | Vivint Solar Developer, LLC | PSE&G | Accepted | 2020-03-31 | 2020-04-09 | 2021-10-30 | Jinko Solar | JKM320M-60HBL | Solar Panels |  | 0.32 | 11 | 299 | 30 |  | Fixed | Roof
NJSTRE1545388615 | NJSRRE1544611535 | Transition Incentive Program | Hohokus | 7423 | 7 | 3.78 | Residential | No | Behind the Meter | Net-metered residential rooftop and canopy |  | None | Tesla Energy Operations Inc | PSE&G | Accepted | 2020-03-05 | 2020-03-11 | 2021-10-30 | Delta Electronics | M4-TL-US [240V] | Inverters | 7680 |  | 1 |  |  | 0.975 |  | Outdoor | outdoor
NJSTRE1545388615 | NJSRRE1544611535 | Transition Incentive Program | Hohokus | 7423 | 7 | 3.78 | Residential | No | Behind the Meter | Net-metered residential rooftop and canopy |  | None | Tesla Energy Operations Inc | PSE&G | Accepted | 2020-03-05 | 2020-03-11 | 2021-10-30 | Hanwha Q Cells | Q.PEAK DUO BLK-G5/SC315 | Solar Panels |  | 0.315 | 12 | 348 | 18 |  | Fixed | Roof
NJSTRE1545388616 | NJSRRE1544816668 | Transition Incentive Program | TOTOWA | 7512 | 6 | 7.04 | Residential | Yes | Behind the Meter | Net-metered residential rooftop and canopy |  | None | Vivint Solar Developer, LLC | PSE&G | Accepted | 2020-04-08 | 2020-04-15 | 2021-10-30 | SolarEdge | SE3800H-US | Inverters | 3800 |  | 1 |  |  | 0.992 |  | Outdoor | Near the Utility Meter
NJSTRE1545388616 | NJSRRE1544816668 | Transition Incentive Program | TOTOWA | 7512 | 6 | 7.04 | Residential | Yes | Behind the Meter | Net-metered residential rooftop and canopy |  | None | Vivint Solar Developer, LLC | PSE&G | Accepted | 2020-04-08 | 2020-04-15 | 2021-10-30 | Jinko Solar | JKM320M-60HBL | Solar Panels |  | 0.32 | 6 | 139 | 22 |  | Fixed | Roof
NJSTRE1545388616 | NJSRRE1544816668 | Transition Incentive Program | TOTOWA | 7512 | 6 | 7.04 | Residential | Yes | Behind the Meter | Net-metered residential rooftop and canopy |  | None | Vivint Solar Developer, LLC | PSE&G | Accepted | 2020-04-08 | 2020-04-15 | 2021-10-30 | Jinko Solar | JKM320M-60HBL | Solar Panels |  | 0.32 | 10 | 49 | 39 |  | Fixed | Roof
NJSTRE1545388616 | NJSRRE1544816668 | Transition Incentive Program | TOTOWA | 7512 | 6 | 7.04 | Residential | Yes | Behind the Meter | Net-metered residential rooftop and canopy |  | None | Vivint Solar Developer, LLC | PSE&G | Accepted | 2020-04-08 | 2020-04-15 | 2021-10-30 | Jinko Solar | JKM320M-60HBL | Solar Panels |  | 0.32 | 6 | 319 | 22 |  | Fixed | Roof
NJSTRE1545388618 | NJSRRE1544853327 | Transition Incentive Program | East Brunswick | 8816 | 11 | 10.05 | Residential | No | Behind the Meter | Net-metered residential rooftop and canopy |  | None | Morgan Associates and Consulting LLC | PSE&G | Accepted | 2020-04-16 | 2020-04-28 | 2021-10-30 | Enphase | IQ7 | Inverters | 0.24 |  | 30 |  |  | 0.99 |  | Outdoor | roof
NJSTRE1545388618 | NJSRRE1544853327 | Transition Incentive Program | East Brunswick | 8816 | 11 | 10.05 | Residential | No | Behind the Meter | Net-metered residential rooftop and canopy |  | None | Morgan Associates and Consulting LLC | PSE&G | Accepted | 2020-04-16 | 2020-04-28 | 2021-10-30 | LG | 335 | Solar Panels |  | 0.335 | 30 | 156 | 22 |  | Fixed | Roof
NJSTRE1545388627 | NJSRRE1544709066 | Transition Incentive Program | Laurel Lake | 8332 | 20 | 8.64 | Residential | Yes | Behind the Meter | Net-metered residential rooftop and canopy |  | None | Sun Up Zero Down | AC Electric | Accepted | 2020-03-17 | 2020-03-20 | 2021-10-30 | Enphase | IQ7-60-2-US | Inverters | 320 |  | 27 |  |  | 0.976 |  | Other | outside wall
NJSTRE1545388627 | NJSRRE1544709066 | Transition Incentive Program | Laurel Lake | 8332 | 20 | 8.64 | Residential | Yes | Behind the Meter | Net-metered residential rooftop and canopy |  | None | Sun Up Zero Down | AC Electric | Accepted | 2020-03-17 | 2020-03-20 | 2021-10-30 | Trina | TSM-320 DD05H.05 (II) | Solar Panels |  | 0.32 | 12 | 93 | 9 |  | Fixed | Roof
NJSTRE1545388627 | NJSRRE1544709066 | Transition Incentive Program | Laurel Lake | 8332 | 20 | 8.64 | Residential | Yes | Behind the Meter | Net-metered residential rooftop and canopy |  | None | Sun Up Zero Down | AC Electric | Accepted | 2020-03-17 | 2020-03-20 | 2021-10-30 | Trina | TSM-320 DD05H.05 (II) | Solar Panels |  | 0.32 | 15 | 93 | 9 |  | Fixed | Roof
NJSTRE1545388628 | NJSRRE1544855237 | Transition Incentive Program | Medford | 8055 | 13 | 25.6 | Residential | Yes | Behind the Meter | Net-metered residential rooftop and canopy |  | None | SunPower Corporation, Systems | AC Electric | Accepted | 2020-04-17 | 2020-04-23 | 2021-10-30 | SUNPOWER | SPR-A400-G-AC | Inverters | 349 |  | 64 |  |  | 0.97 |  | Other | under each panel
NJSTRE1545388628 | NJSRRE1544855237 | Transition Incentive Program | Medford | 8055 | 13 | 25.6 | Residential | Yes | Behind the Meter | Net-metered residential rooftop and canopy |  | None | SunPower Corporation, Systems | AC Electric | Accepted | 2020-04-17 | 2020-04-23 | 2021-10-30 | SUNPOWER | SPR-A400-G-AC | Solar Panels |  | 0.4 | 22 | 110 | 35 |  | Fixed | Roof
NJSTRE1545388628 | NJSRRE1544855237 | Transition Incentive Program | Medford | 8055 | 13 | 25.6 | Residential | Yes | Behind the Meter | Net-metered residential rooftop and canopy |  | None | SunPower Corporation, Systems | AC Electric | Accepted | 2020-04-17 | 2020-04-23 | 2021-10-30 | SUNPOWER | SPR-A400-G-AC | Solar Panels |  | 0.4 | 4 | 200 | 35 |  | Fixed | Roof
NJSTRE1545388628 | NJSRRE1544855237 | Transition Incentive Program | Medford | 8055 | 13 | 25.6 | Residential | Yes | Behind the Meter | Net-metered residential rooftop and canopy |  | None | SunPower Corporation, Systems | AC Electric | Accepted | 2020-04-17 | 2020-04-23 | 2021-10-30 | SUNPOWER | SPR-A400-G-AC | Solar Panels |  | 0.4 | 7 | 290 | 35 |  | Fixed | Roof
NJSTRE1545388628 | NJSRRE1544855237 | Transition Incentive Program | Medford | 8055 | 13 | 25.6 | Residential | Yes | Behind the Meter | Net-metered residential rooftop and canopy |  | None | SunPower Corporation, Systems | AC Electric | Accepted | 2020-04-17 | 2020-04-23 | 2021-10-30 | SUNPOWER | SPR-A400-G-AC | Solar Panels |  | 0.4 | 15 | 110 | 35 |  | Fixed | Roof
NJSTRE1545388628 | NJSRRE1544855237 | Transition Incentive Program | Medford | 8055 | 13 | 25.6 | Residential | Yes | Behind the Meter | Net-metered residential rooftop and canopy |  | None | SunPower Corporation, Systems | AC Electric | Accepted | 2020-04-17 | 2020-04-23 | 2021-10-30 | SUNPOWER | SPR-A400-G-AC | Solar Panels |  | 0.4 | 4 | 200 | 35 |  | Fixed | Roof
NJSTRE1545388628 | NJSRRE1544855237 | Transition Incentive Program | Medford | 8055 | 13 | 25.6 | Residential | Yes | Behind the Meter | Net-metered residential rooftop and canopy |  | None | SunPower Corporation, Systems | AC Electric | Accepted | 2020-04-17 | 2020-04-23 | 2021-10-30 | SUNPOWER | SPR-A400-G-AC | Solar Panels |  | 0.4 | 12 | 290 | 20 |  | Fixed | Roof
NJSTRE1545388629 | NJSRRE1544838142 | Transition Incentive Program | Asbury | 8802 | 4 | 11.47 | Residential | No | Behind the Meter | Behind the Meter |  | None | Sunrun Installation Services, Inc. | JCP&L | Eligible for TI Program | 2020-04-14 | 2020-04-21 | 2021-10-30 | Enphase Energy | IQ7-60-x-US (240V) | Inverters | 240 |  | 37 |  |  | 0.96 |  | Outdoor | Rooftop
NJSTRE1545388629 | NJSRRE1544838142 | Transition Incentive Program | Asbury | 8802 | 4 | 11.47 | Residential | No | Behind the Meter | Behind the Meter |  | None | Sunrun Installation Services, Inc. | JCP&L | Eligible for TI Program | 2020-04-14 | 2020-04-21 | 2021-10-30 | REC Solar | REC310TP2M | Solar Panels |  | 0.31 | 6 | 355 | 18 |  | Fixed | Roof
NJSTRE1545388629 | NJSRRE1544838142 | Transition Incentive Program | Asbury | 8802 | 4 | 11.47 | Residential | No | Behind the Meter | Behind the Meter |  | None | Sunrun Installation Services, Inc. | JCP&L | Eligible for TI Program | 2020-04-14 | 2020-04-21 | 2021-10-30 | REC Solar | REC310TP2M | Solar Panels |  | 0.31 | 31 | 175 | 18 |  | Fixed | Roof
NJSTRE1545388631 | NJSRRE1544771397 | Transition Incentive Program | fLEMINGTON | 8822 | 4 | 10.4 | Residential | No | Behind the Meter | Net-metered residential rooftop and canopy |  | None | SunPower Corporation, Systems | JCP&L | Accepted | 2020-03-27 | 2020-04-02 | 2021-10-30 | SUNPOWER | SPR-A400-G-AC | Inverters | 349 |  | 26 |  |  | 0.97 |  | Other | under each panel
NJSTRE1545388631 | NJSRRE1544771397 | Transition Incentive Program | fLEMINGTON | 8822 | 4 | 10.4 | Residential | No | Behind the Meter | Net-metered residential rooftop and canopy |  | None | SunPower Corporation, Systems | JCP&L | Accepted | 2020-03-27 | 2020-04-02 | 2021-10-30 | SUNPOWER | SPR-A400-G-AC | Solar Panels |  | 0.4 | 10 | 350 | 25 |  | Fixed | Roof
NJSTRE1545388631 | NJSRRE1544771397 | Transition Incentive Program | fLEMINGTON | 8822 | 4 | 10.4 | Residential | No | Behind the Meter | Net-metered residential rooftop and canopy |  | None | SunPower Corporation, Systems | JCP&L | Accepted | 2020-03-27 | 2020-04-02 | 2021-10-30 | SUNPOWER | SPR-A400-G-AC | Solar Panels |  | 0.4 | 6 | 80 | 25 |  | Fixed | Roof
NJSTRE1545388631 | NJSRRE1544771397 | Transition Incentive Program | fLEMINGTON | 8822 | 4 | 10.4 | Residential | No | Behind the Meter | Net-metered residential rooftop and canopy |  | None | SunPower Corporation, Systems | JCP&L | Accepted | 2020-03-27 | 2020-04-02 | 2021-10-30 | SUNPOWER | SPR-A400-G-AC | Solar Panels |  | 0.4 | 10 | 170 | 25 |  | Fixed | Roof
NJSTRE1545388633 | NJSRRE1544566576 | Transition Incentive Program | Haledon | 7508 | 6 | 6.21 | Residential | Yes | Behind the Meter | Behind the Meter |  | None | Sunrun Installation Services, Inc. | PSE&G | Eligible for TI Program | 2020-03-03 | 2020-03-05 | 2021-10-30 | Delta Electronics | M5-TL-US | Inverters | 4800 |  | 1 |  |  | 0.96 |  | Outdoor | Next To Meter
NJSTRE1545388633 | NJSRRE1544566576 | Transition Incentive Program | Haledon | 7508 | 6 | 6.21 | Residential | Yes | Behind the Meter | Behind the Meter |  | None | Sunrun Installation Services, Inc. | PSE&G | Eligible for TI Program | 2020-03-03 | 2020-03-05 | 2021-10-30 | LG Electronics | LG345N1C-V5 | Solar Panels |  | 0.345 | 8 | 139 | 34 |  | Fixed | Roof
NJSTRE1545388633 | NJSRRE1544566576 | Transition Incentive Program | Haledon | 7508 | 6 | 6.21 | Residential | Yes | Behind the Meter | Behind the Meter |  | None | Sunrun Installation Services, Inc. | PSE&G | Eligible for TI Program | 2020-03-03 | 2020-03-05 | 2021-10-30 | LG Electronics | LG345N1C-V5 | Solar Panels |  | 0.345 | 10 | 319 | 34 |  | Fixed | Roof
NJSTRE1545388635 | NJSRRE1544612624 | Transition Incentive Program | OCEAN CITY | 8226 | 21 | 9.14 | Residential | Yes | Behind the Meter | Net-metered residential rooftop and canopy |  | None | Vivint Solar Developer, LLC | AC Electric | Accepted | 2020-03-06 | 2020-03-11 | 2021-10-30 | SOLAREDGE | SE7600H-US | Inverters | 7600 |  | 1 |  |  | 0.992 |  | Outdoor | Near the utility meter
NJSTRE1545388635 | NJSRRE1544612624 | Transition Incentive Program | OCEAN CITY | 8226 | 21 | 9.14 | Residential | Yes | Behind the Meter | Net-metered residential rooftop and canopy |  | None | Vivint Solar Developer, LLC | AC Electric | Accepted | 2020-03-06 | 2020-03-11 | 2021-10-30 | Hanwha Solar | Q.PEAK BLK-G5 315 | Solar Panels |  | 0.315 | 20 | 303 | 4 |  | Fixed | Roof
NJSTRE1545388635 | NJSRRE1544612624 | Transition Incentive Program | OCEAN CITY | 8226 | 21 | 9.14 | Residential | Yes | Behind the Meter | Net-metered residential rooftop and canopy |  | None | Vivint Solar Developer, LLC | AC Electric | Accepted | 2020-03-06 | 2020-03-11 | 2021-10-30 | Hanwha Solar | Q.PEAK BLK-G5 315 | Solar Panels |  | 0.315 | 9 | 123 | 20 |  | Fixed | Roof
NJSTRE1545388636 | NJSRRE1544620989 | Transition Incentive Program | Howell | 7731 | 17 | 20 | Residential | No | Behind the Meter | Behind the Meter |  | None | Green Power Energy | JCP&L | Eligible for TI Program | 2020-03-09 | 2020-03-11 | 2021-10-30 | SolarEdge | SE10000H-US | Inverters | 10000 |  | 1 |  |  | 0.97 |  | Outside | Next to meter
NJSTRE1545388636 | NJSRRE1544620989 | Transition Incentive Program | Howell | 7731 | 17 | 20 | Residential | No | Behind the Meter | Behind the Meter |  | None | Green Power Energy | JCP&L | Eligible for TI Program | 2020-03-09 | 2020-03-11 | 2021-10-30 | SolarEdge | SE5000H-US | Inverters | 5000 |  | 2 |  |  | 0.97 |  | Outside | Next to meter
NJSTRE1545388636 | NJSRRE1544620989 | Transition Incentive Program | Howell | 7731 | 17 | 20 | Residential | No | Behind the Meter | Behind the Meter |  | None | Green Power Energy | JCP&L | Eligible for TI Program | 2020-03-09 | 2020-03-11 | 2021-10-30 | Hanwha | Q-Cells Q.PEAK DUO L-G7.2 400 | Solar Panels |  | 0.4 | 50 | 214 | 20 |  | Fixed | Ground
NJSTRE1545388639 | NJSRRE1544761128 | Transition Incentive Program | Mays Landing | 8330 | 19 | 12.08 | Residential | Yes | Behind the Meter | Behind the Meter |  | None | Sunrun Installation Services, Inc. | AC Electric | Eligible for TI Program | 2020-03-24 | 2020-03-27 | 2021-10-30 | LG Chem | RESU 10H SEG | Electric Storage Battery |  |  | 1 |  |  |  | Lithium Ion |  | outside
NJSTRE1545388639 | NJSRRE1544761128 | Transition Incentive Program | Mays Landing | 8330 | 19 | 12.08 | Residential | Yes | Behind the Meter | Behind the Meter |  | None | Sunrun Installation Services, Inc. | AC Electric | Eligible for TI Program | 2020-03-24 | 2020-03-27 | 2021-10-30 | SolarEdge Technologies | SE3800A-USS2RGM | Inverters | 3800 |  | 1 |  |  | 0.96 |  | Outdoor | Next To Meter
NJSTRE1545388639 | NJSRRE1544761128 | Transition Incentive Program | Mays Landing | 8330 | 19 | 12.08 | Residential | Yes | Behind the Meter | Behind the Meter |  | None | Sunrun Installation Services, Inc. | AC Electric | Eligible for TI Program | 2020-03-24 | 2020-03-27 | 2021-10-30 | SolarEdge Technologies | SE6000H-USRGM | Inverters | 6000 |  | 1 |  |  | 0.96 |  | Outdoor | Next To Meter
NJSTRE1545388639 | NJSRRE1544761128 | Transition Incentive Program | Mays Landing | 8330 | 19 | 12.08 | Residential | Yes | Behind the Meter | Behind the Meter |  | None | Sunrun Installation Services, Inc. | AC Electric | Eligible for TI Program | 2020-03-24 | 2020-03-27 | 2021-10-30 | LG Electronics | LG345N1C-V5 | Solar Panels |  | 0.345 | 2 | 117 | 27 |  | Fixed | Roof
NJSTRE1545388639 | NJSRRE1544761128 | Transition Incentive Program | Mays Landing | 8330 | 19 | 12.08 | Residential | Yes | Behind the Meter | Behind the Meter |  | None | Sunrun Installation Services, Inc. | AC Electric | Eligible for TI Program | 2020-03-24 | 2020-03-27 | 2021-10-30 | LG Electronics | LG345N1C-V5 | Solar Panels |  | 0.345 | 14 | 117 | 27 |  | Fixed | Roof
NJSTRE1545388639 | NJSRRE1544761128 | Transition Incentive Program | Mays Landing | 8330 | 19 | 12.08 | Residential | Yes | Behind the Meter | Behind the Meter |  | None | Sunrun Installation Services, Inc. | AC Electric | Eligible for TI Program | 2020-03-24 | 2020-03-27 | 2021-10-30 | LG Electronics | LG345N1C-V5 | Solar Panels |  | 0.345 | 19 | 297 | 27 |  | Fixed | Roof
NJSTRE1545388640 | NJSRRE1544719797 | Transition Incentive Program | Cedar Grove | 7009 | 9 | 15.19 | Residential | Yes | Behind the Meter | Behind the Meter |  | None | Sunrun Installation Services, Inc. | PSE&G | Eligible for TI Program | 2020-03-18 | 2020-03-23 | 2021-10-30 | Enphase Energy | IQ7-60-x-US (240V) | Inverters | 240 |  | 49 |  |  | 0.96 |  | Outdoor | Rooftop
NJSTRE1545388640 | NJSRRE1544719797 | Transition Incentive Program | Cedar Grove | 7009 | 9 | 15.19 | Residential | Yes | Behind the Meter | Behind the Meter |  | None | Sunrun Installation Services, Inc. | PSE&G | Eligible for TI Program | 2020-03-18 | 2020-03-23 | 2021-10-30 | REC Solar | REC310TP2M | Solar Panels |  | 0.31 | 24 | 110 | 26 |  | Fixed | Roof
NJSTRE1545388640 | NJSRRE1544719797 | Transition Incentive Program | Cedar Grove | 7009 | 9 | 15.19 | Residential | Yes | Behind the Meter | Behind the Meter |  | None | Sunrun Installation Services, Inc. | PSE&G | Eligible for TI Program | 2020-03-18 | 2020-03-23 | 2021-10-30 | REC Solar | REC310TP2M | Solar Panels |  | 0.31 | 12 | 200 | 23 |  | Fixed | Roof
NJSTRE1545388640 | NJSRRE1544719797 | Transition Incentive Program | Cedar Grove | 7009 | 9 | 15.19 | Residential | Yes | Behind the Meter | Behind the Meter |  | None | Sunrun Installation Services, Inc. | PSE&G | Eligible for TI Program | 2020-03-18 | 2020-03-23 | 2021-10-30 | REC Solar | REC310TP2M | Solar Panels |  | 0.31 | 13 | 290 | 27 |  | Fixed | Roof
NJSTRE1545388641 | NJSRRE1544905128 | Transition Incentive Program | Hainesport | 8036 | 13 | 15.4 | Commercial | No | Behind the Meter | Net-metered non-residential rooftop and canopy |  | None | Ameresco | PSE&G | Accepted | 2020-04-30 | 2020-04-30 | 2021-10-30 | SolarEdge | SE14.4KUS | Inverters | 14.4 |  | 1 |  |  | 0.975 |  | Outdoor | N/A
NJSTRE1545388641 | NJSRRE1544905128 | Transition Incentive Program | Hainesport | 8036 | 13 | 15.4 | Commercial | No | Behind the Meter | Net-metered non-residential rooftop and canopy |  | None | Ameresco | PSE&G | Accepted | 2020-04-30 | 2020-04-30 | 2021-10-30 | JA | JAM72S09 385/PR | Solar Panels |  | 0.385 | 40 | 180/270 | 25 |  | Fixed | Roof
NJSTRE1545388642 | NJSRRE1544802342 | Transition Incentive Program | DOVER | 7801 | 3 | 3.84 | Residential | Yes | Behind the Meter | Net-metered residential rooftop and canopy |  | None | Vivint Solar Developer, LLC | JCP&L | Accepted | 2020-04-06 | 2020-04-09 | 2021-10-30 | SOLAREDGE | SE3800H-US | Inverters | 3800 |  | 1 |  |  | 0.992 |  | Outdoor | Near the Utility Meter
NJSTRE1545388642 | NJSRRE1544802342 | Transition Incentive Program | DOVER | 7801 | 3 | 3.84 | Residential | Yes | Behind the Meter | Net-metered residential rooftop and canopy |  | None | Vivint Solar Developer, LLC | JCP&L | Accepted | 2020-04-06 | 2020-04-09 | 2021-10-30 | JINKO SOLAR | JKM320M-60HBL | Solar Panels |  | 0.32 | 12 | 113 | 22 |  | Fixed | Roof
NJSTRE1545388643 | NJSRRE1544727541 | Transition Incentive Program | WANAQUE | 7465 | 6 | 10.24 | Residential | Yes | Behind the Meter | Net-metered residential rooftop and canopy |  | None | Vivint Solar Developer, LLC | JCP&L | Accepted | 2020-03-20 | 2020-03-24 | 2021-10-30 | SolarEdge | SE7600H-US | Inverters | 7600 |  | 1 |  |  | 0.992 |  | Outdoor | NEAR THE UTILITY METER
NJSTRE1545388643 | NJSRRE1544727541 | Transition Incentive Program | WANAQUE | 7465 | 6 | 10.24 | Residential | Yes | Behind the Meter | Net-metered residential rooftop and canopy |  | None | Vivint Solar Developer, LLC | JCP&L | Accepted | 2020-03-20 | 2020-03-24 | 2021-10-30 | Jinko Solar | JKM320M-60HBL | Solar Panels |  | 0.32 | 12 | 232 | 21 |  | Fixed | Roof
NJSTRE1545388643 | NJSRRE1544727541 | Transition Incentive Program | WANAQUE | 7465 | 6 | 10.24 | Residential | Yes | Behind the Meter | Net-metered residential rooftop and canopy |  | None | Vivint Solar Developer, LLC | JCP&L | Accepted | 2020-03-20 | 2020-03-24 | 2021-10-30 | Jinko solar | JKM320M-60HBL | Solar Panels |  | 0.32 | 10 | 142 | 21 |  | Fixed | Roof
NJSTRE1545388643 | NJSRRE1544727541 | Transition Incentive Program | WANAQUE | 7465 | 6 | 10.24 | Residential | Yes | Behind the Meter | Net-metered residential rooftop and canopy |  | None | Vivint Solar Developer, LLC | JCP&L | Accepted | 2020-03-20 | 2020-03-24 | 2021-10-30 | Jinko Solar | JKM320M-60HBL | Solar Panels |  | 0.32 | 10 | 52 | 21 |  | Fixed | Roof
NJSTRE1545388644 | NJSRRE1544749322 | Transition Incentive Program | Egg Harbor Township | 8234 | 19 | 15.04 | Residential | Yes | Behind the Meter | Net-metered residential rooftop and canopy |  | None | Vivint Solar Developer, LLC | AC Electric | Accepted | 2020-03-23 | 2020-03-25 | 2021-10-30 | SolarEdge | SE10000H-US | Inverters | 10000 |  | 1 |  |  | 0.992 |  | Outdoor | Near the utility meter
NJSTRE1545388644 | NJSRRE1544749322 | Transition Incentive Program | Egg Harbor Township | 8234 | 19 | 15.04 | Residential | Yes | Behind the Meter | Net-metered residential rooftop and canopy |  | None | Vivint Solar Developer, LLC | AC Electric | Accepted | 2020-03-23 | 2020-03-25 | 2021-10-30 | Jinko Solar | JKM320M-60HBL | Solar Panels |  | 0.32 | 24 | 221 | 19 |  | Fixed | Roof
NJSTRE1545388644 | NJSRRE1544749322 | Transition Incentive Program | Egg Harbor Township | 8234 | 19 | 15.04 | Residential | Yes | Behind the Meter | Net-metered residential rooftop and canopy |  | None | Vivint Solar Developer, LLC | AC Electric | Accepted | 2020-03-23 | 2020-03-25 | 2021-10-30 | Jinko Solar | JKM320M-60HBL | Solar Panels |  | 0.32 | 23 | 41 | 19 |  | Fixed | Roof
NJSTRE1545388645 | NJSRRE1544633540 | Transition Incentive Program | Hammonton | 8037 | 19 | 9.38 | Residential | Yes | Behind the Meter | Net-metered residential rooftop and canopy |  | None | Vision Solar LLC | AC Electric | Accepted | 2020-03-12 | 2020-03-17 | 2021-10-30 | enphase | iq7-60-2-us | Inverters | 0.25 |  | 28 |  |  | 0.96 |  | Other | behind panels
NJSTRE1545388645 | NJSRRE1544633540 | Transition Incentive Program | Hammonton | 8037 | 19 | 9.38 | Residential | Yes | Behind the Meter | Net-metered residential rooftop and canopy |  | None | Vision Solar LLC | AC Electric | Accepted | 2020-03-12 | 2020-03-17 | 2021-10-30 | lg solar | lg335n1k-v5 | Solar Panels |  | 0.335 | 4 | 200 | 23 |  | Fixed | Roof
NJSTRE1545388645 | NJSRRE1544633540 | Transition Incentive Program | Hammonton | 8037 | 19 | 9.38 | Residential | Yes | Behind the Meter | Net-metered residential rooftop and canopy |  | None | Vision Solar LLC | AC Electric | Accepted | 2020-03-12 | 2020-03-17 | 2021-10-30 | lg solar | lg335n1k-v5 | Solar Panels |  | 0.335 | 14 | 200 | 10 |  | Fixed | Roof
NJSTRE1545388645 | NJSRRE1544633540 | Transition Incentive Program | Hammonton | 8037 | 19 | 9.38 | Residential | Yes | Behind the Meter | Net-metered residential rooftop and canopy |  | None | Vision Solar LLC | AC Electric | Accepted | 2020-03-12 | 2020-03-17 | 2021-10-30 | lg solar | lg335n1k-v5 | Solar Panels |  | 0.335 | 10 | 200 | 42 |  | Fixed | Roof
NJSTRE1545388646 | NJSRRE1544796063 | Transition Incentive Program | Camden | 8105 | 14 | 5.12 | Residential | Yes | Behind the Meter | Behind the Meter |  | None | Steve Whitman LLC | PSE&G | Eligible for TI Program | 2020-04-03 | 2020-04-09 | 2021-10-30 | SolarEdge | SE3800H-US | Inverters | 3800 |  | 1 |  |  | 0.99 |  | Outside | within ten feet of meter
NJSTRE1545388646 | NJSRRE1544796063 | Transition Incentive Program | Camden | 8105 | 14 | 5.12 | Residential | Yes | Behind the Meter | Behind the Meter |  | None | Steve Whitman LLC | PSE&G | Eligible for TI Program | 2020-04-03 | 2020-04-09 | 2021-10-30 | Hanwha Q-Cells | Q.PEAK DUO-G5 320 | Solar Panels |  | 0.32 | 16 | 0 | 0 |  | Fixed | Roof
NJSTRE1545388651 | NJSRRE1544611486 | Transition Incentive Program | Brick | 8723 | 18 | 9.86 | Residential | No | Behind the Meter | Net-metered residential rooftop and canopy |  | None | NJ Solar Power, LLC | JCP&L | Accepted | 2020-03-05 | 2020-03-11 | 2021-10-30 | Solaredge | SE7600H-US | Inverters | 7600 |  | 1 |  |  | 0.99 |  | Indoor | garage
NJSTRE1545388651 | NJSRRE1544611486 | Transition Incentive Program | Brick | 8723 | 18 | 9.86 | Residential | No | Behind the Meter | Net-metered residential rooftop and canopy |  | None | NJ Solar Power, LLC | JCP&L | Accepted | 2020-03-05 | 2020-03-11 | 2021-10-30 | Panasonic | VBHN340SA17 | Solar Panels |  | 0.34 | 24 | 263 | 21 |  | Fixed | Roof
NJSTRE1545388651 | NJSRRE1544611486 | Transition Incentive Program | Brick | 8723 | 18 | 9.86 | Residential | No | Behind the Meter | Net-metered residential rooftop and canopy |  | None | NJ Solar Power, LLC | JCP&L | Accepted | 2020-03-05 | 2020-03-11 | 2021-10-30 | Panasonic | VBHN340SA17 | Solar Panels |  | 0.34 | 5 | 83 | 21 |  | Fixed | Roof
NJSTRE1545388653 | NJSRRE1544624224 | Transition Incentive Program | CHERRY HILL | 8034 | 14 | 10.71 | Residential | Yes | Behind the Meter | Net-metered residential rooftop and canopy |  | None | Vivint Solar Developer, LLC | PSE&G | Accepted | 2020-03-10 | 2020-04-27 | 2021-10-30 | SolarEdge | SE7600H-US | Inverters | 7600 |  | 1 |  |  | 0.992 |  | Outdoor | Near the utility meter
NJSTRE1545388653 | NJSRRE1544624224 | Transition Incentive Program | CHERRY HILL | 8034 | 14 | 10.71 | Residential | Yes | Behind the Meter | Net-metered residential rooftop and canopy |  | None | Vivint Solar Developer, LLC | PSE&G | Accepted | 2020-03-10 | 2020-04-27 | 2021-10-30 | Hanwha Solar | Q.PEAK BLK-G5 315 | Solar Panels |  | 0.315 | 9 | 114 | 22 |  | Fixed | Roof
NJSTRE1545388653 | NJSRRE1544624224 | Transition Incentive Program | CHERRY HILL | 8034 | 14 | 10.71 | Residential | Yes | Behind the Meter | Net-metered residential rooftop and canopy |  | None | Vivint Solar Developer, LLC | PSE&G | Accepted | 2020-03-10 | 2020-04-27 | 2021-10-30 | Hanwha Solar | Q.PEAK BLK-G5 315 | Solar Panels |  | 0.315 | 16 | 204 | 22 |  | Fixed | Roof
NJSTRE1545388653 | NJSRRE1544624224 | Transition Incentive Program | CHERRY HILL | 8034 | 14 | 10.71 | Residential | Yes | Behind the Meter | Net-metered residential rooftop and canopy |  | None | Vivint Solar Developer, LLC | PSE&G | Accepted | 2020-03-10 | 2020-04-27 | 2021-10-30 | Hanwha Solar | Q.PEAK BLK-G5 315 | Solar Panels |  | 0.315 | 9 | 294 | 22 |  | Fixed | Roof
NJSTRE1545388658 | NJSRRE1544796535 | Transition Incentive Program | Lambertville | 8530 | 4 | 3.84 | Residential | Yes | Behind the Meter | Behind the Meter |  | None | Steve Whitman LLC | JCP&L | Eligible for TI Program | 2020-04-03 | 2020-04-09 | 2021-10-30 | SolarEdge | SE3800H-US | Inverters | 3800 |  | 1 |  |  | 0.99 |  | Outside | within ten feet of meter
NJSTRE1545388658 | NJSRRE1544796535 | Transition Incentive Program | Lambertville | 8530 | 4 | 3.84 | Residential | Yes | Behind the Meter | Behind the Meter |  | None | Steve Whitman LLC | JCP&L | Eligible for TI Program | 2020-04-03 | 2020-04-09 | 2021-10-30 | Hanwha Q-Cells | Q.PEAK DUO-G5 320 | Solar Panels |  | 0.32 | 12 | 150 | 31 |  | Fixed | Roof
NJSTRE1545388662 | NJSRRE1544764650 | Transition Incentive Program | South Brunswick Township | 8852 | 11 | 6.82 | Residential | No | Behind the Meter | Behind the Meter |  | None | Sunrun Installation Services, Inc. | PSE&G | Eligible for TI Program | 2020-03-25 | 2020-03-30 | 2021-10-30 | Enphase Energy | IQ7-60-x-US (240V) | Inverters | 240 |  | 22 |  |  | 0.96 |  | Outdoor | Rooftop
NJSTRE1545388662 | NJSRRE1544764650 | Transition Incentive Program | South Brunswick Township | 8852 | 11 | 6.82 | Residential | No | Behind the Meter | Behind the Meter |  | None | Sunrun Installation Services, Inc. | PSE&G | Eligible for TI Program | 2020-03-25 | 2020-03-30 | 2021-10-30 | REC Solar | REC310TP2M | Solar Panels |  | 0.31 | 22 | 180 | 30 |  | Fixed | Roof
NJSTRE1545388664 | NJSRRE1544720041 | Transition Incentive Program | Tenafly Boro | 7670 | 7 | 9.92 | Residential | Yes | Behind the Meter | Net-metered residential rooftop and canopy |  | None | Bright Planet Solar | PSE&G | Accepted | 2020-03-18 | 2020-03-23 | 2021-10-30 | SOLAR EDGE | SE10000H-USRGM | Inverters | 10000 |  | 1 |  |  | 0.98 |  | Outdoor | OUTSIDE
NJSTRE1545388664 | NJSRRE1544720041 | Transition Incentive Program | Tenafly Boro | 7670 | 7 | 9.92 | Residential | Yes | Behind the Meter | Net-metered residential rooftop and canopy |  | None | Bright Planet Solar | PSE&G | Accepted | 2020-03-18 | 2020-03-23 | 2021-10-30 | LONGI | LR-60HPB-310M | Solar Panels |  | 0.31 | 9 | 215 | 36 |  | Fixed | Roof
NJSTRE1545388664 | NJSRRE1544720041 | Transition Incentive Program | Tenafly Boro | 7670 | 7 | 9.92 | Residential | Yes | Behind the Meter | Net-metered residential rooftop and canopy |  | None | Bright Planet Solar | PSE&G | Accepted | 2020-03-18 | 2020-03-23 | 2021-10-30 | LONGI | LR-60HPB-310M | Solar Panels |  | 0.31 | 23 | 126 | 44 |  | Fixed | Roof
NJSTRE1545388668 | NJSRRE1544844072 | Transition Incentive Program | Edison | 8820 | 11 | 6.82 | Residential | Yes | Behind the Meter | Behind the Meter |  | None | Sunrun Installation Services, Inc. | PSE&G | Eligible for TI Program | 2020-04-15 | 2020-04-22 | 2021-10-30 | Enphase Energy | IQ7-60-x-US (240V) | Inverters | 240 |  | 22 |  |  | 0.96 |  | Outdoor | Rooftop
NJSTRE1545388668 | NJSRRE1544844072 | Transition Incentive Program | Edison | 8820 | 11 | 6.82 | Residential | Yes | Behind the Meter | Behind the Meter |  | None | Sunrun Installation Services, Inc. | PSE&G | Eligible for TI Program | 2020-04-15 | 2020-04-22 | 2021-10-30 | REC Solar | REC310TP2M | Solar Panels |  | 0.31 | 22 | 269 | 27 |  | Fixed | Roof
NJSTRE1545388669 | NJSRRE1544768713 | Transition Incentive Program | Carteret | 7008 | 11 | 5.12 | Residential | Yes | Behind the Meter | Behind the Meter |  | None | Skyline Solar, LLC | PSE&G | Eligible for TI Program | 2020-03-27 | 2020-04-01 | 2021-10-30 | SolarEdge | SE3800H-US | Inverters | 3800 |  | 1 |  |  | 0.99 |  | Outside | within ten feet of meter
NJSTRE1545388669 | NJSRRE1544768713 | Transition Incentive Program | Carteret | 7008 | 11 | 5.12 | Residential | Yes | Behind the Meter | Behind the Meter |  | None | Skyline Solar, LLC | PSE&G | Eligible for TI Program | 2020-03-27 | 2020-04-01 | 2021-10-30 | Hanwha Q-Cells | Q.PEAK DUO-G5 320 | Solar Panels |  | 0.32 | 16 | 212,32 | 37 |  | Fixed | Roof
NJSTRE1545388672 | NJSRRE1544736119 | Transition Incentive Program | Jersey City | 7306 | 8 | 3.41 | Residential | Yes | Behind the Meter | Net-metered residential rooftop and canopy |  | None | Bright Planet Solar | PSE&G | Accepted | 2020-03-20 | 2020-03-25 | 2021-10-30 | SOLAR EDGE | SE3000H-USRGM | Inverters | 3000 |  | 1 |  |  | 0.98 |  | Outdoor | OUTSIDE
NJSTRE1545388672 | NJSRRE1544736119 | Transition Incentive Program | Jersey City | 7306 | 8 | 3.41 | Residential | Yes | Behind the Meter | Net-metered residential rooftop and canopy |  | None | Bright Planet Solar | PSE&G | Accepted | 2020-03-20 | 2020-03-25 | 2021-10-30 | LONGI | LR-60HPB-310M | Solar Panels |  | 0.31 | 11 | 124 | 9 |  | Fixed | Roof
NJSTRE1545388673 | NJSRRE1544796140 | Transition Incentive Program | Oak Ridge | 7438 | 6 | 7.04 | Residential | Yes | Behind the Meter | Behind the Meter |  | None | Steve Whitman LLC | JCP&L | Eligible for TI Program | 2020-04-03 | 2020-04-09 | 2021-10-30 | SolarEdge | SE5000H-US | Inverters | 5000 |  | 1 |  |  | 0.99 |  | Outside | within ten feet of meter
NJSTRE1545388673 | NJSRRE1544796140 | Transition Incentive Program | Oak Ridge | 7438 | 6 | 7.04 | Residential | Yes | Behind the Meter | Behind the Meter |  | None | Steve Whitman LLC | JCP&L | Eligible for TI Program | 2020-04-03 | 2020-04-09 | 2021-10-30 | Hanwha Q-Cells | Q.PEAK DUO-G5 320 | Solar Panels |  | 0.32 | 22 | 189 | 20 |  | Fixed | Roof
NJSTRE1545388675 | NJSRRE1544902692 | Transition Incentive Program | WENONAH | 8090 | 15 | 14.4 | Residential | Yes | Behind the Meter | Net-metered residential rooftop and canopy |  | None | Vivint Solar Developer, LLC | AC Electric | Accepted | 2020-04-27 | 2020-04-30 | 2021-10-30 | Enphase | IQ7-60-2-US | Inverters | 240 |  | 45 |  |  | 0.976 |  | Other | Underneath each module
NJSTRE1545388675 | NJSRRE1544902692 | Transition Incentive Program | WENONAH | 8090 | 15 | 14.4 | Residential | Yes | Behind the Meter | Net-metered residential rooftop and canopy |  | None | Vivint Solar Developer, LLC | AC Electric | Accepted | 2020-04-27 | 2020-04-30 | 2021-10-30 | Jinko Solar | JKM320M-60HBL | Solar Panels |  | 0.32 | 20 | 342 | 25 |  | Fixed | Roof
NJSTRE1545388675 | NJSRRE1544902692 | Transition Incentive Program | WENONAH | 8090 | 15 | 14.4 | Residential | Yes | Behind the Meter | Net-metered residential rooftop and canopy |  | None | Vivint Solar Developer, LLC | AC Electric | Accepted | 2020-04-27 | 2020-04-30 | 2021-10-30 | Jinko Solar | JKM320M-60HBL | Solar Panels |  | 0.32 | 17 | 162 | 25 |  | Fixed | Roof
NJSTRE1545388675 | NJSRRE1544902692 | Transition Incentive Program | WENONAH | 8090 | 15 | 14.4 | Residential | Yes | Behind the Meter | Net-metered residential rooftop and canopy |  | None | Vivint Solar Developer, LLC | AC Electric | Accepted | 2020-04-27 | 2020-04-30 | 2021-10-30 | Jinko Solar | JKM320M-60HBL | Solar Panels |  | 0.32 | 8 | 162 | 25 |  | Fixed | Roof
NJSTRE1545388677 | NJSRRE1544805383 | Transition Incentive Program | Pleasantville | 8232 | 19 | 2.94 | Residential | Yes | Behind the Meter | Net-metered residential rooftop and canopy |  | None | Castle Energy, LLC | AC Electric | Accepted | 2020-04-07 | 2020-04-10 | 2021-10-30 | SunPower | SPR-E20-327-C-AC | Inverters | 320 |  | 9 |  |  | 0.975 |  | Outdoor | on the rooftop under each solar panel
NJSTRE1545388677 | NJSRRE1544805383 | Transition Incentive Program | Pleasantville | 8232 | 19 | 2.94 | Residential | Yes | Behind the Meter | Net-metered residential rooftop and canopy |  | None | Castle Energy, LLC | AC Electric | Accepted | 2020-04-07 | 2020-04-10 | 2021-10-30 | SunPower | SPR-E20-327-C-AC | Solar Panels |  | 0.327 | 4 | 214 | 23 |  | Fixed | Roof
NJSTRE1545388677 | NJSRRE1544805383 | Transition Incentive Program | Pleasantville | 8232 | 19 | 2.94 | Residential | Yes | Behind the Meter | Net-metered residential rooftop and canopy |  | None | Castle Energy, LLC | AC Electric | Accepted | 2020-04-07 | 2020-04-10 | 2021-10-30 | SunPower | SPR-E20-327-C-AC | Solar Panels |  | 0.327 | 5 | 124 | 23 |  | Fixed | Roof
NJSTRE1545388678 | NJSRRE1544767290 | Transition Incentive Program | Burlington | 8016 | 13 | 6.3 | Residential | No | Behind the Meter | Net-metered residential rooftop and canopy |  | None | Vivint Solar Developer, LLC | PSE&G | Accepted | 2020-03-27 | 2020-03-31 | 2021-10-30 | SolarEdge | SE7600H-US | Inverters | 7600 |  | 1 |  |  | 0.992 |  | Outdoor | Near the Utility Meter
NJSTRE1545388678 | NJSRRE1544767290 | Transition Incentive Program | Burlington | 8016 | 13 | 6.3 | Residential | No | Behind the Meter | Net-metered residential rooftop and canopy |  | None | Vivint Solar Developer, LLC | PSE&G | Accepted | 2020-03-27 | 2020-03-31 | 2021-10-30 | LG | LG315N1K-V5 | Solar Panels |  | 0.315 | 20 | 92 | 27 |  | Fixed | Roof
NJSTRE1545388684 | NJSRRE1544761181 | Transition Incentive Program | Great Meadows | 7838 | 2 | 22.63 | Residential | Yes | Behind the Meter | Behind the Meter |  | None | Sunrun Installation Services, Inc. | JCP&L | Eligible for TI Program | 2020-03-24 | 2020-03-27 | 2021-10-30 | Enphase Energy | IQ7-60-x-US (240V) | Inverters | 240 |  | 73 |  |  | 0.96 |  | Outdoor | Rooftop
NJSTRE1545388684 | NJSRRE1544761181 | Transition Incentive Program | Great Meadows | 7838 | 2 | 22.63 | Residential | Yes | Behind the Meter | Behind the Meter |  | None | Sunrun Installation Services, Inc. | JCP&L | Eligible for TI Program | 2020-03-24 | 2020-03-27 | 2021-10-30 | REC Solar | REC310TP2M | Solar Panels |  | 0.31 | 21 | 147 | 18 |  | Fixed | Roof
NJSTRE1545388684 | NJSRRE1544761181 | Transition Incentive Program | Great Meadows | 7838 | 2 | 22.63 | Residential | Yes | Behind the Meter | Behind the Meter |  | None | Sunrun Installation Services, Inc. | JCP&L | Eligible for TI Program | 2020-03-24 | 2020-03-27 | 2021-10-30 | REC Solar | REC310TP2M | Solar Panels |  | 0.31 | 10 | 55 | 18 |  | Fixed | Roof
NJSTRE1545388684 | NJSRRE1544761181 | Transition Incentive Program | Great Meadows | 7838 | 2 | 22.63 | Residential | Yes | Behind the Meter | Behind the Meter |  | None | Sunrun Installation Services, Inc. | JCP&L | Eligible for TI Program | 2020-03-24 | 2020-03-27 | 2021-10-30 | REC Solar | REC310TP2M | Solar Panels |  | 0.31 | 32 | 326 | 18 |  | Fixed | Roof
NJSTRE1545388684 | NJSRRE1544761181 | Transition Incentive Program | Great Meadows | 7838 | 2 | 22.63 | Residential | Yes | Behind the Meter | Behind the Meter |  | None | Sunrun Installation Services, Inc. | JCP&L | Eligible for TI Program | 2020-03-24 | 2020-03-27 | 2021-10-30 | REC Solar | REC310TP2M | Solar Panels |  | 0.31 | 10 | 235 | 18 |  | Fixed | Roof
NJSTRE1545388688 | NJSRRE1544611201 | Transition Incentive Program | Belleville TWP | 7019 | 9 | 7.13 | Residential | No | Behind the Meter | Net-metered residential rooftop and canopy |  | None | Palmetto Solar LLC | PSE&G | Accepted | 2020-03-05 | 2020-03-11 | 2021-10-30 | SolarEdge | SE10000H-US | Inverters | 10000 |  | 1 |  |  | 0.98 |  | Outside | side of the house
NJSTRE1545388688 | NJSRRE1544611201 | Transition Incentive Program | Belleville TWP | 7019 | 9 | 7.13 | Residential | No | Behind the Meter | Net-metered residential rooftop and canopy |  | None | Palmetto Solar LLC | PSE&G | Accepted | 2020-03-05 | 2020-03-11 | 2021-10-30 | Yingli | 310D-30B | Solar Panels |  | 0.31 | 23 | 180 | 25 |  | Fixed | Roof
NJSTRE1545388689 | NJSRRE1544805411 | Transition Incentive Program | Colts Neck | 7722 | 17 | 21.6 | Residential | No | Behind the Meter | Net-metered residential rooftop and canopy |  | None | Solar Mite Solutions | JCP&L | Accepted | 2020-04-08 | 2020-04-13 | 2021-10-30 | Enphase | IQ7Plus | Inverters | 360 |  | 60 |  |  | 0.98 |  | Outdoor | Under solar modules
NJSTRE1545388689 | NJSRRE1544805411 | Transition Incentive Program | Colts Neck | 7722 | 17 | 21.6 | Residential | No | Behind the Meter | Net-metered residential rooftop and canopy |  | None | Solar Mite Solutions | JCP&L | Accepted | 2020-04-08 | 2020-04-13 | 2021-10-30 | Solaria | XT-360R-PD | Solar Panels |  | 0.36 | 26 | 261 | 45 |  | Fixed | Roof | Array 2
NJSTRE1545388689 | NJSRRE1544805411 | Transition Incentive Program | Colts Neck | 7722 | 17 | 21.6 | Residential | No | Behind the Meter | Net-metered residential rooftop and canopy |  | None | Solar Mite Solutions | JCP&L | Accepted | 2020-04-08 | 2020-04-13 | 2021-10-30 | Solaria | XT-360R-PD | Solar Panels |  | 0.36 | 34 | 171 | 14 |  | Fixed | Roof | Array 1
NJSTRE1545388690 | NJSRRE1544680295 | Transition Incentive Program | Delran Twp | 8075 | 13 | 14.26 | Residential | Yes | Behind the Meter | Net-metered residential rooftop and canopy |  | None | Bright Planet Solar | PSE&G | Accepted | 2020-03-13 | 2020-03-18 | 2021-10-30 | SOLAR EDGE | SE10000H-USRGM | Inverters | 10000 |  | 1 |  |  | 0.98 |  | Outdoor | OUTSIDE
NJSTRE1545388690 | NJSRRE1544680295 | Transition Incentive Program | Delran Twp | 8075 | 13 | 14.26 | Residential | Yes | Behind the Meter | Net-metered residential rooftop and canopy |  | None | Bright Planet Solar | PSE&G | Accepted | 2020-03-13 | 2020-03-18 | 2021-10-30 | LONGI | LR-60HPB-310M | Solar Panels |  | 0.31 | 23 | 309 | 22 |  | Fixed | Roof
NJSTRE1545388690 | NJSRRE1544680295 | Transition Incentive Program | Delran Twp | 8075 | 13 | 14.26 | Residential | Yes | Behind the Meter | Net-metered residential rooftop and canopy |  | None | Bright Planet Solar | PSE&G | Accepted | 2020-03-13 | 2020-03-18 | 2021-10-30 | LONGI | LR-60HPB-310M | Solar Panels |  | 0.31 | 23 | 128 | 22 |  | Fixed | Roof
NJSTRE1545388691 | NJSRRE1544817819 | Transition Incentive Program | SUCCASUNNA | 7876 | 3 | 8.05 | Residential | No | Behind the Meter | Behind the Meter |  | None | Infinity Solar Systems | JCP&L | Eligible for TI Program | 2020-04-09 | 2020-04-15 | 2021-10-30 | ENPHASE | IQ7-60-X-US | Inverters | 240 |  | 23 |  |  | 0.97 |  | Outside | MICROINVERTERS
NJSTRE1545388691 | NJSRRE1544817819 | Transition Incentive Program | SUCCASUNNA | 7876 | 3 | 8.05 | Residential | No | Behind the Meter | Behind the Meter |  | None | Infinity Solar Systems | JCP&L | Eligible for TI Program | 2020-04-09 | 2020-04-15 | 2021-10-30 | LG | LG350N1C-V5 | Solar Panels |  | 0.35 | 21 | 138 | 20 |  | Fixed | Roof
NJSTRE1545388691 | NJSRRE1544817819 | Transition Incentive Program | SUCCASUNNA | 7876 | 3 | 8.05 | Residential | No | Behind the Meter | Behind the Meter |  | None | Infinity Solar Systems | JCP&L | Eligible for TI Program | 2020-04-09 | 2020-04-15 | 2021-10-30 | LG | LG350N1C-V5 | Solar Panels |  | 0.35 | 2 | 138 | 20 |  | Fixed | Roof
NJSTRE1545388692 | NJSRRE1544617465 | Transition Incentive Program | Piscataway | 8854 | 11 | 327.25 | Commercial | No | Behind the Meter | Net-metered non-residential rooftop and canopy |  | None | Ampericon | PSE&G | Accepted | 2020-03-06 | 2020-03-11 | 2021-10-30 | EnPhase | IQ7 | Inverters | 240 |  | 850 |  |  | 0.965 |  | Other | Roof
NJSTRE1545388692 | NJSRRE1544617465 | Transition Incentive Program | Piscataway | 8854 | 11 | 327.25 | Commercial | No | Behind the Meter | Net-metered non-residential rooftop and canopy |  | None | Ampericon | PSE&G | Accepted | 2020-03-06 | 2020-03-11 | 2021-10-30 | GCL | Qcell 385 | Solar Panels |  | 0.385 | 425 | 322 | 10 |  | Fixed | Roof
NJSTRE1545388692 | NJSRRE1544617465 | Transition Incentive Program | Piscataway | 8854 | 11 | 327.25 | Commercial | No | Behind the Meter | Net-metered non-residential rooftop and canopy |  | None | Ampericon | PSE&G | Accepted | 2020-03-06 | 2020-03-11 | 2021-10-30 | GCL | Qcell 385 | Solar Panels |  | 0.385 | 425 | 142 | 10 |  | Fixed | Roof
NJSTRE1545388694 | NJSRRE1544708951 | Transition Incentive Program | Pennsauken | 8110 | 14 | 4.48 | Residential | Yes | Behind the Meter | Net-metered residential rooftop and canopy |  | None | Vivint Solar Developer, LLC | PSE&G | Accepted | 2020-03-19 | 2020-03-20 | 2021-10-30 | SolarEdge | SE3800H-US | Inverters | 3800 |  | 1 |  |  | 0.992 |  | Outdoor | Near the utility meter
NJSTRE1545388694 | NJSRRE1544708951 | Transition Incentive Program | Pennsauken | 8110 | 14 | 4.48 | Residential | Yes | Behind the Meter | Net-metered residential rooftop and canopy |  | None | Vivint Solar Developer, LLC | PSE&G | Accepted | 2020-03-19 | 2020-03-20 | 2021-10-30 | Jinko Solar | JKM320M-60HBL | Solar Panels |  | 0.32 | 5 | 58 | 30 |  | Fixed | Roof
NJSTRE1545388694 | NJSRRE1544708951 | Transition Incentive Program | Pennsauken | 8110 | 14 | 4.48 | Residential | Yes | Behind the Meter | Net-metered residential rooftop and canopy |  | None | Vivint Solar Developer, LLC | PSE&G | Accepted | 2020-03-19 | 2020-03-20 | 2021-10-30 | Jinko Solar | JKM320M-60HBL | Solar Panels |  | 0.32 | 9 | 238 | 30 |  | Fixed | Roof
NJSTRE1545388696 | NJSRRE1544810831 | Transition Incentive Program | Newark | 7108 | 9 | 4.8 | Residential | No | Behind the Meter | Behind the Meter |  | None | Green Power Energy | PSE&G | Eligible for TI Program | 2020-04-08 | 2020-04-14 | 2021-10-30 | SolarEdge | SE5000H-US | Inverters | 5000 |  | 1 |  |  | 0.97 |  | Outside | next to meter
NJSTRE1545388696 | NJSRRE1544810831 | Transition Incentive Program | Newark | 7108 | 9 | 4.8 | Residential | No | Behind the Meter | Behind the Meter |  | None | Green Power Energy | PSE&G | Eligible for TI Program | 2020-04-08 | 2020-04-14 | 2021-10-30 | Hanwha | Q.PEAK DUO L-G7.2 400 | Solar Panels |  | 0.4 | 12 | 194 | 27 |  | Fixed | Roof
NJSTRE1545388699 | NJSRRE1544562308 | Transition Incentive Program | Deptford | 8096 | 15 | 7.48 | Residential | No | Behind the Meter | Behind the Meter |  | None | Sunny Corp | PSE&G | Eligible for TI Program | 2020-03-02 | 2020-03-05 | 2021-10-30 | SolarEdge | SE6000 | Inverters | 6000 |  | 1 |  |  | 0.998 |  | Outdoor | side of home
NJSTRE1545388699 | NJSRRE1544562308 | Transition Incentive Program | Deptford | 8096 | 15 | 7.48 | Residential | No | Behind the Meter | Behind the Meter |  | None | Sunny Corp | PSE&G | Eligible for TI Program | 2020-03-02 | 2020-03-05 | 2021-10-30 | Panasonic | 325KA03 | Solar Panels |  | 0.325 | 23 | 108 | 31 |  | Fixed | Roof
NJSTRE1545388701 | NJSRRE1544610940 | Transition Incentive Program | MOUNT HOLLY | 8060 | 13 | 10.56 | Residential | Yes | Behind the Meter | Net-metered residential rooftop and canopy |  | None | Vivint Solar Developer, LLC | PSE&G | Accepted | 2020-03-06 | 2020-03-10 | 2021-10-30 | SolarEdge | SE7600H-US | Inverters | 7600 |  | 1 |  |  | 0.992 |  | Outdoor | Near the utility meter
NJSTRE1545388701 | NJSRRE1544610940 | Transition Incentive Program | MOUNT HOLLY | 8060 | 13 | 10.56 | Residential | Yes | Behind the Meter | Net-metered residential rooftop and canopy |  | None | Vivint Solar Developer, LLC | PSE&G | Accepted | 2020-03-06 | 2020-03-10 | 2021-10-30 | Jinko Solar | JKM320M-60HBL | Solar Panels |  | 0.32 | 14 | 112 | 27 |  | Fixed | Roof
NJSTRE1545388701 | NJSRRE1544610940 | Transition Incentive Program | MOUNT HOLLY | 8060 | 13 | 10.56 | Residential | Yes | Behind the Meter | Net-metered residential rooftop and canopy |  | None | Vivint Solar Developer, LLC | PSE&G | Accepted | 2020-03-06 | 2020-03-10 | 2021-10-30 | Jinko Solar | JKM320M-60HBL | Solar Panels |  | 0.32 | 13 | 292 | 27 |  | Fixed | Roof
NJSTRE1545388701 | NJSRRE1544610940 | Transition Incentive Program | MOUNT HOLLY | 8060 | 13 | 10.56 | Residential | Yes | Behind the Meter | Net-metered residential rooftop and canopy |  | None | Vivint Solar Developer, LLC | PSE&G | Accepted | 2020-03-06 | 2020-03-10 | 2021-10-30 | Jinko Solar | JKM320M-60HBL | Solar Panels |  | 0.32 | 6 | 112 | 27 |  | Fixed | Roof
NJSTRE1545388702 | NJSRRE1544776291 | Transition Incentive Program | South Brunswick Township | 8852 | 11 | 11.47 | Residential | No | Behind the Meter | Behind the Meter |  | None | Sunrun Installation Services, Inc. | PSE&G | Eligible for TI Program | 2020-03-31 | 2020-04-09 | 2021-10-30 | Enphase Energy | IQ7-60-x-US (240V) | Inverters | 240 |  | 37 |  |  | 0.96 |  | Outdoor | Rooftop
NJSTRE1545388702 | NJSRRE1544776291 | Transition Incentive Program | South Brunswick Township | 8852 | 11 | 11.47 | Residential | No | Behind the Meter | Behind the Meter |  | None | Sunrun Installation Services, Inc. | PSE&G | Eligible for TI Program | 2020-03-31 | 2020-04-09 | 2021-10-30 | REC Solar | REC310TP2M | Solar Panels |  | 0.31 | 6 | 61 | 27 |  | Fixed | Roof
NJSTRE1545388702 | NJSRRE1544776291 | Transition Incentive Program | South Brunswick Township | 8852 | 11 | 11.47 | Residential | No | Behind the Meter | Behind the Meter |  | None | Sunrun Installation Services, Inc. | PSE&G | Eligible for TI Program | 2020-03-31 | 2020-04-09 | 2021-10-30 | REC Solar | REC310TP2M | Solar Panels |  | 0.31 | 4 | 151 | 27 |  | Fixed | Roof
NJSTRE1545388702 | NJSRRE1544776291 | Transition Incentive Program | South Brunswick Township | 8852 | 11 | 11.47 | Residential | No | Behind the Meter | Behind the Meter |  | None | Sunrun Installation Services, Inc. | PSE&G | Eligible for TI Program | 2020-03-31 | 2020-04-09 | 2021-10-30 | REC Solar | REC310TP2M | Solar Panels |  | 0.31 | 27 | 241 | 18 |  | Fixed | Roof
NJSTRE1545388703 | NJSRRE1544566590 | Transition Incentive Program | Montgomery | 8502 | 5 | 11.16 | Residential | No | Behind the Meter | Behind the Meter |  | None | Sunrun Installation Services, Inc. | PSE&G | Eligible for TI Program | 2020-03-03 | 2020-03-05 | 2021-10-30 | Enphase Energy | IQ7-60-x-US (240V) | Inverters | 240 |  | 36 |  |  | 0.96 |  | Outdoor | Rooftop
NJSTRE1545388703 | NJSRRE1544566590 | Transition Incentive Program | Montgomery | 8502 | 5 | 11.16 | Residential | No | Behind the Meter | Behind the Meter |  | None | Sunrun Installation Services, Inc. | PSE&G | Eligible for TI Program | 2020-03-03 | 2020-03-05 | 2021-10-30 | REC Solar | REC310TP2M | Solar Panels |  | 0.31 | 28 | 194 | 27 |  | Fixed | Roof
NJSTRE1545388703 | NJSRRE1544566590 | Transition Incentive Program | Montgomery | 8502 | 5 | 11.16 | Residential | No | Behind the Meter | Behind the Meter |  | None | Sunrun Installation Services, Inc. | PSE&G | Eligible for TI Program | 2020-03-03 | 2020-03-05 | 2021-10-30 | REC Solar | REC310TP2M | Solar Panels |  | 0.31 | 8 | 194 | 18 |  | Fixed | Roof
NJSTRE1545388705 | NJSRRE1544582266 | Transition Incentive Program | Willingboro | 8046 | 13 | 7.04 | Residential | Yes | Behind the Meter | Behind the Meter |  | None | Skyline Solar, LLC | PSE&G | Eligible for TI Program | 2020-03-03 | 2020-03-06 | 2021-10-30 | SolarEdge | SE5000H-US | Inverters | 5000 |  | 1 |  |  | 0.99 |  | Outside | within ten feet of meter
NJSTRE1545388705 | NJSRRE1544582266 | Transition Incentive Program | Willingboro | 8046 | 13 | 7.04 | Residential | Yes | Behind the Meter | Behind the Meter |  | None | Skyline Solar, LLC | PSE&G | Eligible for TI Program | 2020-03-03 | 2020-03-06 | 2021-10-30 | Hanwha Q-Cells | Q.PEAK DUO-G5 320 | Solar Panels |  | 0.32 | 22 | 282 | 29 |  | Fixed | Roof
NJSTRE1545388714 | NJSRRE1544586073 | Transition Incentive Program | Millville | 8332 | 20 | 3.84 | Residential | Yes | Behind the Meter | Behind the Meter |  | None | Skyline Solar, LLC | AC Electric | Eligible for TI Program | 2020-03-04 | 2020-03-09 | 2021-10-30 | SolarEdge | SE3800H-US | Inverters | 3800 |  | 1 |  |  | 0.99 |  | Outside | within ten feet of meter
NJSTRE1545388714 | NJSRRE1544586073 | Transition Incentive Program | Millville | 8332 | 20 | 3.84 | Residential | Yes | Behind the Meter | Behind the Meter |  | None | Skyline Solar, LLC | AC Electric | Eligible for TI Program | 2020-03-04 | 2020-03-09 | 2021-10-30 | Hanwha Q-cells | Q.PEAK DUO-G5 320 | Solar Panels |  | 0.32 | 12 | 177357 | 29 |  | Fixed | Roof
NJSTRE1545388715 | NJSRRE1544623087 | Transition Incentive Program | Far Hills | 7931 | 5 | 16.94 | Residential | No | Behind the Meter | Behind the Meter |  | None | Green Power energy | JCP&L | Eligible for TI Program | 2020-03-10 | 2020-03-12 | 2021-10-30 | SolarEdge | SE10000H-US | Inverters | 10000 |  | 2 |  |  | 0.97 |  | Outside | Next to meter
NJSTRE1545388715 | NJSRRE1544623087 | Transition Incentive Program | Far Hills | 7931 | 5 | 16.94 | Residential | No | Behind the Meter | Behind the Meter |  | None | Green Power energy | JCP&L | Eligible for TI Program | 2020-03-10 | 2020-03-12 | 2021-10-30 | Axitec | AC-385MH/144S | Solar Panels |  | 0.385 | 44 | 180 | 30 |  | Fixed | Ground
NJSTRE1545388719 | NJSRRE1544770086 | Transition Incentive Program | Maple Shade Township | 8052 | 13 | 8.99 | Residential | Yes | Behind the Meter | Behind the Meter |  | None | Sunrun Installation Services, Inc. | PSE&G | Eligible for TI Program | 2020-03-27 | 2020-04-01 | 2021-10-30 | Enphase Energy | IQ7-60-x-US (240V) | Inverters | 240 |  | 29 |  |  | 0.96 |  | Outdoor | Rooftop
NJSTRE1545388719 | NJSRRE1544770086 | Transition Incentive Program | Maple Shade Township | 8052 | 13 | 8.99 | Residential | Yes | Behind the Meter | Behind the Meter |  | None | Sunrun Installation Services, Inc. | PSE&G | Eligible for TI Program | 2020-03-27 | 2020-04-01 | 2021-10-30 | REC Solar | REC310TP2M | Solar Panels |  | 0.31 | 15 | 60 | 40 |  | Fixed | Roof
NJSTRE1545388719 | NJSRRE1544770086 | Transition Incentive Program | Maple Shade Township | 8052 | 13 | 8.99 | Residential | Yes | Behind the Meter | Behind the Meter |  | None | Sunrun Installation Services, Inc. | PSE&G | Eligible for TI Program | 2020-03-27 | 2020-04-01 | 2021-10-30 | REC Solar | REC310TP2M | Solar Panels |  | 0.31 | 14 | 239 | 40 |  | Fixed | Roof
NJSTRE1545388721 | NJSRRE1544905083 | Transition Incentive Program | Clark Township | 7066 | 10 | 20.02 | Commercial | Yes | Behind the Meter | Net-metered non-residential rooftop and canopy |  | None | Ameresco | PSE&G | Accepted | 2020-04-30 | 2020-04-30 | 2021-10-30 | SolarEdge | SE14.4KUS | Inverters | 14.4 |  | 1 |  |  | 0.975 |  | Outdoor | N/A
NJSTRE1545388721 | NJSRRE1544905083 | Transition Incentive Program | Clark Township | 7066 | 10 | 20.02 | Commercial | Yes | Behind the Meter | Net-metered non-residential rooftop and canopy |  | None | Ameresco | PSE&G | Accepted | 2020-04-30 | 2020-04-30 | 2021-10-30 | JA | JAM72S09 385/PR | Solar Panels |  | 0.385 | 52 | 156 | 10 |  | Fixed | Roof
NJSTRE1545388724 | NJSRRE1544611098 | Transition Incentive Program | Northfield | 8225 | 19 | 11.52 | Residential | No | Behind the Meter | Behind the Meter |  | None | Sun Up Zero Down | AC Electric | Eligible for TI Program | 2020-03-05 | 2020-03-10 | 2021-10-30 | solaredge | SE10000H-US | Inverters | 10000 |  | 1 |  |  | 0.975 |  | Outside | outside wall
NJSTRE1545388724 | NJSRRE1544611098 | Transition Incentive Program | Northfield | 8225 | 19 | 11.52 | Residential | No | Behind the Meter | Behind the Meter |  | None | Sun Up Zero Down | AC Electric | Eligible for TI Program | 2020-03-05 | 2020-03-10 | 2021-10-30 | lg | LG320N1K-A5 | Solar Panels |  | 0.32 | 2 | 223 | 19 |  | Fixed | Roof
NJSTRE1545388724 | NJSRRE1544611098 | Transition Incentive Program | Northfield | 8225 | 19 | 11.52 | Residential | No | Behind the Meter | Behind the Meter |  | None | Sun Up Zero Down | AC Electric | Eligible for TI Program | 2020-03-05 | 2020-03-10 | 2021-10-30 | lg | LG320N1K-A5 | Solar Panels |  | 0.32 | 16 | 223 | 40 |  | Fixed | Roof
NJSTRE1545388724 | NJSRRE1544611098 | Transition Incentive Program | Northfield | 8225 | 19 | 11.52 | Residential | No | Behind the Meter | Behind the Meter |  | None | Sun Up Zero Down | AC Electric | Eligible for TI Program | 2020-03-05 | 2020-03-10 | 2021-10-30 | lg | LG320N1K-A5 | Solar Panels |  | 0.32 | 8 | 223 | 12 |  | Fixed | Roof
NJSTRE1545388724 | NJSRRE1544611098 | Transition Incentive Program | Northfield | 8225 | 19 | 11.52 | Residential | No | Behind the Meter | Behind the Meter |  | None | Sun Up Zero Down | AC Electric | Eligible for TI Program | 2020-03-05 | 2020-03-10 | 2021-10-30 | lg | LG320N1K-A5 | Solar Panels |  | 0.32 | 10 | 223 | 8 |  | Fixed | Roof
NJSTRE1545388728 | NJSRRE1544761026 | Transition Incentive Program | Willingboro Twp | 8046 | 13 | 5.23 | Residential | Yes | Behind the Meter | Net-metered residential rooftop and canopy |  | None | SunnyMac LLC | PSE&G | Accepted | 2020-03-24 | 2020-03-27 | 2021-10-30 | Enphase | IQ7XS-96-ACM-US | Inverters | 0.315 |  | 16 |  |  | 0.99 |  | Outdoor | roof
NJSTRE1545388728 | NJSRRE1544761026 | Transition Incentive Program | Willingboro Twp | 8046 | 13 | 5.23 | Residential | Yes | Behind the Meter | Net-metered residential rooftop and canopy |  | None | SunnyMac LLC | PSE&G | Accepted | 2020-03-24 | 2020-03-27 | 2021-10-30 | SunPower, | SPR-E20327 | Solar Panels |  | 0.327 | 16 | 89 | 28 |  | Fixed | Roof
NJSTRE1545388730 | NJSRRE1544767490 | Transition Incentive Program | WAYNE | 7470 | 6 | 11.34 | Residential | No | Behind the Meter | Behind the Meter |  | None | Tesla Energy Operations Inc. | JCP&L | Eligible for TI Program | 2020-03-26 | 2020-03-31 | 2021-10-30 | Delta Electronics | M10-TL-US | Inverters | 9600 |  | 1 |  |  | 0.975 |  | Outdoor | Outdoor
NJSTRE1545388730 | NJSRRE1544767490 | Transition Incentive Program | WAYNE | 7470 | 6 | 11.34 | Residential | No | Behind the Meter | Behind the Meter |  | None | Tesla Energy Operations Inc. | JCP&L | Eligible for TI Program | 2020-03-26 | 2020-03-31 | 2021-10-30 | Hanwha Q CELLS | Q.PEAK DUO BLK-G5/SC315 | Solar Panels |  | 0.315 | 16 | 78 | 30 |  | Fixed | Roof
NJSTRE1545388730 | NJSRRE1544767490 | Transition Incentive Program | WAYNE | 7470 | 6 | 11.34 | Residential | No | Behind the Meter | Behind the Meter |  | None | Tesla Energy Operations Inc. | JCP&L | Eligible for TI Program | 2020-03-26 | 2020-03-31 | 2021-10-30 | Hanwha Q CELLS | Q.PEAK DUO BLK-G5/SC315 | Solar Panels |  | 0.315 | 20 | 168 | 30 |  | Fixed | Roof
NJSTRE1545388732 | NJSRRE1544846912 | Transition Incentive Program | PATERSON | 7502 | 6 | 4.2 | Residential | Yes | Behind the Meter | Net-metered residential rooftop and canopy |  | None | Pro Custom Solar dba Momentum Solar | PSE&G | Accepted | 2020-04-15 | 2020-04-23 | 2021-10-30 | Enphase Energy | IQ7Plus-72-2-US | Inverters | 290 |  | 12 |  |  | 0.97 |  | Outdoor | Roof
NJSTRE1545388732 | NJSRRE1544846912 | Transition Incentive Program | PATERSON | 7502 | 6 | 4.2 | Residential | Yes | Behind the Meter | Net-metered residential rooftop and canopy |  | None | Pro Custom Solar dba Momentum Solar | PSE&G | Accepted | 2020-04-15 | 2020-04-23 | 2021-10-30 | LG ELECTRONICS | LG 350N1C-V5 | Solar Panels |  | 0.35 | 12 | 137 | 24 |  | Fixed | Roof
NJSTRE1545388733 | NJSRRE1544802594 | Transition Incentive Program | Raritan | 8869 | 5 | 5.58 | Residential | No | Behind the Meter | Net-metered residential rooftop and canopy |  | None | 1st Light Energy Inc | PSE&G | Accepted | 2020-04-06 | 2020-04-10 | 2021-10-30 | SMA | SB-5.0-1SP-US-41 | Inverters | 5000 |  | 1 |  |  | 0.98 |  | Outside | next to meter
NJSTRE1545388733 | NJSRRE1544802594 | Transition Incentive Program | Raritan | 8869 | 5 | 5.58 | Residential | No | Behind the Meter | Net-metered residential rooftop and canopy |  | None | 1st Light Energy Inc | PSE&G | Accepted | 2020-04-06 | 2020-04-10 | 2021-10-30 | Longi | LR6-60HPB-310M | Solar Panels |  | 0.31 | 18 | 265 | 18 |  | Fixed | Roof
NJSTRE1545388736 | NJSRRE1544905354 | Transition Incentive Program | Bordentown | 8505 | 13 | 16.17 | Commercial | No | Behind the Meter | Net-metered non-residential rooftop and canopy |  | None | Ameresco | PSE&G | Accepted | 2020-04-30 | 2020-04-30 | 2021-10-30 | SolarEdge | SE14.4KUS | Inverters | 14.4 |  | 1 |  |  | 0.975 |  | Outdoor | N/A
NJSTRE1545388736 | NJSRRE1544905354 | Transition Incentive Program | Bordentown | 8505 | 13 | 16.17 | Commercial | No | Behind the Meter | Net-metered non-residential rooftop and canopy |  | None | Ameresco | PSE&G | Accepted | 2020-04-30 | 2020-04-30 | 2021-10-30 | JA | JAM72S09 385/PR | Solar Panels |  | 0.385 | 42 | 202 | 29 |  | Fixed | Roof
NJSTRE1545388737 | NJSRRE1544597855 | Transition Incentive Program | PENNSAUKEN | 8110 | 14 | 10.56 | Residential | Yes | Behind the Meter | Net-metered residential rooftop and canopy |  | None | Vivint Solar Developer, LLC | PSE&G | Accepted | 2020-03-04 | 2020-03-09 | 2021-10-30 | Solar Edge | SE7600H-US | Inverters | 7600 |  | 1 |  |  | 0.992 |  | Outdoor | Near the Utility Meter
NJSTRE1545388737 | NJSRRE1544597855 | Transition Incentive Program | PENNSAUKEN | 8110 | 14 | 10.56 | Residential | Yes | Behind the Meter | Net-metered residential rooftop and canopy |  | None | Vivint Solar Developer, LLC | PSE&G | Accepted | 2020-03-04 | 2020-03-09 | 2021-10-30 | Jinko | JKM320M-60HBL | Solar Panels |  | 0.32 | 6 | 238 | 10 |  | Fixed | Roof
NJSTRE1545388737 | NJSRRE1544597855 | Transition Incentive Program | PENNSAUKEN | 8110 | 14 | 10.56 | Residential | Yes | Behind the Meter | Net-metered residential rooftop and canopy |  | None | Vivint Solar Developer, LLC | PSE&G | Accepted | 2020-03-04 | 2020-03-09 | 2021-10-30 | Jinko | JKM320M-60HBL | Solar Panels |  | 0.32 | 4 | 238 | 25 |  | Fixed | Roof
NJSTRE1545388737 | NJSRRE1544597855 | Transition Incentive Program | PENNSAUKEN | 8110 | 14 | 10.56 | Residential | Yes | Behind the Meter | Net-metered residential rooftop and canopy |  | None | Vivint Solar Developer, LLC | PSE&G | Accepted | 2020-03-04 | 2020-03-09 | 2021-10-30 | Jinko | JKM320M-60HBL | Solar Panels |  | 0.32 | 15 | 58 | 25 |  | Fixed | Roof
NJSTRE1545388737 | NJSRRE1544597855 | Transition Incentive Program | PENNSAUKEN | 8110 | 14 | 10.56 | Residential | Yes | Behind the Meter | Net-metered residential rooftop and canopy |  | None | Vivint Solar Developer, LLC | PSE&G | Accepted | 2020-03-04 | 2020-03-09 | 2021-10-30 | Jinko | JKM320M-60HBL | Solar Panels |  | 0.32 | 4 | 238 | 25 |  | Fixed | Roof
NJSTRE1545388737 | NJSRRE1544597855 | Transition Incentive Program | PENNSAUKEN | 8110 | 14 | 10.56 | Residential | Yes | Behind the Meter | Net-metered residential rooftop and canopy |  | None | Vivint Solar Developer, LLC | PSE&G | Accepted | 2020-03-04 | 2020-03-09 | 2021-10-30 | Jinko | JKM320M-60HBL | Solar Panels |  | 0.32 | 4 | 238 | 5 |  | Fixed | Roof
NJSTRE1545388738 | NJSRRE1544773210 | Transition Incentive Program | Chester | 7930 | 3 | 23.79 | Residential | No | Behind the Meter | Net-metered residential rooftop and canopy |  | None | Green power Energy | JCP&L | Accepted | 2020-03-30 | 2020-04-09 | 2021-10-30 | SolarEdge | SE7600H-US | Inverters | 7600 |  | 2 |  |  | 0.97 |  | Outside | next to meter
NJSTRE1545388738 | NJSRRE1544773210 | Transition Incentive Program | Chester | 7930 | 3 | 23.79 | Residential | No | Behind the Meter | Net-metered residential rooftop and canopy |  | None | Green power Energy | JCP&L | Accepted | 2020-03-30 | 2020-04-09 | 2021-10-30 | LG Electronics | LG335N1C-V5 | Solar Panels |  | 0.335 | 32 | 258 | 20 |  | Fixed | Roof
NJSTRE1545388738 | NJSRRE1544773210 | Transition Incentive Program | Chester | 7930 | 3 | 23.79 | Residential | No | Behind the Meter | Net-metered residential rooftop and canopy |  | None | Green power Energy | JCP&L | Accepted | 2020-03-30 | 2020-04-09 | 2021-10-30 | LG Electronics | LG335N1C-V5 | Solar Panels |  | 0.335 | 22 | 79 | 20 |  | Fixed | Roof
NJSTRE1545388738 | NJSRRE1544773210 | Transition Incentive Program | Chester | 7930 | 3 | 23.79 | Residential | No | Behind the Meter | Net-metered residential rooftop and canopy |  | None | Green power Energy | JCP&L | Accepted | 2020-03-30 | 2020-04-09 | 2021-10-30 | LG Electronics | LG335N1C-V5 | Solar Panels |  | 0.335 | 17 | 169 | 20 |  | Fixed | Roof
NJSTRE1545388739 | NJSRRE1544712459 | Transition Incentive Program | Pennsauken | 8109 | 14 | 5.12 | Residential | Yes | Behind the Meter | Behind the Meter |  | None | Skyline Solar, LLC | PSE&G | Eligible for TI Program | 2020-03-18 | 2020-03-23 | 2021-10-30 | SolarEdge | SE3800H-US | Inverters | 3800 |  | 1 |  |  | 0.99 |  | Outside | within ten feet of meter
NJSTRE1545388739 | NJSRRE1544712459 | Transition Incentive Program | Pennsauken | 8109 | 14 | 5.12 | Residential | Yes | Behind the Meter | Behind the Meter |  | None | Skyline Solar, LLC | PSE&G | Eligible for TI Program | 2020-03-18 | 2020-03-23 | 2021-10-30 | Hanwha Q-Cells | Q.PEAK DUO-G5 320 | Solar Panels |  | 0.32 | 16 | 231 | 29 |  | Fixed | Roof
NJSTRE1545388740 | NJSRRE1544623885 | Transition Incentive Program | Egg Harbor Township | 8234 | 19 | 28.8 | Non Profit | Yes | Behind the Meter | Net-metered non-residential rooftop and canopy |  | None | All Season Solar | AC Electric | Accepted | 2020-03-10 | 2020-03-13 | 2021-10-30 | Enphase | IQ7 | Inverters | 240 |  | 90 |  |  | 0.97 |  | Outdoor | Under Module
NJSTRE1545388740 | NJSRRE1544623885 | Transition Incentive Program | Egg Harbor Township | 8234 | 19 | 28.8 | Non Profit | Yes | Behind the Meter | Net-metered non-residential rooftop and canopy |  | None | All Season Solar | AC Electric | Accepted | 2020-03-10 | 2020-03-13 | 2021-10-30 | Trina | TSM-DD06M05II 320W NOV19 | Solar Panels |  | 0.32 | 48 | 216 | 11 |  | Fixed | Roof
NJSTRE1545388740 | NJSRRE1544623885 | Transition Incentive Program | Egg Harbor Township | 8234 | 19 | 28.8 | Non Profit | Yes | Behind the Meter | Net-metered non-residential rooftop and canopy |  | None | All Season Solar | AC Electric | Accepted | 2020-03-10 | 2020-03-13 | 2021-10-30 | Trina | TSM-DD06M05II 320W NOV19 | Solar Panels |  | 0.32 | 10 | 36 | 11 |  | Fixed | Roof
NJSTRE1545388740 | NJSRRE1544623885 | Transition Incentive Program | Egg Harbor Township | 8234 | 19 | 28.8 | Non Profit | Yes | Behind the Meter | Net-metered non-residential rooftop and canopy |  | None | All Season Solar | AC Electric | Accepted | 2020-03-10 | 2020-03-13 | 2021-10-30 | Trina | TSM-DD06M05II 320W NOV19 | Solar Panels |  | 0.32 | 10 | 216 | 11 |  | Fixed | Roof
NJSTRE1545388740 | NJSRRE1544623885 | Transition Incentive Program | Egg Harbor Township | 8234 | 19 | 28.8 | Non Profit | Yes | Behind the Meter | Net-metered non-residential rooftop and canopy |  | None | All Season Solar | AC Electric | Accepted | 2020-03-10 | 2020-03-13 | 2021-10-30 | Trina | TSM-DD06M05II 320W NOV19 | Solar Panels |  | 0.32 | 22 | 216 | 20 |  | Fixed | Roof
NJSTRE1545388742 | NJSRRE1544736409 | Transition Incentive Program | Englewood | 7631 | 7 | 9.92 | Residential | Yes | Behind the Meter | Net-metered residential rooftop and canopy |  | None | Vivint Solar Developer, LLC | PSE&G | Accepted | 2020-03-23 | 2020-03-25 | 2021-10-30 | SOLAREDGE | SE7600H-US | Inverters | 7600 |  | 1 |  |  | 0.992 |  | Outdoor | Near the Utility Meter
NJSTRE1545388742 | NJSRRE1544736409 | Transition Incentive Program | Englewood | 7631 | 7 | 9.92 | Residential | Yes | Behind the Meter | Net-metered residential rooftop and canopy |  | None | Vivint Solar Developer, LLC | PSE&G | Accepted | 2020-03-23 | 2020-03-25 | 2021-10-30 | JINKO SOLAR | JKM320M-60HBL | Solar Panels |  | 0.32 | 9 | 84 | 24 |  | Fixed | Roof
NJSTRE1545388742 | NJSRRE1544736409 | Transition Incentive Program | Englewood | 7631 | 7 | 9.92 | Residential | Yes | Behind the Meter | Net-metered residential rooftop and canopy |  | None | Vivint Solar Developer, LLC | PSE&G | Accepted | 2020-03-23 | 2020-03-25 | 2021-10-30 | JINKO SOLAR | JKM320M-60HBL | Solar Panels |  | 0.32 | 4 | 354 | 24 |  | Fixed | Roof
NJSTRE1545388742 | NJSRRE1544736409 | Transition Incentive Program | Englewood | 7631 | 7 | 9.92 | Residential | Yes | Behind the Meter | Net-metered residential rooftop and canopy |  | None | Vivint Solar Developer, LLC | PSE&G | Accepted | 2020-03-23 | 2020-03-25 | 2021-10-30 | JINKO SOLAR | JKM320M-60HBL | Solar Panels |  | 0.32 | 10 | 354 | 23 |  | Fixed | Roof
NJSTRE1545388742 | NJSRRE1544736409 | Transition Incentive Program | Englewood | 7631 | 7 | 9.92 | Residential | Yes | Behind the Meter | Net-metered residential rooftop and canopy |  | None | Vivint Solar Developer, LLC | PSE&G | Accepted | 2020-03-23 | 2020-03-25 | 2021-10-30 | JINKO SOLAR | JKM320M-60HBL | Solar Panels |  | 0.32 | 8 | 174 | 24 |  | Fixed | Roof
NJSTRE1545388744 | NJSRRE1544898417 | Transition Incentive Program | ELIZABETH | 7208 | 10 | 4.16 | Residential | Yes | Behind the Meter | Net-metered residential rooftop and canopy |  | None | Vivint Solar Developer, LLC | PSE&G | Accepted | 2020-04-24 | 2020-04-30 | 2021-10-30 | Solar Edge | SE3800H-US000BNC4 | Meters |  |  | 1 |  |  |  | Yes | Outdoor
NJSTRE1545388744 | NJSRRE1544898417 | Transition Incentive Program | ELIZABETH | 7208 | 10 | 4.16 | Residential | Yes | Behind the Meter | Net-metered residential rooftop and canopy |  | None | Vivint Solar Developer, LLC | PSE&G | Accepted | 2020-04-24 | 2020-04-30 | 2021-10-30 | Solae Edge | SE3800H-US | Inverters | 3800 |  | 1 |  |  | 0.992 |  | Outdoor | Near the Utility Meter
NJSTRE1545388744 | NJSRRE1544898417 | Transition Incentive Program | ELIZABETH | 7208 | 10 | 4.16 | Residential | Yes | Behind the Meter | Net-metered residential rooftop and canopy |  | None | Vivint Solar Developer, LLC | PSE&G | Accepted | 2020-04-24 | 2020-04-30 | 2021-10-30 | Jinko Solar | JKM320M-60HBL | Solar Panels |  | 0.32 | 13 | 126 | 37 |  | Fixed | Roof
NJSTRE1545388745 | NJSRRE1544893952 | Transition Incentive Program | Denville | 7834 | 3 | 3.66 | Residential | Yes | Behind the Meter | Net-metered residential rooftop and canopy |  | None | Sunrun Installation Services, Inc. | JCP&L | Accepted | 2020-04-24 | 2020-04-29 | 2021-10-30 | Delta | M4-TL-US | Meters |  |  | 1 |  |  |  | Yes
NJSTRE1545388745 | NJSRRE1544893952 | Transition Incentive Program | Denville | 7834 | 3 | 3.66 | Residential | Yes | Behind the Meter | Net-metered residential rooftop and canopy |  | None | Sunrun Installation Services, Inc. | JCP&L | Accepted | 2020-04-24 | 2020-04-29 | 2021-10-30 | Delta Electronics | M4-TL-US | Inverters | 4000 |  | 1 |  |  | 0.96 |  | Outdoor | Next To Meter
NJSTRE1545388745 | NJSRRE1544893952 | Transition Incentive Program | Denville | 7834 | 3 | 3.66 | Residential | Yes | Behind the Meter | Net-metered residential rooftop and canopy |  | None | Sunrun Installation Services, Inc. | JCP&L | Accepted | 2020-04-24 | 2020-04-29 | 2021-10-30 | LONGi Green Energy Technology Co Ltd | LR6-60HPB-305M | Solar Panels |  | 0.305 | 6 | 312 | 27 |  | Fixed | Roof
NJSTRE1545388745 | NJSRRE1544893952 | Transition Incentive Program | Denville | 7834 | 3 | 3.66 | Residential | Yes | Behind the Meter | Net-metered residential rooftop and canopy |  | None | Sunrun Installation Services, Inc. | JCP&L | Accepted | 2020-04-24 | 2020-04-29 | 2021-10-30 | LONGi Green Energy Technology Co Ltd | LR6-60HPB-305M | Solar Panels |  | 0.305 | 6 | 132 | 27 |  | Fixed | Roof
NJSTRE1545388747 | NJSRRE1544737104 | Transition Incentive Program | Long Valley | 7853 | 3 | 15.12 | Residential | Yes | Behind the Meter | Net-metered residential rooftop and canopy |  | None | Tesla Energy Operations Inc. | JCP&L | Accepted | 2020-03-20 | 2020-03-25 | 2021-10-30 | SolarEdge Technologies | SE7600H-US | Inverters | 15200 |  | 2 |  |  | 0.99 |  | Outside | Near the Meter
NJSTRE1545388747 | NJSRRE1544737104 | Transition Incentive Program | Long Valley | 7853 | 3 | 15.12 | Residential | Yes | Behind the Meter | Net-metered residential rooftop and canopy |  | None | Tesla Energy Operations Inc. | JCP&L | Accepted | 2020-03-20 | 2020-03-25 | 2021-10-30 | Hanwha Q CELLS | Q.PEAK DUO BLK-G5/SC315 | Solar Panels |  | 0.315 | 2 | 87 | 40 |  | Fixed | Roof
NJSTRE1545388747 | NJSRRE1544737104 | Transition Incentive Program | Long Valley | 7853 | 3 | 15.12 | Residential | Yes | Behind the Meter | Net-metered residential rooftop and canopy |  | None | Tesla Energy Operations Inc. | JCP&L | Accepted | 2020-03-20 | 2020-03-25 | 2021-10-30 | Hanwha Q CELLS | Q.PEAK DUO BLK-G5/SC315 | Solar Panels |  | 0.315 | 2 | 267 | 40 |  | Fixed | Roof
NJSTRE1545388747 | NJSRRE1544737104 | Transition Incentive Program | Long Valley | 7853 | 3 | 15.12 | Residential | Yes | Behind the Meter | Net-metered residential rooftop and canopy |  | None | Tesla Energy Operations Inc. | JCP&L | Accepted | 2020-03-20 | 2020-03-25 | 2021-10-30 | Hanwha Q CELLS | Q.PEAK DUO BLK-G5/SC315 | Solar Panels |  | 0.315 | 44 | 177 | 28 |  | Fixed | Roof
NJSTRE1545388752 | NJSRRE1544701544 | Transition Incentive Program | Runnemede Boro | 8078 | 14 | 22.72 | Residential | Yes | Behind the Meter | Net-metered residential rooftop and canopy |  | None | Sun Up Zero Down | JCP&L | Accepted | 2020-03-16 | 2020-03-19 | 2021-10-30 | Enphase | IQ7PLUS-72-2-US | Inverters | 320 |  | 71 |  |  | 0.976 |  | Other | outside wall
NJSTRE1545388752 | NJSRRE1544701544 | Transition Incentive Program | Runnemede Boro | 8078 | 14 | 22.72 | Residential | Yes | Behind the Meter | Net-metered residential rooftop and canopy |  | None | Sun Up Zero Down | JCP&L | Accepted | 2020-03-16 | 2020-03-19 | 2021-10-30 | REC | REC320NP Black | Solar Panels |  | 0.32 | 8 | 226 | 23 |  | Fixed | Roof
NJSTRE1545388752 | NJSRRE1544701544 | Transition Incentive Program | Runnemede Boro | 8078 | 14 | 22.72 | Residential | Yes | Behind the Meter | Net-metered residential rooftop and canopy |  | None | Sun Up Zero Down | JCP&L | Accepted | 2020-03-16 | 2020-03-19 | 2021-10-30 | REC | REC320NP Black | Solar Panels |  | 0.32 | 16 | 135 | 23 |  | Fixed | Roof
NJSTRE1545388752 | NJSRRE1544701544 | Transition Incentive Program | Runnemede Boro | 8078 | 14 | 22.72 | Residential | Yes | Behind the Meter | Net-metered residential rooftop and canopy |  | None | Sun Up Zero Down | JCP&L | Accepted | 2020-03-16 | 2020-03-19 | 2021-10-30 | REC | REC320NP Black | Solar Panels |  | 0.32 | 19 | 46 | 23 |  | Fixed | Roof
NJSTRE1545388752 | NJSRRE1544701544 | Transition Incentive Program | Runnemede Boro | 8078 | 14 | 22.72 | Residential | Yes | Behind the Meter | Net-metered residential rooftop and canopy |  | None | Sun Up Zero Down | JCP&L | Accepted | 2020-03-16 | 2020-03-19 | 2021-10-30 | REC | REC320NP Black | Solar Panels |  | 0.32 | 28 | 135 | 37 |  | Fixed | Roof
NJSTRE1545388763 | NJSRRE1544773821 | Transition Incentive Program | Burlington | 8016 | 13 | 2.76 | Residential | Yes | Behind the Meter | Behind the Meter |  | None | Sunrun Installation Services, Inc. | PSE&G | Eligible for TI Program | 2020-03-30 | 2020-04-09 | 2021-10-30 | Delta Electronics | M4-TL-US | Inverters | 3840 |  | 1 |  |  | 0.96 |  | Outdoor | Next To Meter
NJSTRE1545388763 | NJSRRE1544773821 | Transition Incentive Program | Burlington | 8016 | 13 | 2.76 | Residential | Yes | Behind the Meter | Behind the Meter |  | None | Sunrun Installation Services, Inc. | PSE&G | Eligible for TI Program | 2020-03-30 | 2020-04-09 | 2021-10-30 | LG Electronics | LG345N1C-V5 | Solar Panels |  | 0.345 | 8 | 323 | 23 |  | Fixed | Roof
NJSTRE1545388769 | NJSRRE1544593119 | Transition Incentive Program | Belleville Twp | 7109 | 9 | 7.52 | Residential | No | Behind the Meter | Net-metered residential rooftop and canopy |  | None | SunnyMac LLC | PSE&G | Accepted | 2020-03-04 | 2020-03-09 | 2021-10-30 | Enphase | IQ7XS-96-ACM-US | Inverters | 0.315 |  | 5 |  |  | 0.99 |  | Outdoor | roof
NJSTRE1545388769 | NJSRRE1544593119 | Transition Incentive Program | Belleville Twp | 7109 | 9 | 7.52 | Residential | No | Behind the Meter | Net-metered residential rooftop and canopy |  | None | SunnyMac LLC | PSE&G | Accepted | 2020-03-04 | 2020-03-09 | 2021-10-30 | SunPower | SPR-E20327 | Solar Panels |  | 0.327 | 23 | 217 | 11 |  | Fixed | Roof
NJSTRE1545388770 | NJSRRE1544768743 | Transition Incentive Program | PENNSAUKEN | 8109 | 14 | 11.2 | Residential | Yes | Behind the Meter | Net-metered residential rooftop and canopy |  | None | Vivint Solar Developer, LLC | PSE&G | Accepted | 2020-03-27 | 2020-04-01 | 2021-10-30 | SolarEdge | SE7600H-US | Inverters | 7600 |  | 1 |  |  | 0.992 |  | Outdoor | Near the Utility Meter
NJSTRE1545388770 | NJSRRE1544768743 | Transition Incentive Program | PENNSAUKEN | 8109 | 14 | 11.2 | Residential | Yes | Behind the Meter | Net-metered residential rooftop and canopy |  | None | Vivint Solar Developer, LLC | PSE&G | Accepted | 2020-03-27 | 2020-04-01 | 2021-10-30 | Jinko Solar | JKM320M-60HBL | Solar Panels |  | 0.32 | 12 | 305 | 29 |  | Fixed | Roof
NJSTRE1545388770 | NJSRRE1544768743 | Transition Incentive Program | PENNSAUKEN | 8109 | 14 | 11.2 | Residential | Yes | Behind the Meter | Net-metered residential rooftop and canopy |  | None | Vivint Solar Developer, LLC | PSE&G | Accepted | 2020-03-27 | 2020-04-01 | 2021-10-30 | Jinko Solar | JKM320M-60HBL | Solar Panels |  | 0.32 | 14 | 125 | 29 |  | Fixed | Roof
NJSTRE1545388770 | NJSRRE1544768743 | Transition Incentive Program | PENNSAUKEN | 8109 | 14 | 11.2 | Residential | Yes | Behind the Meter | Net-metered residential rooftop and canopy |  | None | Vivint Solar Developer, LLC | PSE&G | Accepted | 2020-03-27 | 2020-04-01 | 2021-10-30 | Jinko Solar | JKM320M-60HBL | Solar Panels |  | 0.32 | 6 | 125 | 29 |  | Fixed | Roof
NJSTRE1545388770 | NJSRRE1544768743 | Transition Incentive Program | PENNSAUKEN | 8109 | 14 | 11.2 | Residential | Yes | Behind the Meter | Net-metered residential rooftop and canopy |  | None | Vivint Solar Developer, LLC | PSE&G | Accepted | 2020-03-27 | 2020-04-01 | 2021-10-30 | Jinko Solar | JKM320M-60HBL | Solar Panels |  | 0.32 | 3 | 305 | 29 |  | Fixed | Roof
NJSTRE1545388772 | NJSRRE1544708480 | Transition Incentive Program | TOMS RIVER | 8757 | 18 | 8.64 | Residential | Yes | Behind the Meter | Net-metered residential rooftop and canopy |  | None | Vivint Solar Developer, LLC | JCP&L | Accepted | 2020-03-20 | 2020-03-20 | 2021-10-30 | SolarEdge | SE7600H-US | Inverters | 7600 |  | 1 |  |  | 0.992 |  | Outdoor | Near the utility meter
NJSTRE1545388772 | NJSRRE1544708480 | Transition Incentive Program | TOMS RIVER | 8757 | 18 | 8.64 | Residential | Yes | Behind the Meter | Net-metered residential rooftop and canopy |  | None | Vivint Solar Developer, LLC | JCP&L | Accepted | 2020-03-20 | 2020-03-20 | 2021-10-30 | Jinko Solar | JKM320M-60HBL | Solar Panels |  | 0.32 | 4 | 77 | 21 |  | Fixed | Roof
NJSTRE1545388772 | NJSRRE1544708480 | Transition Incentive Program | TOMS RIVER | 8757 | 18 | 8.64 | Residential | Yes | Behind the Meter | Net-metered residential rooftop and canopy |  | None | Vivint Solar Developer, LLC | JCP&L | Accepted | 2020-03-20 | 2020-03-20 | 2021-10-30 | Jinko Solar | JKM320M-60HBL | Solar Panels |  | 0.32 | 23 | 257 | 21 |  | Fixed | Roof
NJSTRE1545388775 | NJSRRE1544903604 | Transition Incentive Program | Newton | 7860 | 1 | 2.79 | Residential | Yes | Behind the Meter | Behind the Meter |  | None | Sunrun Installation Services, Inc. | JCP&L | Eligible for TI Program | 2020-04-27 | 2020-04-30 | 2021-10-30 | Enphase Energy | IQ7-60-x-US | Inverters | 240 |  | 9 |  |  | 0.98 |  | Outdoor | rooftop
NJSTRE1545388775 | NJSRRE1544903604 | Transition Incentive Program | Newton | 7860 | 1 | 2.79 | Residential | Yes | Behind the Meter | Behind the Meter |  | None | Sunrun Installation Services, Inc. | JCP&L | Eligible for TI Program | 2020-04-27 | 2020-04-30 | 2021-10-30 | REC Solar | REC310TP2M | Solar Panels |  | 0.31 | 2 | 44 | 27 |  | Fixed | Roof
NJSTRE1545388775 | NJSRRE1544903604 | Transition Incentive Program | Newton | 7860 | 1 | 2.79 | Residential | Yes | Behind the Meter | Behind the Meter |  | None | Sunrun Installation Services, Inc. | JCP&L | Eligible for TI Program | 2020-04-27 | 2020-04-30 | 2021-10-30 | REC Solar | REC310TP2M | Solar Panels |  | 0.31 | 7 | 224 | 27 |  | Fixed | Roof
NJSTRE1545388777 | NJSRRE1544598253 | Transition Incentive Program | NORTH PLAINFIELD | 7060 | 10 | 8.32 | Residential | Yes | Behind the Meter | Net-metered residential rooftop and canopy |  | None | Vivint Solar Developer, LLC | PSE&G | Accepted | 2020-03-05 | 2020-03-09 | 2021-10-30 | SOLAREDGE | SE7600H-US | Inverters | 7600 |  | 1 |  |  | 0.992 |  | Outdoor | Near the Utility Meter
NJSTRE1545388777 | NJSRRE1544598253 | Transition Incentive Program | NORTH PLAINFIELD | 7060 | 10 | 8.32 | Residential | Yes | Behind the Meter | Net-metered residential rooftop and canopy |  | None | Vivint Solar Developer, LLC | PSE&G | Accepted | 2020-03-05 | 2020-03-09 | 2021-10-30 | JINKO SOLAR | JKM320M-60HBL | Solar Panels |  | 0.32 | 7 | 128 | 21 |  | Fixed | Roof
NJSTRE1545388777 | NJSRRE1544598253 | Transition Incentive Program | NORTH PLAINFIELD | 7060 | 10 | 8.32 | Residential | Yes | Behind the Meter | Net-metered residential rooftop and canopy |  | None | Vivint Solar Developer, LLC | PSE&G | Accepted | 2020-03-05 | 2020-03-09 | 2021-10-30 | JINKO SOLAR | JKM320M-60HBL | Solar Panels |  | 0.32 | 19 | 308 | 21 |  | Fixed | Roof
NJSTRE1545388778 | NJSRRE1544818423 | Transition Incentive Program | Parsippany | 7054 | 3 | 13.4 | Residential | No | Behind the Meter | Net-metered residential rooftop and canopy |  | None | Morgan Associates and Consulting LLC | PSE&G | Accepted | 2020-04-09 | 2020-04-17 | 2021-10-30 | Enphase | Iq7 | Inverters | 0.24 |  | 40 |  |  | 0.99 |  | Outdoor | roof
NJSTRE1545388778 | NJSRRE1544818423 | Transition Incentive Program | Parsippany | 7054 | 3 | 13.4 | Residential | No | Behind the Meter | Net-metered residential rooftop and canopy |  | None | Morgan Associates and Consulting LLC | PSE&G | Accepted | 2020-04-09 | 2020-04-17 | 2021-10-30 | LG | 335 | Solar Panels |  | 0.335 | 40 | 144 | 30 |  | Fixed | Roof | roof
NJSTRE1545388783 | NJSRRE1544805897 | Transition Incentive Program | Port Monmouth | 7758 | 17 | 7.36 | Residential | Yes | Behind the Meter | Net-metered residential rooftop and canopy |  | None | Vivint Solar Developer, LLC | JCP&L | Accepted | 2020-04-07 | 2020-04-13 | 2021-10-30 | Solar Edge | SE7600H-US | Inverters | 7600 |  | 1 |  |  | 0.992 |  | Outdoor | Near the Utility Meter
NJSTRE1545388783 | NJSRRE1544805897 | Transition Incentive Program | Port Monmouth | 7758 | 17 | 7.36 | Residential | Yes | Behind the Meter | Net-metered residential rooftop and canopy |  | None | Vivint Solar Developer, LLC | JCP&L | Accepted | 2020-04-07 | 2020-04-13 | 2021-10-30 | JINKO SOLAR | JKM320M-60HBL | Solar Panels |  | 0.32 | 16 | 296 | 24 |  | Fixed | Roof
NJSTRE1545388783 | NJSRRE1544805897 | Transition Incentive Program | Port Monmouth | 7758 | 17 | 7.36 | Residential | Yes | Behind the Meter | Net-metered residential rooftop and canopy |  | None | Vivint Solar Developer, LLC | JCP&L | Accepted | 2020-04-07 | 2020-04-13 | 2021-10-30 | JINKO SOLAR | JKM320M-60HBL | Solar Panels |  | 0.32 | 3 | 206 | 16 |  | Fixed | Roof
NJSTRE1545388783 | NJSRRE1544805897 | Transition Incentive Program | Port Monmouth | 7758 | 17 | 7.36 | Residential | Yes | Behind the Meter | Net-metered residential rooftop and canopy |  | None | Vivint Solar Developer, LLC | JCP&L | Accepted | 2020-04-07 | 2020-04-13 | 2021-10-30 | JINKO SOLAR | JKM320M-60HBL | Solar Panels |  | 0.32 | 4 | 26 | 16 |  | Fixed | Roof
NJSTRE1545388790 | NJSRRE1544775182 | Transition Incentive Program | Parlin | 8859 | 11 | 5.36 | Residential | Yes | Behind the Meter | Net-metered residential rooftop and canopy |  | None | Suntuity Solar LLC | JCP&L | Accepted | 2020-03-31 | 2020-04-09 | 2021-10-30 | Enphase Energy | IQ7-60-2-US | Inverters | 240 |  | 17 |  |  | 0.97 |  | Outdoor | Behind the PV Modules
NJSTRE1545388790 | NJSRRE1544775182 | Transition Incentive Program | Parlin | 8859 | 11 | 5.36 | Residential | Yes | Behind the Meter | Net-metered residential rooftop and canopy |  | None | Suntuity Solar LLC | JCP&L | Accepted | 2020-03-31 | 2020-04-09 | 2021-10-30 | Hanwha Solar | Q-Cells 315 Mono | Solar Panels |  | 0.315 | 12 | 304 | 40 |  | Fixed | Roof
NJSTRE1545388790 | NJSRRE1544775182 | Transition Incentive Program | Parlin | 8859 | 11 | 5.36 | Residential | Yes | Behind the Meter | Net-metered residential rooftop and canopy |  | None | Suntuity Solar LLC | JCP&L | Accepted | 2020-03-31 | 2020-04-09 | 2021-10-30 | Hanwha Solar | Q-Cells 315 Mono | Solar Panels |  | 0.315 | 2 | 124 | 40 |  | Fixed | Roof
NJSTRE1545388790 | NJSRRE1544775182 | Transition Incentive Program | Parlin | 8859 | 11 | 5.36 | Residential | Yes | Behind the Meter | Net-metered residential rooftop and canopy |  | None | Suntuity Solar LLC | JCP&L | Accepted | 2020-03-31 | 2020-04-09 | 2021-10-30 | Hanwha Solar | Q-Cells 315 Mono | Solar Panels |  | 0.315 | 3 | 124 | 13 |  | Fixed | Roof
NJSTRE1545388792 | NJSRRE1544620139 | Transition Incentive Program | Tabernacle | 8088 | 13 | 8.19 | Residential | No | Behind the Meter | Behind the Meter |  | None | Raynor Electric | AC Electric | Eligible for TI Program | 2020-03-09 | 2020-03-11 | 2021-10-30 | SolarEdge | SE11400HDUS | Inverters | 11400 |  | 1 |  |  | 0.99 |  | Outdoor | Under array
NJSTRE1545388792 | NJSRRE1544620139 | Transition Incentive Program | Tabernacle | 8088 | 13 | 8.19 | Residential | No | Behind the Meter | Behind the Meter |  | None | Raynor Electric | AC Electric | Eligible for TI Program | 2020-03-09 | 2020-03-11 | 2021-10-30 | Qcell | DUO L-G5-390 | Solar Panels |  | 0.39 | 21 | 180 | 30 |  | Fixed | Ground
NJSTRE1545388793 | NJSRRE1544773530 | Transition Incentive Program | Riverside | 8075 | 13 | 5.12 | Residential | No | Behind the Meter | Behind the Meter |  | None | Skyline Solar LLC | PSE&G | Eligible for TI Program | 2020-03-30 | 2020-04-09 | 2021-10-30 | Solaredge | SE3800H-US | Inverters | 3800 |  | 1 |  |  | 0.99 |  | Outdoor | N/A
NJSTRE1545388793 | NJSRRE1544773530 | Transition Incentive Program | Riverside | 8075 | 13 | 5.12 | Residential | No | Behind the Meter | Behind the Meter |  | None | Skyline Solar LLC | PSE&G | Eligible for TI Program | 2020-03-30 | 2020-04-09 | 2021-10-30 | Trina Solar | TSM320 | Solar Panels |  | 0.32 | 2 | 210 | 20 |  | Fixed | Roof
NJSTRE1545388793 | NJSRRE1544773530 | Transition Incentive Program | Riverside | 8075 | 13 | 5.12 | Residential | No | Behind the Meter | Behind the Meter |  | None | Skyline Solar LLC | PSE&G | Eligible for TI Program | 2020-03-30 | 2020-04-09 | 2021-10-30 | Trina | TSM-320 | Solar Panels |  | 0.32 | 14 | 210 | 35 |  | Fixed | Roof
NJSTRE1545388796 | NJSRRE1544776000 | Transition Incentive Program | Edison | 8820 | 11 | 4.65 | Residential | No | Behind the Meter | Behind the Meter |  | None | Sunrun Installation Services, Inc. | PSE&G | Eligible for TI Program | 2020-03-31 | 2020-04-09 | 2021-10-30 | Enphase Energy | IQ7-60-x-US (240V) | Inverters | 240 |  | 15 |  |  | 0.96 |  | Outdoor | Rooftop
NJSTRE1545388796 | NJSRRE1544776000 | Transition Incentive Program | Edison | 8820 | 11 | 4.65 | Residential | No | Behind the Meter | Behind the Meter |  | None | Sunrun Installation Services, Inc. | PSE&G | Eligible for TI Program | 2020-03-31 | 2020-04-09 | 2021-10-30 | REC Solar | REC310TP2M | Solar Panels |  | 0.31 | 7 | 85 | 19 |  | Fixed | Roof
NJSTRE1545388796 | NJSRRE1544776000 | Transition Incentive Program | Edison | 8820 | 11 | 4.65 | Residential | No | Behind the Meter | Behind the Meter |  | None | Sunrun Installation Services, Inc. | PSE&G | Eligible for TI Program | 2020-03-31 | 2020-04-09 | 2021-10-30 | REC Solar | REC310TP2M | Solar Panels |  | 0.31 | 8 | 176 | 19 |  | Fixed | Roof
NJSTRE1545388804 | NJSRRE1544767377 | Transition Incentive Program | Monroe Township | 8831 | 11 | 9.6 | Residential | Yes | Behind the Meter | Behind the Meter |  | None | Skyline Solar, LLC | JCP&L | Eligible for TI Program | 2020-03-26 | 2020-03-31 | 2021-10-30 | SolarEdge | SE7600H-US | Inverters | 7600 |  | 1 |  |  | 0.99 |  | Outside | within ten feet of meter
NJSTRE1545388804 | NJSRRE1544767377 | Transition Incentive Program | Monroe Township | 8831 | 11 | 9.6 | Residential | Yes | Behind the Meter | Behind the Meter |  | None | Skyline Solar, LLC | JCP&L | Eligible for TI Program | 2020-03-26 | 2020-03-31 | 2021-10-30 | Hanwha Q-Cells | Q.PEAK DUO-G5 320 | Solar Panels |  | 0.32 | 30 | 97 | 24 |  | Fixed | Roof
NJSTRE1545388806 | NJSRRE1544621428 | Transition Incentive Program | North Brunswick Township | 8902 | 11 | 7.36 | Residential | No | Behind the Meter | Behind the Meter |  | None | Accord Power Inc | PSE&G | Eligible for TI Program | 2020-03-11 | 2020-03-12 | 2021-10-30 | AP System | YC600 | Inverters | 600 |  | 12 |  |  | 0.967 |  | Outdoor | roof, under panel
NJSTRE1545388806 | NJSRRE1544621428 | Transition Incentive Program | North Brunswick Township | 8902 | 11 | 7.36 | Residential | No | Behind the Meter | Behind the Meter |  | None | Accord Power Inc | PSE&G | Eligible for TI Program | 2020-03-11 | 2020-03-12 | 2021-10-30 | Hanwah | Q.Cell 320 | Solar Panels |  | 0.32 | 23 | 107 | 37 |  | Fixed | Roof
NJSTRE1545388807 | NJSRRE1544567075 | Transition Incentive Program | SEA ISLE CITY | 8243 | 21 | 5.76 | Residential | No | Behind the Meter | Behind the Meter |  | None | Orbit Energy & Power, LLC | AC Electric | Eligible for TI Program | 2020-03-03 | 2020-03-06 | 2021-10-30 | ENPHASE | IQ7-60-2-US | Inverters | 0.24 |  | 18 |  |  | 0.97 |  | Outside | ROOF
NJSTRE1545388807 | NJSRRE1544567075 | Transition Incentive Program | SEA ISLE CITY | 8243 | 21 | 5.76 | Residential | No | Behind the Meter | Behind the Meter |  | None | Orbit Energy & Power, LLC | AC Electric | Eligible for TI Program | 2020-03-03 | 2020-03-06 | 2021-10-30 | HANWHA | Q.PEAK DUO BLK-G5 320 | Solar Panels |  | 0.32 | 18 | 111 | 30 |  | Fixed | Roof
NJSTRE1545388810 | NJSRRE1544621268 | Transition Incentive Program | Soiith Brunswick TWP | 8852 | 11 | 3.78 | Residential | No | Behind the Meter | Behind the Meter |  | None | Tesla Energy Operations Inc | PSE&G | Eligible for TI Program | 2020-03-10 | 2020-03-18 | 2021-10-30 | Delta Electronics | M4-TL-US 240V | Inverters | 3.84 |  | 1 |  |  | 0.975 |  | Outdoor | Outdoor
NJSTRE1545388810 | NJSRRE1544621268 | Transition Incentive Program | Soiith Brunswick TWP | 8852 | 11 | 3.78 | Residential | No | Behind the Meter | Behind the Meter |  | None | Tesla Energy Operations Inc | PSE&G | Eligible for TI Program | 2020-03-10 | 2020-03-18 | 2021-10-30 | Hanwha Q CELLS | Q.PEAK DUO BLK-G5/SC315 | Solar Panels |  | 0.315 | 12 | 145 | 26 |  | Fixed | Roof
NJSTRE1545388811 | NJSRRE1544612578 | Transition Incentive Program | PARSIPPANY | 7054 | 3 | 8.64 | Residential | Yes | Behind the Meter | Net-metered residential rooftop and canopy |  | None | Vivint Solar Developer, LLC | JCP&L | Accepted | 2020-03-06 | 2020-03-11 | 2021-10-30 | SOLAREDGE | SE7600H-US | Inverters | 7600 |  | 1 |  |  | 0.992 |  | Outdoor | Near the utility meter
NJSTRE1545388811 | NJSRRE1544612578 | Transition Incentive Program | PARSIPPANY | 7054 | 3 | 8.64 | Residential | Yes | Behind the Meter | Net-metered residential rooftop and canopy |  | None | Vivint Solar Developer, LLC | JCP&L | Accepted | 2020-03-06 | 2020-03-11 | 2021-10-30 | JINKO SOLAR | JKM320M-60HBL | Solar Panels |  | 0.32 | 19 | 180 | 41 |  | Fixed | Roof
NJSTRE1545388811 | NJSRRE1544612578 | Transition Incentive Program | PARSIPPANY | 7054 | 3 | 8.64 | Residential | Yes | Behind the Meter | Net-metered residential rooftop and canopy |  | None | Vivint Solar Developer, LLC | JCP&L | Accepted | 2020-03-06 | 2020-03-11 | 2021-10-30 | JINKO SOLAR | JKM320M-60HBL | Solar Panels |  | 0.32 | 8 | 270 | 30 |  | Fixed | Roof
NJSTRE1545388812 | NJSRRE1544719776 | Transition Incentive Program | Bogota | 7603 | 7 | 4.34 | Residential | Yes | Behind the Meter | Behind the Meter |  | None | Sunrun Installation Services, Inc. | PSE&G | Eligible for TI Program | 2020-03-18 | 2020-03-23 | 2021-10-30 | Enphase Energy | IQ7-60-x-US (240V) | Inverters | 240 |  | 14 |  |  | 0.96 |  | Outdoor | Rooftop
NJSTRE1545388812 | NJSRRE1544719776 | Transition Incentive Program | Bogota | 7603 | 7 | 4.34 | Residential | Yes | Behind the Meter | Behind the Meter |  | None | Sunrun Installation Services, Inc. | PSE&G | Eligible for TI Program | 2020-03-18 | 2020-03-23 | 2021-10-30 | REC Solar | REC310TP2M | Solar Panels |  | 0.31 | 14 | 197 | 23 |  | Fixed | Roof
NJSTRE1545388814 | NJSRRE1544838556 | Transition Incentive Program | Irvington | 7111 | 9 | 7.13 | Residential | Yes | Behind the Meter | Behind the Meter |  | None | Sunrun Installation Services, Inc. | PSE&G | Eligible for TI Program | 2020-04-14 | 2020-04-21 | 2021-10-30 | Enphase Energy | IQ7-60-x-US (240V) | Inverters | 240 |  | 23 |  |  | 0.96 |  | Outdoor | Rooftop
NJSTRE1545388814 | NJSRRE1544838556 | Transition Incentive Program | Irvington | 7111 | 9 | 7.13 | Residential | Yes | Behind the Meter | Behind the Meter |  | None | Sunrun Installation Services, Inc. | PSE&G | Eligible for TI Program | 2020-04-14 | 2020-04-21 | 2021-10-30 | REC Solar | REC310TP2M | Solar Panels |  | 0.31 | 16 | 97 | 23 |  | Fixed | Roof
NJSTRE1545388814 | NJSRRE1544838556 | Transition Incentive Program | Irvington | 7111 | 9 | 7.13 | Residential | Yes | Behind the Meter | Behind the Meter |  | None | Sunrun Installation Services, Inc. | PSE&G | Eligible for TI Program | 2020-04-14 | 2020-04-21 | 2021-10-30 | REC Solar | REC310TP2M | Solar Panels |  | 0.31 | 7 | 277 | 23 |  | Fixed | Roof
NJSTRE1545388818 | NJSRRE1544796853 | Transition Incentive Program | Garwood | 7027 | 10 | 13.12 | Residential | Yes | Behind the Meter | Net-metered residential rooftop and canopy |  | None | Vivint Solar Developer, LLC | PSE&G | Accepted | 2020-04-03 | 2020-04-09 | 2021-10-30 | SolarEdge | SE10000H-US | Inverters | 10000 |  | 1 |  |  | 0.992 |  | Outdoor | Near the Utility Meter
NJSTRE1545388818 | NJSRRE1544796853 | Transition Incentive Program | Garwood | 7027 | 10 | 13.12 | Residential | Yes | Behind the Meter | Net-metered residential rooftop and canopy |  | None | Vivint Solar Developer, LLC | PSE&G | Accepted | 2020-04-03 | 2020-04-09 | 2021-10-30 | Jinko Solar | JKM320M-60HBL | Solar Panels |  | 0.32 | 14 | 260 | 21 |  | Fixed | Roof
NJSTRE1545388818 | NJSRRE1544796853 | Transition Incentive Program | Garwood | 7027 | 10 | 13.12 | Residential | Yes | Behind the Meter | Net-metered residential rooftop and canopy |  | None | Vivint Solar Developer, LLC | PSE&G | Accepted | 2020-04-03 | 2020-04-09 | 2021-10-30 | Jinko Solar | JKM320M-60HBL | Solar Panels |  | 0.32 | 6 | 170 | 21 |  | Fixed | Roof
NJSTRE1545388818 | NJSRRE1544796853 | Transition Incentive Program | Garwood | 7027 | 10 | 13.12 | Residential | Yes | Behind the Meter | Net-metered residential rooftop and canopy |  | None | Vivint Solar Developer, LLC | PSE&G | Accepted | 2020-04-03 | 2020-04-09 | 2021-10-30 | Jinko Solar | JKM320M-60HBL | Solar Panels |  | 0.32 | 6 | 350 | 21 |  | Fixed | Roof
NJSTRE1545388818 | NJSRRE1544796853 | Transition Incentive Program | Garwood | 7027 | 10 | 13.12 | Residential | Yes | Behind the Meter | Net-metered residential rooftop and canopy |  | None | Vivint Solar Developer, LLC | PSE&G | Accepted | 2020-04-03 | 2020-04-09 | 2021-10-30 | Jinko Solar | JKM320M-60HBL | Solar Panels |  | 0.32 | 15 | 80 | 21 |  | Fixed | Roof
NJSTRE1545388821 | NJSRRE1544892897 | Transition Incentive Program | Ringoes | 8551 | 4 | 13.73 | Residential | Yes | Behind the Meter | Behind the Meter |  | None | Sunrun Installation Services, Inc. | JCP&L | Eligible for TI Program | 2020-04-24 | 2020-04-29 | 2021-10-30 | Delta Electronics | M8-TL-US | Inverters | 8000 |  | 1 |  |  | 0.96 |  | Outdoor | Next To Meter
NJSTRE1545388821 | NJSRRE1544892897 | Transition Incentive Program | Ringoes | 8551 | 4 | 13.73 | Residential | Yes | Behind the Meter | Behind the Meter |  | None | Sunrun Installation Services, Inc. | JCP&L | Eligible for TI Program | 2020-04-24 | 2020-04-29 | 2021-10-30 | Delta Electronics | M4-TL-US | Inverters | 4000 |  | 1 |  |  | 0.96 |  | Outdoor | Next To Meter
NJSTRE1545388821 | NJSRRE1544892897 | Transition Incentive Program | Ringoes | 8551 | 4 | 13.73 | Residential | Yes | Behind the Meter | Behind the Meter |  | None | Sunrun Installation Services, Inc. | JCP&L | Eligible for TI Program | 2020-04-24 | 2020-04-29 | 2021-10-30 | LONGi Green Energy Technology Co Ltd | LR6-60HPB-305M | Solar Panels |  | 0.305 | 12 | 163 | 23 |  | Fixed | Roof
NJSTRE1545388821 | NJSRRE1544892897 | Transition Incentive Program | Ringoes | 8551 | 4 | 13.73 | Residential | Yes | Behind the Meter | Behind the Meter |  | None | Sunrun Installation Services, Inc. | JCP&L | Eligible for TI Program | 2020-04-24 | 2020-04-29 | 2021-10-30 | LONGi Green Energy Technology Co Ltd | LR6-60HPB-305M | Solar Panels |  | 0.305 | 33 | 163 | 23 |  | Fixed | Roof
NJSTRE1545388822 | NJSRRE1544836953 | Transition Incentive Program | WILLINGBORO | 8046 | 13 | 4.48 | Residential | Yes | Behind the Meter | Net-metered residential rooftop and canopy |  | None | Vivint Solar Developer, LLC | PSE&G | Accepted | 2020-04-14 | 2020-04-21 | 2021-10-30 | Solar Edge | SE3800H-US | Inverters | 3800 |  | 1 |  |  | 0.992 |  | Outdoor | Near the Utility Meter
NJSTRE1545388822 | NJSRRE1544836953 | Transition Incentive Program | WILLINGBORO | 8046 | 13 | 4.48 | Residential | Yes | Behind the Meter | Net-metered residential rooftop and canopy |  | None | Vivint Solar Developer, LLC | PSE&G | Accepted | 2020-04-14 | 2020-04-21 | 2021-10-30 | JINKO SOLAR | JKM320M-60HBL | Solar Panels |  | 0.32 | 14 | 117 | 26 |  | Fixed | Roof
NJSTRE1545388827 | NJSRRE1544796512 | Transition Incentive Program | Newark | 7107 | 9 | 2.84 | Residential | No | Behind the Meter | Net-metered residential rooftop and canopy |  | None | Pro Custom Solar dba Momentum Solar | PSE&G | Accepted | 2020-04-03 | 2020-04-09 | 2021-10-30 | Enphase Energy | IQ7-60-2-US | Inverters | 250 |  | 9 |  |  | 0.97 |  | Outdoor | roof
NJSTRE1545388827 | NJSRRE1544796512 | Transition Incentive Program | Newark | 7107 | 9 | 2.84 | Residential | No | Behind the Meter | Net-metered residential rooftop and canopy |  | None | Pro Custom Solar dba Momentum Solar | PSE&G | Accepted | 2020-04-03 | 2020-04-09 | 2021-10-30 | Hanwha | Q.Peak DUO BLK-G5 315 | Solar Panels |  | 0.315 | 9 | 201 | 4 |  | Fixed | Roof
NJSTRE1545388829 | NJSRRE1544562142 | Transition Incentive Program | Boonton | 7005 | 3 | 17.09 | Residential | No | Behind the Meter | Net-metered residential rooftop and canopy |  | None | Green Power Energy | JCP&L | Accepted | 2020-03-02 | 2020-03-05 | 2021-10-30 | SolarEdge | SE7600H-US | Inverters | 7600 |  | 2 |  |  | 0.97 |  | Outside | Next to meter
NJSTRE1545388829 | NJSRRE1544562142 | Transition Incentive Program | Boonton | 7005 | 3 | 17.09 | Residential | No | Behind the Meter | Net-metered residential rooftop and canopy |  | None | Green Power Energy | JCP&L | Accepted | 2020-03-02 | 2020-03-05 | 2021-10-30 | LG Electronics | LG335N1K-V5 | Solar Panels |  | 0.335 | 7 | 83 | 27 |  | Fixed | Roof
NJSTRE1545388829 | NJSRRE1544562142 | Transition Incentive Program | Boonton | 7005 | 3 | 17.09 | Residential | No | Behind the Meter | Net-metered residential rooftop and canopy |  | None | Green Power Energy | JCP&L | Accepted | 2020-03-02 | 2020-03-05 | 2021-10-30 | LG Electronics | LG335N1K-V5 | Solar Panels |  | 0.335 | 8 | 173 | 27 |  | Fixed | Roof
NJSTRE1545388829 | NJSRRE1544562142 | Transition Incentive Program | Boonton | 7005 | 3 | 17.09 | Residential | No | Behind the Meter | Net-metered residential rooftop and canopy |  | None | Green Power Energy | JCP&L | Accepted | 2020-03-02 | 2020-03-05 | 2021-10-30 | LG Electronics | LG335N1K-V5 | Solar Panels |  | 0.335 | 2 | 263 | 27 |  | Fixed | Roof
NJSTRE1545388829 | NJSRRE1544562142 | Transition Incentive Program | Boonton | 7005 | 3 | 17.09 | Residential | No | Behind the Meter | Net-metered residential rooftop and canopy |  | None | Green Power Energy | JCP&L | Accepted | 2020-03-02 | 2020-03-05 | 2021-10-30 | LG Electronics | LG335N1K-V5 | Solar Panels |  | 0.335 | 11 | 262 | 27 |  | Fixed | Roof
NJSTRE1545388829 | NJSRRE1544562142 | Transition Incentive Program | Boonton | 7005 | 3 | 17.09 | Residential | No | Behind the Meter | Net-metered residential rooftop and canopy |  | None | Green Power Energy | JCP&L | Accepted | 2020-03-02 | 2020-03-05 | 2021-10-30 | LG Electronics | LG335N1K-V5 | Solar Panels |  | 0.335 | 8 | 82 | 27 |  | Fixed | Roof
NJSTRE1545388829 | NJSRRE1544562142 | Transition Incentive Program | Boonton | 7005 | 3 | 17.09 | Residential | No | Behind the Meter | Net-metered residential rooftop and canopy |  | None | Green Power Energy | JCP&L | Accepted | 2020-03-02 | 2020-03-05 | 2021-10-30 | LG Electronics | LG335N1K-V5 | Solar Panels |  | 0.335 | 7 | 174 | 27 |  | Fixed | Roof
NJSTRE1545388829 | NJSRRE1544562142 | Transition Incentive Program | Boonton | 7005 | 3 | 17.09 | Residential | No | Behind the Meter | Net-metered residential rooftop and canopy |  | None | Green Power Energy | JCP&L | Accepted | 2020-03-02 | 2020-03-05 | 2021-10-30 | LG Electronics | LG335N1K-V5 | Solar Panels |  | 0.335 | 8 | 171 | 27 |  | Fixed | Roof
NJSTRE1545388830 | NJSRRE1544700634 | Transition Incentive Program | Bayville | 8721 | 18 | 4.83 | Residential | Yes | Behind the Meter | Behind the Meter |  | None | Sunrun Installation Services, Inc. | JCP&L | Eligible for TI Program | 2020-03-16 | 2020-03-19 | 2021-10-30 | LG Chem | RESU 10H SEG | Electric Storage Battery |  |  | 1 |  |  |  | Lithium Ion |  | outside
NJSTRE1545388830 | NJSRRE1544700634 | Transition Incentive Program | Bayville | 8721 | 18 | 4.83 | Residential | Yes | Behind the Meter | Behind the Meter |  | None | Sunrun Installation Services, Inc. | JCP&L | Eligible for TI Program | 2020-03-16 | 2020-03-19 | 2021-10-30 | SolarEdge Technologies | SE3800A-USS2RGM | Inverters | 3800 |  | 1 |  |  | 0.96 |  | Outdoor | Next To Meter
NJSTRE1545388830 | NJSRRE1544700634 | Transition Incentive Program | Bayville | 8721 | 18 | 4.83 | Residential | Yes | Behind the Meter | Behind the Meter |  | None | Sunrun Installation Services, Inc. | JCP&L | Eligible for TI Program | 2020-03-16 | 2020-03-19 | 2021-10-30 | LG Electronics | LG345N1C-V5 | Solar Panels |  | 0.345 | 2 | 198 | 27 |  | Fixed | Roof
NJSTRE1545388830 | NJSRRE1544700634 | Transition Incentive Program | Bayville | 8721 | 18 | 4.83 | Residential | Yes | Behind the Meter | Behind the Meter |  | None | Sunrun Installation Services, Inc. | JCP&L | Eligible for TI Program | 2020-03-16 | 2020-03-19 | 2021-10-30 | LG Electronics | LG345N1C-V5 | Solar Panels |  | 0.345 | 12 | 108 | 27 |  | Fixed | Roof
NJSTRE1545388834 | NJSRRE1544727553 | Transition Incentive Program | Pleasantville | 8232 | 19 | 7.44 | Residential | Yes | Behind the Meter | Net-metered residential rooftop and canopy |  | None | Bright Planet Solar | AC Electric | Accepted | 2020-03-19 | 2020-03-24 | 2021-10-30 | SOLAR EDGE | SE6000H-USRGM | Inverters | 6000 |  | 1 |  |  | 0.98 |  | Outdoor | OUTSIDE
NJSTRE1545388834 | NJSRRE1544727553 | Transition Incentive Program | Pleasantville | 8232 | 19 | 7.44 | Residential | Yes | Behind the Meter | Net-metered residential rooftop and canopy |  | None | Bright Planet Solar | AC Electric | Accepted | 2020-03-19 | 2020-03-24 | 2021-10-30 | LONGI | LR-60HPB-310M | Solar Panels |  | 0.31 | 6 | 295 | 32 |  | Fixed | Roof
NJSTRE1545388834 | NJSRRE1544727553 | Transition Incentive Program | Pleasantville | 8232 | 19 | 7.44 | Residential | Yes | Behind the Meter | Net-metered residential rooftop and canopy |  | None | Bright Planet Solar | AC Electric | Accepted | 2020-03-19 | 2020-03-24 | 2021-10-30 | LONGI | LR-60HPB-310M | Solar Panels |  | 0.31 | 18 | 115 | 32 |  | Fixed | Roof
NJSTRE1545388835 | NJSRRE1544818095 | Transition Incentive Program | VILLAS | 8251 | 21 | 8.64 | Residential | Yes | Behind the Meter | Net-metered residential rooftop and canopy |  | None | Vivint Solar Developer, LLC | AC Electric | Accepted | 2020-04-09 | 2020-04-16 | 2021-10-30 | Solar Edge | SE7600H-US | Inverters | 7600 |  | 1 |  |  | 0.992 |  | Outdoor | Near the Utility Meter
NJSTRE1545388835 | NJSRRE1544818095 | Transition Incentive Program | VILLAS | 8251 | 21 | 8.64 | Residential | Yes | Behind the Meter | Net-metered residential rooftop and canopy |  | None | Vivint Solar Developer, LLC | AC Electric | Accepted | 2020-04-09 | 2020-04-16 | 2021-10-30 | JINKO SOLAR | JKM320M-60HBL | Solar Panels |  | 0.32 | 12 | 36 | 10 |  | Fixed | Roof
NJSTRE1545388835 | NJSRRE1544818095 | Transition Incentive Program | VILLAS | 8251 | 21 | 8.64 | Residential | Yes | Behind the Meter | Net-metered residential rooftop and canopy |  | None | Vivint Solar Developer, LLC | AC Electric | Accepted | 2020-04-09 | 2020-04-16 | 2021-10-30 | JINKO SOLAR | JKM320M-60HBL | Solar Panels |  | 0.32 | 15 | 216 | 22 |  | Fixed | Roof
NJSTRE1545388837 | NJSRRE1544868440 | Transition Incentive Program | ELIZABETH | 7206 | 10 | 2.56 | Residential | Yes | Behind the Meter | Net-metered residential rooftop and canopy |  | None | Vivint Solar Developer, LLC | PSE&G | Accepted | 2020-04-21 | 2020-04-27 | 2021-10-30 | Solar Edge | SE3800H-US | Inverters | 3800 |  | 1 |  |  | 0.992 |  | Outdoor | Near the Utility Meter
NJSTRE1545388837 | NJSRRE1544868440 | Transition Incentive Program | ELIZABETH | 7206 | 10 | 2.56 | Residential | Yes | Behind the Meter | Net-metered residential rooftop and canopy |  | None | Vivint Solar Developer, LLC | PSE&G | Accepted | 2020-04-21 | 2020-04-27 | 2021-10-30 | JINKO SOLAR | JKM320M-60HBL | Solar Panels |  | 0.32 | 8 | 137 | 41 |  | Fixed | Roof
NJSTRE1545388846 | NJSRRE1544623217 | Transition Incentive Program | Bloomfield | 7003 | 9 | 8.28 | Residential | No | Behind the Meter | Net-metered residential rooftop and canopy |  | None | Green House Solar | PSE&G | Accepted | 2020-03-10 | 2020-03-12 | 2021-10-30 | Enphase | IQ7XS | Inverters | 315 |  | 23 |  |  | 0.975 |  | Other | Panel Mounted
NJSTRE1545388846 | NJSRRE1544623217 | Transition Incentive Program | Bloomfield | 7003 | 9 | 8.28 | Residential | No | Behind the Meter | Net-metered residential rooftop and canopy |  | None | Green House Solar | PSE&G | Accepted | 2020-03-10 | 2020-03-12 | 2021-10-30 | Sunpower | x22-360-e-ac | Solar Panels |  | 0.36 | 23 | 272 | 34 |  | Fixed | Roof
NJSTRE1545388848 | NJSRRE1544849585 | Transition Incentive Program | Jersey City | 7302 | 8 | 7.92 | Commercial | No | Behind the Meter | Net-metered non-residential rooftop and canopy |  | None | Tafrow Electric | PSE&G | Accepted | 2020-04-16 | 2020-04-23 | 2021-10-30 | Enphase | ENVOY IQ | Meters |  |  | 1 |  |  |  | Yes | Indoor
NJSTRE1545388848 | NJSRRE1544849585 | Transition Incentive Program | Jersey City | 7302 | 8 | 7.92 | Commercial | No | Behind the Meter | Net-metered non-residential rooftop and canopy |  | None | Tafrow Electric | PSE&G | Accepted | 2020-04-16 | 2020-04-23 | 2021-10-30 | Enphase | IQ6+ | Inverters | 280 |  | 24 |  |  | 0.975 |  | Outside | Affixed to Module
NJSTRE1545388848 | NJSRRE1544849585 | Transition Incentive Program | Jersey City | 7302 | 8 | 7.92 | Commercial | No | Behind the Meter | Net-metered non-residential rooftop and canopy |  | None | Tafrow Electric | PSE&G | Accepted | 2020-04-16 | 2020-04-23 | 2021-10-30 | LG | ACE 330 | Solar Panels |  | 0.33 | 24 | 185 | 10 |  | Fixed | Roof
NJSTRE1545388849 | NJSRRE1544865027 | Transition Incentive Program | Swedesboro | 8085 | 15 | 11.04 | Residential | Yes | Behind the Meter | Behind the Meter |  | None | Sunrun Installation Services, Inc. | AC Electric | Eligible for TI Program | 2020-04-20 | 2020-04-24 | 2021-10-30 | LG Chem | RESU 10H SEG | Electric Storage Battery |  |  | 1 |  |  |  | Lithium Ion |  | outside
NJSTRE1545388849 | NJSRRE1544865027 | Transition Incentive Program | Swedesboro | 8085 | 15 | 11.04 | Residential | Yes | Behind the Meter | Behind the Meter |  | None | Sunrun Installation Services, Inc. | AC Electric | Eligible for TI Program | 2020-04-20 | 2020-04-24 | 2021-10-30 | SolarEdge Technologies | SE6000H-USRGM | Inverters | 6000 |  | 1 |  |  | 0.96 |  | Outdoor | Next To Meter
NJSTRE1545388849 | NJSRRE1544865027 | Transition Incentive Program | Swedesboro | 8085 | 15 | 11.04 | Residential | Yes | Behind the Meter | Behind the Meter |  | None | Sunrun Installation Services, Inc. | AC Electric | Eligible for TI Program | 2020-04-20 | 2020-04-24 | 2021-10-30 | SolarEdge Technologies | SE7600A-USS2RGM | Inverters | 7600 |  | 1 |  |  | 0.96 |  | Outdoor | Next To Meter
NJSTRE1545388849 | NJSRRE1544865027 | Transition Incentive Program | Swedesboro | 8085 | 15 | 11.04 | Residential | Yes | Behind the Meter | Behind the Meter |  | None | Sunrun Installation Services, Inc. | AC Electric | Eligible for TI Program | 2020-04-20 | 2020-04-24 | 2021-10-30 | LG Electronics | LG345N1C-V5 | Solar Panels |  | 0.345 | 4 | 145 | 23 |  | Fixed | Roof
NJSTRE1545388849 | NJSRRE1544865027 | Transition Incentive Program | Swedesboro | 8085 | 15 | 11.04 | Residential | Yes | Behind the Meter | Behind the Meter |  | None | Sunrun Installation Services, Inc. | AC Electric | Eligible for TI Program | 2020-04-20 | 2020-04-24 | 2021-10-30 | LG Electronics | LG345N1C-V5 | Solar Panels |  | 0.345 | 14 | 53 | 18 |  | Fixed | Roof
NJSTRE1545388849 | NJSRRE1544865027 | Transition Incentive Program | Swedesboro | 8085 | 15 | 11.04 | Residential | Yes | Behind the Meter | Behind the Meter |  | None | Sunrun Installation Services, Inc. | AC Electric | Eligible for TI Program | 2020-04-20 | 2020-04-24 | 2021-10-30 | LG Electronics | LG345N1C-V5 | Solar Panels |  | 0.345 | 3 | 145 | 23 |  | Fixed | Roof
NJSTRE1545388849 | NJSRRE1544865027 | Transition Incentive Program | Swedesboro | 8085 | 15 | 11.04 | Residential | Yes | Behind the Meter | Behind the Meter |  | None | Sunrun Installation Services, Inc. | AC Electric | Eligible for TI Program | 2020-04-20 | 2020-04-24 | 2021-10-30 | LG Electronics | LG345N1C-V5 | Solar Panels |  | 0.345 | 11 | 55 | 27 |  | Fixed | Roof
NJSTRE1545388851 | NJSRRE1544902691 | Transition Incentive Program | WILLINGBORO | 8046 | 13 | 5.44 | Residential | Yes | Behind the Meter | Net-metered residential rooftop and canopy |  | PSEG | Vivint Solar Developer, LLC | PSE&G | Accepted | 2020-04-27 | 2020-04-30 | 2021-10-30 | Solar Edge | SE7600H-US | Inverters | 7600 |  | 1 |  |  | 0.992 |  | Outdoor | Near the Utility Meter
NJSTRE1545388851 | NJSRRE1544902691 | Transition Incentive Program | WILLINGBORO | 8046 | 13 | 5.44 | Residential | Yes | Behind the Meter | Net-metered residential rooftop and canopy |  | PSEG | Vivint Solar Developer, LLC | PSE&G | Accepted | 2020-04-27 | 2020-04-30 | 2021-10-30 | JINKO SOLAR | JKM320M-60HBL | Solar Panels |  | 0.32 | 8 | 340 | 41 |  | Fixed | Roof
NJSTRE1545388851 | NJSRRE1544902691 | Transition Incentive Program | WILLINGBORO | 8046 | 13 | 5.44 | Residential | Yes | Behind the Meter | Net-metered residential rooftop and canopy |  | PSEG | Vivint Solar Developer, LLC | PSE&G | Accepted | 2020-04-27 | 2020-04-30 | 2021-10-30 | JINKO SOLAR | JKM320M-60HBL | Solar Panels |  | 0.32 | 3 | 340 | 12 |  | Fixed | Roof
NJSTRE1545388851 | NJSRRE1544902691 | Transition Incentive Program | WILLINGBORO | 8046 | 13 | 5.44 | Residential | Yes | Behind the Meter | Net-metered residential rooftop and canopy |  | PSEG | Vivint Solar Developer, LLC | PSE&G | Accepted | 2020-04-27 | 2020-04-30 | 2021-10-30 | JINKO SOLAR | JKM320M-60HBL | Solar Panels |  | 0.32 | 6 | 340 | 12 |  | Fixed | Roof
NJSTRE1545388856 | NJSRRE1544801527 | Transition Incentive Program | Hillsborough | 8844 | 5 | 7.48 | Residential | Yes | Behind the Meter | Net-metered residential rooftop and canopy |  | None | Pro Custom Solar dba Momentum Solar | PSE&G | Accepted | 2020-04-06 | 2020-04-09 | 2021-10-30 | Enphase Energy | IQ7-60-2-US | Inverters | 250 |  | 22 |  |  | 0.97 |  | Outdoor | roof
NJSTRE1545388856 | NJSRRE1544801527 | Transition Incentive Program | Hillsborough | 8844 | 5 | 7.48 | Residential | Yes | Behind the Meter | Net-metered residential rooftop and canopy |  | None | Pro Custom Solar dba Momentum Solar | PSE&G | Accepted | 2020-04-06 | 2020-04-09 | 2021-10-30 | Hanwha | Q.Peak DUO BLK-G6+ 340 | Solar Panels |  | 0.34 | 6 | 213 | 28 |  | Fixed | Roof
NJSTRE1545388856 | NJSRRE1544801527 | Transition Incentive Program | Hillsborough | 8844 | 5 | 7.48 | Residential | Yes | Behind the Meter | Net-metered residential rooftop and canopy |  | None | Pro Custom Solar dba Momentum Solar | PSE&G | Accepted | 2020-04-06 | 2020-04-09 | 2021-10-30 | Hanwha | Q.Peak DUO BLK-G6+ 340 | Solar Panels |  | 0.34 | 4 | 213 | 28 |  | Fixed | Roof
NJSTRE1545388856 | NJSRRE1544801527 | Transition Incentive Program | Hillsborough | 8844 | 5 | 7.48 | Residential | Yes | Behind the Meter | Net-metered residential rooftop and canopy |  | None | Pro Custom Solar dba Momentum Solar | PSE&G | Accepted | 2020-04-06 | 2020-04-09 | 2021-10-30 | Hanwha | Q.Peak DUO BLK-G6+ 340 | Solar Panels |  | 0.34 | 3 | 213 | 32 |  | Fixed | Roof
NJSTRE1545388856 | NJSRRE1544801527 | Transition Incentive Program | Hillsborough | 8844 | 5 | 7.48 | Residential | Yes | Behind the Meter | Net-metered residential rooftop and canopy |  | None | Pro Custom Solar dba Momentum Solar | PSE&G | Accepted | 2020-04-06 | 2020-04-09 | 2021-10-30 | Hanwha | Q.Peak DUO BLK-G6+ 340 | Solar Panels |  | 0.34 | 9 | 213 | 28 |  | Fixed | Roof
NJSTRE1545388859 | NJSRRE1544764686 | Transition Incentive Program | Hackensack | 7601 | 7 | 10.23 | Residential | Yes | Behind the Meter | Behind the Meter |  | None | Sunrun Installation Services, Inc. | PSE&G | Eligible for TI Program | 2020-03-25 | 2020-03-30 | 2021-10-30 | Enphase Energy | IQ7-60-x-US (240V) | Inverters | 240 |  | 33 |  |  | 0.96 |  | Outdoor | Rooftop
NJSTRE1545388859 | NJSRRE1544764686 | Transition Incentive Program | Hackensack | 7601 | 7 | 10.23 | Residential | Yes | Behind the Meter | Behind the Meter |  | None | Sunrun Installation Services, Inc. | PSE&G | Eligible for TI Program | 2020-03-25 | 2020-03-30 | 2021-10-30 | REC Solar | REC310TP2M | Solar Panels |  | 0.31 | 12 | 38 | 34 |  | Fixed | Roof
NJSTRE1545388859 | NJSRRE1544764686 | Transition Incentive Program | Hackensack | 7601 | 7 | 10.23 | Residential | Yes | Behind the Meter | Behind the Meter |  | None | Sunrun Installation Services, Inc. | PSE&G | Eligible for TI Program | 2020-03-25 | 2020-03-30 | 2021-10-30 | REC Solar | REC310TP2M | Solar Panels |  | 0.31 | 21 | 218 | 34 |  | Fixed | Roof
NJSTRE1545388865 | NJSRRE1544625703 | Transition Incentive Program | Wildwood Crest | 8260 | 21 | 12.08 | Residential | No | Behind the Meter | Net-metered residential rooftop and canopy |  | None | SunPower Corporation, Systems | AC Electric | Accepted | 2020-03-11 | 2020-03-16 | 2021-10-30 | SUNPOWER | SPR-X21-345-D-AC | Inverters | 320 |  | 35 |  |  | 0.96 |  | Other | under each panel
NJSTRE1545388865 | NJSRRE1544625703 | Transition Incentive Program | Wildwood Crest | 8260 | 21 | 12.08 | Residential | No | Behind the Meter | Net-metered residential rooftop and canopy |  | None | SunPower Corporation, Systems | AC Electric | Accepted | 2020-03-11 | 2020-03-16 | 2021-10-30 | SUNPOWER | SPR-X21-345-D-AC | Solar Panels |  | 0.345 | 23 | 137 | 20 |  | Fixed | Roof
NJSTRE1545388865 | NJSRRE1544625703 | Transition Incentive Program | Wildwood Crest | 8260 | 21 | 12.08 | Residential | No | Behind the Meter | Net-metered residential rooftop and canopy |  | None | SunPower Corporation, Systems | AC Electric | Accepted | 2020-03-11 | 2020-03-16 | 2021-10-30 | SUNPOWER | SPR-X21-345-D-AC | Solar Panels |  | 0.345 | 6 | 137 | 40 |  | Fixed | Roof
NJSTRE1545388865 | NJSRRE1544625703 | Transition Incentive Program | Wildwood Crest | 8260 | 21 | 12.08 | Residential | No | Behind the Meter | Net-metered residential rooftop and canopy |  | None | SunPower Corporation, Systems | AC Electric | Accepted | 2020-03-11 | 2020-03-16 | 2021-10-30 | SUNPOWER | SPR-X21-345-D-AC | Solar Panels |  | 0.345 | 6 | 137 | 40 |  | Fixed | Roof
NJSTRE1545388866 | NJSRRE1544598100 | Transition Incentive Program | Union City | 7087 | 8 | 3.72 | Residential | Yes | Behind the Meter | Behind the Meter |  | None | Sunrun Installation Services, Inc. | PSE&G | Eligible for TI Program | 2020-03-04 | 2020-03-09 | 2021-10-30 | Enphase Energy | IQ7-60-x-US (240V) | Inverters | 240 |  | 12 |  |  | 0.96 |  | Outdoor | Rooftop
NJSTRE1545388866 | NJSRRE1544598100 | Transition Incentive Program | Union City | 7087 | 8 | 3.72 | Residential | Yes | Behind the Meter | Behind the Meter |  | None | Sunrun Installation Services, Inc. | PSE&G | Eligible for TI Program | 2020-03-04 | 2020-03-09 | 2021-10-30 | REC Solar | REC310TP2M | Solar Panels |  | 0.31 | 2 | 210 | 18 |  | Fixed | Roof
NJSTRE1545388866 | NJSRRE1544598100 | Transition Incentive Program | Union City | 7087 | 8 | 3.72 | Residential | Yes | Behind the Meter | Behind the Meter |  | None | Sunrun Installation Services, Inc. | PSE&G | Eligible for TI Program | 2020-03-04 | 2020-03-09 | 2021-10-30 | REC Solar | REC310TP2M | Solar Panels |  | 0.31 | 10 | 211 | 10 |  | Fixed | Roof
NJSTRE1545388869 | NJSRRE1544898552 | Transition Incentive Program | Woodbury | 8096 | 15 | 26.57 | Commercial | No | Behind the Meter | Net-metered non-residential rooftop and canopy |  | None | Ameresco | AC Electric | Accepted | 2020-04-30 | 2020-04-30 | 2021-10-30 | SolarEdge | SE9KUS | Inverters | 9 |  | 2 |  |  | 0.965 |  | Outdoor | N/A
NJSTRE1545388869 | NJSRRE1544898552 | Transition Incentive Program | Woodbury | 8096 | 15 | 26.57 | Commercial | No | Behind the Meter | Net-metered non-residential rooftop and canopy |  | None | Ameresco | AC Electric | Accepted | 2020-04-30 | 2020-04-30 | 2021-10-30 | JA | JAM72S09 385/PR | Solar Panels |  | 0.385 | 69 | 198 | 28.5 |  | Fixed | Roof
NJSTRE1545388872 | NJSRRE1544728910 | Transition Incentive Program | Newark | 7108 | 9 | 6.71 | Residential | Yes | Behind the Meter | Net-metered residential rooftop and canopy |  | None | Suntuity Solar LLC | PSE&G | Accepted | 2020-03-20 | 2020-03-24 | 2021-10-30 | Enphase Energy | IQ7-60-2-US | Inverters | 240 |  | 22 |  |  | 0.97 |  | Outdoor | Behind the PV Modules
NJSTRE1545388872 | NJSRRE1544728910 | Transition Incentive Program | Newark | 7108 | 9 | 6.71 | Residential | Yes | Behind the Meter | Net-metered residential rooftop and canopy |  | None | Suntuity Solar LLC | PSE&G | Accepted | 2020-03-20 | 2020-03-24 | 2021-10-30 | Hanwha Solar | Q-Cells 305 Mono | Solar Panels |  | 0.305 | 4 | 289 | 20 |  | Fixed | Roof
NJSTRE1545388872 | NJSRRE1544728910 | Transition Incentive Program | Newark | 7108 | 9 | 6.71 | Residential | Yes | Behind the Meter | Net-metered residential rooftop and canopy |  | None | Suntuity Solar LLC | PSE&G | Accepted | 2020-03-20 | 2020-03-24 | 2021-10-30 | Hanwha Solar | Q-Cells 305 Mono | Solar Panels |  | 0.305 | 6 | 109 | 20 |  | Fixed | Roof
NJSTRE1545388872 | NJSRRE1544728910 | Transition Incentive Program | Newark | 7108 | 9 | 6.71 | Residential | Yes | Behind the Meter | Net-metered residential rooftop and canopy |  | None | Suntuity Solar LLC | PSE&G | Accepted | 2020-03-20 | 2020-03-24 | 2021-10-30 | Hanwha Solar | Q-Cells 305 Mono | Solar Panels |  | 0.305 | 12 | 109 | 5 |  | Fixed | Roof
NJSTRE1545388873 | NJSRRE1544903581 | Transition Incentive Program | Red Bank | 7701 | 17 | 8.16 | Residential | No | Behind the Meter | Net-metered residential rooftop and canopy |  | None | NJ Solar Power, LLC | JCP&L | Accepted | 2020-04-27 | 2020-04-30 | 2021-10-30 | SolarEdge | SE7600H-US | Inverters | 7600 |  | 1 |  |  | 0.99 |  | Outdoor | Next to Meter
NJSTRE1545388873 | NJSRRE1544903581 | Transition Incentive Program | Red Bank | 7701 | 17 | 8.16 | Residential | No | Behind the Meter | Net-metered residential rooftop and canopy |  | None | NJ Solar Power, LLC | JCP&L | Accepted | 2020-04-27 | 2020-04-30 | 2021-10-30 | Panasonic | VBHN340SA17 | Solar Panels |  | 0.34 | 6 | 243 | 23 |  | Fixed | Roof
NJSTRE1545388873 | NJSRRE1544903581 | Transition Incentive Program | Red Bank | 7701 | 17 | 8.16 | Residential | No | Behind the Meter | Net-metered residential rooftop and canopy |  | None | NJ Solar Power, LLC | JCP&L | Accepted | 2020-04-27 | 2020-04-30 | 2021-10-30 | Panasonic | VBHN340SA17 | Solar Panels |  | 0.34 | 11 | 153 | 23 |  | Fixed | Roof
NJSTRE1545388873 | NJSRRE1544903581 | Transition Incentive Program | Red Bank | 7701 | 17 | 8.16 | Residential | No | Behind the Meter | Net-metered residential rooftop and canopy |  | None | NJ Solar Power, LLC | JCP&L | Accepted | 2020-04-27 | 2020-04-30 | 2021-10-30 | Panasonic | VBHN340SA17 | Solar Panels |  | 0.34 | 7 | 63 | 23 |  | Fixed | Roof
NJSTRE1545388875 | NJSRRE1544864951 | Transition Incentive Program | ROCKAWAY | 7866 | 3 | 8.82 | Residential | Yes | Behind the Meter | Net-metered residential rooftop and canopy |  | None | Suntuity Solar LLC | JCP&L | Accepted | 2020-04-20 | 2020-04-24 | 2021-10-30 | Enphase Energy | IQ7-60-2-US | Inverters | 240 |  | 28 |  |  | 0.97 |  | Outdoor | Behind the PV Modules
NJSTRE1545388875 | NJSRRE1544864951 | Transition Incentive Program | ROCKAWAY | 7866 | 3 | 8.82 | Residential | Yes | Behind the Meter | Net-metered residential rooftop and canopy |  | None | Suntuity Solar LLC | JCP&L | Accepted | 2020-04-20 | 2020-04-24 | 2021-10-30 | Hanwha Solar | Q-Cells 315 Mono | Solar Panels |  | 0.315 | 11 | 263 | 19 |  | Fixed | Roof
NJSTRE1545388875 | NJSRRE1544864951 | Transition Incentive Program | ROCKAWAY | 7866 | 3 | 8.82 | Residential | Yes | Behind the Meter | Net-metered residential rooftop and canopy |  | None | Suntuity Solar LLC | JCP&L | Accepted | 2020-04-20 | 2020-04-24 | 2021-10-30 | Hanwha Solar | Q-Cells 315 Mono | Solar Panels |  | 0.315 | 17 | 83 | 19 |  | Fixed | Roof
NJSTRE1545388879 | NJSRRE1544865047 | Transition Incentive Program | Northfield | 8225 | 19 | 7.44 | Residential | Yes | Behind the Meter | Behind the Meter |  | None | Sunrun Installation Services, Inc. | AC Electric | Eligible for TI Program | 2020-04-20 | 2020-04-24 | 2021-10-30 | Enphase Energy | IQ7-60-x-US (240V) | Inverters | 240 |  | 24 |  |  | 0.96 |  | Outdoor | Rooftop
NJSTRE1545388879 | NJSRRE1544865047 | Transition Incentive Program | Northfield | 8225 | 19 | 7.44 | Residential | Yes | Behind the Meter | Behind the Meter |  | None | Sunrun Installation Services, Inc. | AC Electric | Eligible for TI Program | 2020-04-20 | 2020-04-24 | 2021-10-30 | REC Solar | REC310TP2M | Solar Panels |  | 0.31 | 4 | 223 | 33 |  | Fixed | Roof
NJSTRE1545388879 | NJSRRE1544865047 | Transition Incentive Program | Northfield | 8225 | 19 | 7.44 | Residential | Yes | Behind the Meter | Behind the Meter |  | None | Sunrun Installation Services, Inc. | AC Electric | Eligible for TI Program | 2020-04-20 | 2020-04-24 | 2021-10-30 | REC Solar | REC310TP2M | Solar Panels |  | 0.31 | 5 | 133 | 34 |  | Fixed | Roof
NJSTRE1545388879 | NJSRRE1544865047 | Transition Incentive Program | Northfield | 8225 | 19 | 7.44 | Residential | Yes | Behind the Meter | Behind the Meter |  | None | Sunrun Installation Services, Inc. | AC Electric | Eligible for TI Program | 2020-04-20 | 2020-04-24 | 2021-10-30 | REC Solar | REC310TP2M | Solar Panels |  | 0.31 | 6 | 314 | 17 |  | Fixed | Roof
NJSTRE1545388879 | NJSRRE1544865047 | Transition Incentive Program | Northfield | 8225 | 19 | 7.44 | Residential | Yes | Behind the Meter | Behind the Meter |  | None | Sunrun Installation Services, Inc. | AC Electric | Eligible for TI Program | 2020-04-20 | 2020-04-24 | 2021-10-30 | REC Solar | REC310TP2M | Solar Panels |  | 0.31 | 7 | 223 | 29 |  | Fixed | Roof
NJSTRE1545388879 | NJSRRE1544865047 | Transition Incentive Program | Northfield | 8225 | 19 | 7.44 | Residential | Yes | Behind the Meter | Behind the Meter |  | None | Sunrun Installation Services, Inc. | AC Electric | Eligible for TI Program | 2020-04-20 | 2020-04-24 | 2021-10-30 | REC Solar | REC310TP2M | Solar Panels |  | 0.31 | 2 | 43 | 29 |  | Fixed | Roof
NJSTRE1545388881 | NJSRRE1544621518 | Transition Incentive Program | Newark | 7106 | 9 | 3.41 | Residential | No | Behind the Meter | Behind the Meter |  | None | Sunrun Installation Services, Inc. | PSE&G | Eligible for TI Program | 2020-03-09 | 2020-03-12 | 2021-10-30 | LG Chem | RESU 10H SEG | Electric Storage Battery |  |  | 1 |  |  |  | Lithium Ion |  | outside
NJSTRE1545388881 | NJSRRE1544621518 | Transition Incentive Program | Newark | 7106 | 9 | 3.41 | Residential | No | Behind the Meter | Behind the Meter |  | None | Sunrun Installation Services, Inc. | PSE&G | Eligible for TI Program | 2020-03-09 | 2020-03-12 | 2021-10-30 | SolarEdge Technologies | SE3800A-USS2RGM | Inverters | 3800 |  | 1 |  |  | 0.96 |  | Outdoor | Next To Meter
NJSTRE1545388881 | NJSRRE1544621518 | Transition Incentive Program | Newark | 7106 | 9 | 3.41 | Residential | No | Behind the Meter | Behind the Meter |  | None | Sunrun Installation Services, Inc. | PSE&G | Eligible for TI Program | 2020-03-09 | 2020-03-12 | 2021-10-30 | REC Solar | REC310TP2M | Solar Panels |  | 0.31 | 7 | 210 | 43 |  | Fixed | Roof
NJSTRE1545388881 | NJSRRE1544621518 | Transition Incentive Program | Newark | 7106 | 9 | 3.41 | Residential | No | Behind the Meter | Behind the Meter |  | None | Sunrun Installation Services, Inc. | PSE&G | Eligible for TI Program | 2020-03-09 | 2020-03-12 | 2021-10-30 | REC Solar | REC310TP2M | Solar Panels |  | 0.31 | 4 | 210 | 37 |  | Fixed | Roof
NJSTRE1545388882 | NJSRRE1544736111 | Transition Incentive Program | Newfield | 8344 | 15 | 6.54 | Residential | Yes | Behind the Meter | Net-metered residential ground mount |  | None | Castle Energy, LLC | Vineland Muni Electric | Accepted | 2020-03-20 | 2020-03-25 | 2021-10-30 | SunPower | SPR-E20-327-C-AC | Inverters | 320 |  | 20 |  |  | 0.975 |  | Outdoor | on the rooftop under each solar panel
NJSTRE1545388882 | NJSRRE1544736111 | Transition Incentive Program | Newfield | 8344 | 15 | 6.54 | Residential | Yes | Behind the Meter | Net-metered residential ground mount |  | None | Castle Energy, LLC | Vineland Muni Electric | Accepted | 2020-03-20 | 2020-03-25 | 2021-10-30 | SunPower | SPR-E20-327-C-AC | Solar Panels |  | 0.327 | 20 | 180 | 23 |  | Fixed | Ground
NJSTRE1545388886 | NJSRRE1544623203 | Transition Incentive Program | WESTFIELD TOWN | 7090 | 10 | 11.34 | Residential | No | Behind the Meter | Behind the Meter |  | None | Tesla Energy Operations Inc. | PSE&G | Eligible for TI Program | 2020-03-10 | 2020-03-12 | 2021-10-30 | SolarEdge Technologies | SE11400A-US | Inverters | 11400 |  | 1 |  |  | 0.975 |  | Outdoor | outdoor
NJSTRE1545388886 | NJSRRE1544623203 | Transition Incentive Program | WESTFIELD TOWN | 7090 | 10 | 11.34 | Residential | No | Behind the Meter | Behind the Meter |  | None | Tesla Energy Operations Inc. | PSE&G | Eligible for TI Program | 2020-03-10 | 2020-03-12 | 2021-10-30 | Hanwha Q CELLS | Q.PEAK DUO BLK-G5/SC315 | Solar Panels |  | 0.315 | 2 | 335 | 11 |  | Fixed | Roof
NJSTRE1545388886 | NJSRRE1544623203 | Transition Incentive Program | WESTFIELD TOWN | 7090 | 10 | 11.34 | Residential | No | Behind the Meter | Behind the Meter |  | None | Tesla Energy Operations Inc. | PSE&G | Eligible for TI Program | 2020-03-10 | 2020-03-12 | 2021-10-30 | Hanwha Q CELLS | Q.PEAK DUO BLK-G5/SC315 | Solar Panels |  | 0.315 | 7 | 217 | 27 |  | Fixed | Roof
NJSTRE1545388886 | NJSRRE1544623203 | Transition Incentive Program | WESTFIELD TOWN | 7090 | 10 | 11.34 | Residential | No | Behind the Meter | Behind the Meter |  | None | Tesla Energy Operations Inc. | PSE&G | Eligible for TI Program | 2020-03-10 | 2020-03-12 | 2021-10-30 | Hanwha Q CELLS | Q.PEAK DUO BLK-G5/SC315 | Solar Panels |  | 0.315 | 2 | 37 | 14 |  | Fixed | Roof
NJSTRE1545388886 | NJSRRE1544623203 | Transition Incentive Program | WESTFIELD TOWN | 7090 | 10 | 11.34 | Residential | No | Behind the Meter | Behind the Meter |  | None | Tesla Energy Operations Inc. | PSE&G | Eligible for TI Program | 2020-03-10 | 2020-03-12 | 2021-10-30 | Hanwha Q CELLS | Q.PEAK DUO BLK-G5/SC315 | Solar Panels |  | 0.315 | 2 | 101 | 10 |  | Fixed | Roof
NJSTRE1545388886 | NJSRRE1544623203 | Transition Incentive Program | WESTFIELD TOWN | 7090 | 10 | 11.34 | Residential | No | Behind the Meter | Behind the Meter |  | None | Tesla Energy Operations Inc. | PSE&G | Eligible for TI Program | 2020-03-10 | 2020-03-12 | 2021-10-30 | Hanwha Q CELLS | Q.PEAK DUO BLK-G5/SC315 | Solar Panels |  | 0.315 | 3 | 127 | 27 |  | Fixed | Roof
NJSTRE1545388886 | NJSRRE1544623203 | Transition Incentive Program | WESTFIELD TOWN | 7090 | 10 | 11.34 | Residential | No | Behind the Meter | Behind the Meter |  | None | Tesla Energy Operations Inc. | PSE&G | Eligible for TI Program | 2020-03-10 | 2020-03-12 | 2021-10-30 | Hanwha Q CELLS | Q.PEAK DUO BLK-G5/SC315 | Solar Panels |  | 0.315 | 6 | 217 | 30 |  | Fixed | Roof
NJSTRE1545388886 | NJSRRE1544623203 | Transition Incentive Program | WESTFIELD TOWN | 7090 | 10 | 11.34 | Residential | No | Behind the Meter | Behind the Meter |  | None | Tesla Energy Operations Inc. | PSE&G | Eligible for TI Program | 2020-03-10 | 2020-03-12 | 2021-10-30 | Hanwha Q CELLS | Q.PEAK DUO BLK-G5/SC315 | Solar Panels |  | 0.315 | 8 | 307 | 10 |  | Fixed | Roof
NJSTRE1545388886 | NJSRRE1544623203 | Transition Incentive Program | WESTFIELD TOWN | 7090 | 10 | 11.34 | Residential | No | Behind the Meter | Behind the Meter |  | None | Tesla Energy Operations Inc. | PSE&G | Eligible for TI Program | 2020-03-10 | 2020-03-12 | 2021-10-30 | Hanwha Q CELLS | Q.PEAK DUO BLK-G5/SC315 | Solar Panels |  | 0.315 | 6 | 37 | 14 |  | Fixed | Roof
NJSTRE1545388889 | NJSRRE1544817850 | Transition Incentive Program | Hammonton | 8037 | 19 | 8.96 | Residential | No | Behind the Meter | Net-metered residential rooftop and canopy |  | ACE | EMT Renewables | AC Electric | Accepted | 2020-04-09 | 2020-04-15 | 2021-10-30 | Enphase | IQ7-60-2-US | Inverters | 240 |  | 28 |  |  | 0.95 |  | Outside | under panels
NJSTRE1545388889 | NJSRRE1544817850 | Transition Incentive Program | Hammonton | 8037 | 19 | 8.96 | Residential | No | Behind the Meter | Net-metered residential rooftop and canopy |  | ACE | EMT Renewables | AC Electric | Accepted | 2020-04-09 | 2020-04-15 | 2021-10-30 | Trina | 320 Allmax BLK | Solar Panels |  | 0.32 | 28 | 156 | 20 |  | Fixed | Roof
NJSTRE1545388891 | NJSRRE1544846412 | Transition Incentive Program | Kearny | 7032 | 8 | 3.85 | Residential | Yes | Behind the Meter | Net-metered residential rooftop and canopy |  | None | Pro Custom Solar dba Momentum Solar | PSE&G | Accepted | 2020-04-15 | 2020-04-23 | 2021-10-30 | Enphase Energy | IQ7Plus-72-2-US | Inverters | 290 |  | 11 |  |  | 0.97 |  | Outdoor | Roof
NJSTRE1545388891 | NJSRRE1544846412 | Transition Incentive Program | Kearny | 7032 | 8 | 3.85 | Residential | Yes | Behind the Meter | Net-metered residential rooftop and canopy |  | None | Pro Custom Solar dba Momentum Solar | PSE&G | Accepted | 2020-04-15 | 2020-04-23 | 2021-10-30 | LG ELECTRONICS | LG 350N1C-V5 | Solar Panels |  | 0.35 | 11 | 19 | 117 |  | Fixed | Roof
NJSTRE1545388892 | NJSRRE1544630787 | Transition Incentive Program | Jersey City | 7305 | 8 | 6.4 | Residential | No | Behind the Meter | Net-metered residential rooftop and canopy |  | None | Green House Solar | PSE&G | Accepted | 2020-03-12 | 2020-03-17 | 2021-10-30 | Sunpower | SPWR-A4 | Inverters | 349 |  | 16 |  |  | 0.975 |  | Other | Panel Mounted
NJSTRE1545388892 | NJSRRE1544630787 | Transition Incentive Program | Jersey City | 7305 | 8 | 6.4 | Residential | No | Behind the Meter | Net-metered residential rooftop and canopy |  | None | Green House Solar | PSE&G | Accepted | 2020-03-12 | 2020-03-17 | 2021-10-30 | Sunpower | A-400-G-AC | Solar Panels |  | 0.4 | 16 | 129 | 20 |  | Fixed | Roof
NJSTRE1545388893 | NJSRRE1544610846 | Transition Incentive Program | Cherry Hill | 8003 | 14 | 9.18 | Residential | No | Behind the Meter | Net-metered residential rooftop and canopy |  | None | Green Power Energy | PSE&G | Accepted | 2020-03-05 | 2020-03-10 | 2021-10-30 | SolarEdge | SE7600H-US | Inverters | 7600 |  | 1 |  |  | 0.97 |  | Outside | Next to meter
NJSTRE1545388893 | NJSRRE1544610846 | Transition Incentive Program | Cherry Hill | 8003 | 14 | 9.18 | Residential | No | Behind the Meter | Net-metered residential rooftop and canopy |  | None | Green Power Energy | PSE&G | Accepted | 2020-03-05 | 2020-03-10 | 2021-10-30 | LG Electronics | LG340N1C-V5 | Solar Panels |  | 0.34 | 13 | 160 | 30 |  | Fixed | Roof
NJSTRE1545388893 | NJSRRE1544610846 | Transition Incentive Program | Cherry Hill | 8003 | 14 | 9.18 | Residential | No | Behind the Meter | Net-metered residential rooftop and canopy |  | None | Green Power Energy | PSE&G | Accepted | 2020-03-05 | 2020-03-10 | 2021-10-30 | LG Electronics | LG340N1C-V5 | Solar Panels |  | 0.34 | 14 | 162 | 30 |  | Fixed | Roof
NJSTRE1545388894 | NJSRRE1544905112 | Transition Incentive Program | Cherry Hill | 8003 | 14 | 17.71 | Commercial | No | Behind the Meter | Net-metered non-residential rooftop and canopy |  | None | Ameresco | PSE&G | Accepted | 2020-04-30 | 2020-04-30 | 2021-10-30 | SolarEdge | SE14.4KUS | Inverters | 14.4 |  | 1 |  |  | 0.975 |  | Outdoor | N/A
NJSTRE1545388894 | NJSRRE1544905112 | Transition Incentive Program | Cherry Hill | 8003 | 14 | 17.71 | Commercial | No | Behind the Meter | Net-metered non-residential rooftop and canopy |  | None | Ameresco | PSE&G | Accepted | 2020-04-30 | 2020-04-30 | 2021-10-30 | JA | JAM72S09 385/PR | Solar Panels |  | 0.385 | 46 | 161/251/71 | 18.4 |  | Fixed | Roof
NJSTRE1545388895 | NJSRRE1544888001 | Transition Incentive Program | Camden City | 8105 | 14 | 4.34 | Residential | No | Behind the Meter | Net-metered residential rooftop and canopy |  | None | Palmetto Solar LLC | PSE&G | Accepted | 2020-04-23 | 2020-04-28 | 2021-10-30 | SolarEdge Technologies | SE3800H-US | Inverters | 3800 |  | 1 |  |  | 0.9 |  | Outside | side of the house
NJSTRE1545388895 | NJSRRE1544888001 | Transition Incentive Program | Camden City | 8105 | 14 | 4.34 | Residential | No | Behind the Meter | Net-metered residential rooftop and canopy |  | None | Palmetto Solar LLC | PSE&G | Accepted | 2020-04-23 | 2020-04-28 | 2021-10-30 | Yingli | 310D-30B | Solar Panels |  | 0.31 | 14 | 149 | 10 |  | Fixed | Roof
NJSTRE1545388896 | NJSRRE1544773418 | Transition Incentive Program | Oakhurst | 7755 | 17 | 6.46 | Residential | Yes | Behind the Meter | Behind the Meter |  | None | Trinity Solar | JCP&L | Eligible for TI Program | 2020-03-30 | 2020-04-09 | 2021-10-30 | SOLAR EDGE | SE5000H-US | Inverters | 5000 |  | 1 |  |  | 0.97 |  | Outside | SIDE OF HOME
NJSTRE1545388896 | NJSRRE1544773418 | Transition Incentive Program | Oakhurst | 7755 | 17 | 6.46 | Residential | Yes | Behind the Meter | Behind the Meter |  | None | Trinity Solar | JCP&L | Eligible for TI Program | 2020-03-30 | 2020-04-09 | 2021-10-30 | HANWHA | Q.PEAK DUO BLK-G6 340 | Solar Panels |  | 0.34 | 19 | 260 | 21 |  | Fixed | Roof
NJSTRE1545388898 | NJSRRE1544708924 | Transition Incentive Program | PISCATAWAY | 8854 | 11 | 3.52 | Residential | Yes | Behind the Meter | Net-metered residential rooftop and canopy |  | None | Vivint Solar Developer, LLC | PSE&G | Accepted | 2020-03-19 | 2020-03-20 | 2021-10-30 | SolarEdge | SE3800H-US | Inverters | 3800 |  | 1 |  |  | 0.992 |  | Outdoor | Near the utility meter
NJSTRE1545388898 | NJSRRE1544708924 | Transition Incentive Program | PISCATAWAY | 8854 | 11 | 3.52 | Residential | Yes | Behind the Meter | Net-metered residential rooftop and canopy |  | None | Vivint Solar Developer, LLC | PSE&G | Accepted | 2020-03-19 | 2020-03-20 | 2021-10-30 | Jinko Solar | JKM320M-60HBL | Solar Panels |  | 0.32 | 11 | 50 | 19 |  | Fixed | Roof
NJSTRE1545388905 | NJSRRE1544796029 | Transition Incentive Program | Sicklerville | 8081 | 14 | 7.71 | Residential | No | Behind the Meter | Net-metered residential rooftop and canopy |  | None | Green Power Energy | AC Electric | Accepted | 2020-04-03 | 2020-04-09 | 2021-10-30 | SolarEdge | SE7600H-US | Inverters | 7600 |  | 1 |  |  | 0.97 |  | Outside | next to meter
NJSTRE1545388905 | NJSRRE1544796029 | Transition Incentive Program | Sicklerville | 8081 | 14 | 7.71 | Residential | No | Behind the Meter | Net-metered residential rooftop and canopy |  | None | Green Power Energy | AC Electric | Accepted | 2020-04-03 | 2020-04-09 | 2021-10-30 | LG Electronics | LG335N1K-V5 | Solar Panels |  | 0.335 | 23 | 215 | 36 |  | Fixed | Roof
NJSTRE1545388907 | NJSRRE1544801984 | Transition Incentive Program | Ocean View | 8230 | 21 | 6.87 | Residential | No | Behind the Meter | Net-metered residential rooftop and canopy |  | None | SunPower Capital, LLC | AC Electric | Accepted | 2020-04-06 | 2020-04-09 | 2021-10-30 | SunPower | SPR-E20-327-C-AC | Inverters | 320 |  | 21 |  |  | 0.975 |  | Outdoor | on the rooftop under each solar panel
NJSTRE1545388907 | NJSRRE1544801984 | Transition Incentive Program | Ocean View | 8230 | 21 | 6.87 | Residential | No | Behind the Meter | Net-metered residential rooftop and canopy |  | None | SunPower Capital, LLC | AC Electric | Accepted | 2020-04-06 | 2020-04-09 | 2021-10-30 | SunPower | SPR-E20-327-C-AC | Solar Panels |  | 0.327 | 9 | 298 | 20 |  | Fixed | Roof
NJSTRE1545388907 | NJSRRE1544801984 | Transition Incentive Program | Ocean View | 8230 | 21 | 6.87 | Residential | No | Behind the Meter | Net-metered residential rooftop and canopy |  | None | SunPower Capital, LLC | AC Electric | Accepted | 2020-04-06 | 2020-04-09 | 2021-10-30 | SunPower | SPR-E20-327-C-AC | Solar Panels |  | 0.327 | 12 | 118 | 20 |  | Fixed | Roof
NJSTRE1545388908 | NJSRRE1544765141 | Transition Incentive Program | SEWELL | 8080 | 15 | 7.04 | Residential | Yes | Behind the Meter | Net-metered residential rooftop and canopy |  | None | Vivint Solar Developer, LLC | AC Electric | Accepted | 2020-03-26 | 2020-03-30 | 2021-10-30 | SolarEdge | SE7600H-US | Inverters | 7600 |  | 1 |  |  | 0.992 |  | Outdoor | Near the Utility Meter
NJSTRE1545388908 | NJSRRE1544765141 | Transition Incentive Program | SEWELL | 8080 | 15 | 7.04 | Residential | Yes | Behind the Meter | Net-metered residential rooftop and canopy |  | None | Vivint Solar Developer, LLC | AC Electric | Accepted | 2020-03-26 | 2020-03-30 | 2021-10-30 | Jinko Solar | JKM320M-60HBL | Solar Panels |  | 0.32 | 4 | 168 | 21 |  | Fixed | Roof
NJSTRE1545388908 | NJSRRE1544765141 | Transition Incentive Program | SEWELL | 8080 | 15 | 7.04 | Residential | Yes | Behind the Meter | Net-metered residential rooftop and canopy |  | None | Vivint Solar Developer, LLC | AC Electric | Accepted | 2020-03-26 | 2020-03-30 | 2021-10-30 | Jinko Solar | JKM320M-60HBL | Solar Panels |  | 0.32 | 18 | 168 | 21 |  | Fixed | Roof
NJSTRE1545388909 | NJSRRE1544836500 | Transition Incentive Program | ROSELLE | 7203 | 10 | 8.32 | Residential | Yes | Behind the Meter | Net-metered residential rooftop and canopy |  | None | Vivint Solar Developer, LLC | PSE&G | Accepted | 2020-04-13 | 2020-04-21 | 2021-10-30 | Solar Edge | SE7600H-US | Inverters | 7600 |  | 1 |  |  | 0.992 |  | Outdoor | Near the Utility Meter
NJSTRE1545388909 | NJSRRE1544836500 | Transition Incentive Program | ROSELLE | 7203 | 10 | 8.32 | Residential | Yes | Behind the Meter | Net-metered residential rooftop and canopy |  | None | Vivint Solar Developer, LLC | PSE&G | Accepted | 2020-04-13 | 2020-04-21 | 2021-10-30 | JINKO SOLAR | JKM320M-60HBL | Solar Panels |  | 0.32 | 15 | 314 | 2 |  | Fixed | Roof
NJSTRE1545388909 | NJSRRE1544836500 | Transition Incentive Program | ROSELLE | 7203 | 10 | 8.32 | Residential | Yes | Behind the Meter | Net-metered residential rooftop and canopy |  | None | Vivint Solar Developer, LLC | PSE&G | Accepted | 2020-04-13 | 2020-04-21 | 2021-10-30 | JINKO SOLAR | JKM320M-60HBL | Solar Panels |  | 0.32 | 3 | 134 | 24 |  | Fixed | Roof
NJSTRE1545388909 | NJSRRE1544836500 | Transition Incentive Program | ROSELLE | 7203 | 10 | 8.32 | Residential | Yes | Behind the Meter | Net-metered residential rooftop and canopy |  | None | Vivint Solar Developer, LLC | PSE&G | Accepted | 2020-04-13 | 2020-04-21 | 2021-10-30 | JINKO SOLAR | JKM320M-60HBL | Solar Panels |  | 0.32 | 8 | 44 | 40 |  | Fixed | Roof
NJSTRE1545388910 | NJSRRE1544759054 | Transition Incentive Program | ISELIN | 8830 | 11 | 5.44 | Residential | Yes | Behind the Meter | Net-metered residential rooftop and canopy |  | None | Vivint Solar Developer, LLC | PSE&G | Accepted | 2020-03-23 | 2020-03-26 | 2021-10-30 | SOLAREDGE | SE3800H-US | Inverters | 3800 |  | 1 |  |  | 0.992 |  | Outdoor | Near the Utility Meter
NJSTRE1545388910 | NJSRRE1544759054 | Transition Incentive Program | ISELIN | 8830 | 11 | 5.44 | Residential | Yes | Behind the Meter | Net-metered residential rooftop and canopy |  | None | Vivint Solar Developer, LLC | PSE&G | Accepted | 2020-03-23 | 2020-03-26 | 2021-10-30 | JINKO SOLAR | JKM320M-60HBL | Solar Panels |  | 0.32 | 17 | 209 | 37 |  | Fixed | Roof
NJSTRE1545388912 | NJSRRE1544773290 | Transition Incentive Program | TRENTON | 8690 | 12 | 8 | Residential | Yes | Behind the Meter | Net-metered residential rooftop and canopy |  | None | Vivint Solar Developer, LLC | PSE&G | Accepted | 2020-03-30 | 2020-04-09 | 2021-10-30 | SOLAREDGE | SE7600H-US | Inverters | 7600 |  | 1 |  |  | 0.992 |  | Outdoor | Near the Utility Meter
NJSTRE1545388912 | NJSRRE1544773290 | Transition Incentive Program | TRENTON | 8690 | 12 | 8 | Residential | Yes | Behind the Meter | Net-metered residential rooftop and canopy |  | None | Vivint Solar Developer, LLC | PSE&G | Accepted | 2020-03-30 | 2020-04-09 | 2021-10-30 | JINKO SOLAR | JKM320M-60HBL | Solar Panels |  | 0.32 | 3 | 249 | 37 |  | Fixed | Roof
NJSTRE1545388912 | NJSRRE1544773290 | Transition Incentive Program | TRENTON | 8690 | 12 | 8 | Residential | Yes | Behind the Meter | Net-metered residential rooftop and canopy |  | None | Vivint Solar Developer, LLC | PSE&G | Accepted | 2020-03-30 | 2020-04-09 | 2021-10-30 | JINKO SOLAR | JKM320M-60HBL | Solar Panels |  | 0.32 | 4 | 249 | 23 |  | Fixed | Roof
NJSTRE1545388912 | NJSRRE1544773290 | Transition Incentive Program | TRENTON | 8690 | 12 | 8 | Residential | Yes | Behind the Meter | Net-metered residential rooftop and canopy |  | None | Vivint Solar Developer, LLC | PSE&G | Accepted | 2020-03-30 | 2020-04-09 | 2021-10-30 | JINKO SOLAR | JKM320M-60HBL | Solar Panels |  | 0.32 | 9 | 69 | 37 |  | Fixed | Roof
NJSTRE1545388912 | NJSRRE1544773290 | Transition Incentive Program | TRENTON | 8690 | 12 | 8 | Residential | Yes | Behind the Meter | Net-metered residential rooftop and canopy |  | None | Vivint Solar Developer, LLC | PSE&G | Accepted | 2020-03-30 | 2020-04-09 | 2021-10-30 | JINKO SOLAR | JKM320M-60HBL | Solar Panels |  | 0.32 | 9 | 249 | 17 |  | Fixed | Roof
NJSTRE1545388913 | NJSRRE1544626939 | Transition Incentive Program | Parkertown | 8087 | 18 | 3.72 | Residential | Yes | Behind the Meter | Behind the Meter |  | None | Sunrun Installation Services, Inc. | AC Electric | Eligible for TI Program | 2020-03-20 | 2020-03-20 | 2021-10-30 | Enphase Energy | IQ7-60-x-US (240V) | Inverters | 240 |  | 12 |  |  | 0.96 |  | Outdoor | Rooftop
NJSTRE1545388913 | NJSRRE1544626939 | Transition Incentive Program | Parkertown | 8087 | 18 | 3.72 | Residential | Yes | Behind the Meter | Behind the Meter |  | None | Sunrun Installation Services, Inc. | AC Electric | Eligible for TI Program | 2020-03-20 | 2020-03-20 | 2021-10-30 | REC Solar | REC310TP2M | Solar Panels |  | 0.31 | 12 | 164 | 27 |  | Fixed | Roof
NJSTRE1545388914 | NJSRRE1544762498 | Transition Incentive Program | CRANFORD | 7016 | 10 | 16.32 | Residential | Yes | Behind the Meter | Net-metered residential rooftop and canopy |  | None | Vivint Solar Developer, LLC | PSE&G | Accepted | 2020-03-26 | 2020-03-30 | 2021-10-30 | SolarEdge | SE7600H-US | Inverters | 7600 |  | 1 |  |  | 0.992 |  | Outdoor | Near the Utility Meter
NJSTRE1545388914 | NJSRRE1544762498 | Transition Incentive Program | CRANFORD | 7016 | 10 | 16.32 | Residential | Yes | Behind the Meter | Net-metered residential rooftop and canopy |  | None | Vivint Solar Developer, LLC | PSE&G | Accepted | 2020-03-26 | 2020-03-30 | 2021-10-30 | Solar Edge | SE3800H-US | Inverters | 3800 |  | 1 |  |  | 0.992 |  | Outdoor | Near the Utility Meter
NJSTRE1545388914 | NJSRRE1544762498 | Transition Incentive Program | CRANFORD | 7016 | 10 | 16.32 | Residential | Yes | Behind the Meter | Net-metered residential rooftop and canopy |  | None | Vivint Solar Developer, LLC | PSE&G | Accepted | 2020-03-26 | 2020-03-30 | 2021-10-30 | Jinko Solar | JKM320M-60HBL | Solar Panels |  | 0.32 | 15 | 218 | 24 |  | Fixed | Roof
NJSTRE1545388914 | NJSRRE1544762498 | Transition Incentive Program | CRANFORD | 7016 | 10 | 16.32 | Residential | Yes | Behind the Meter | Net-metered residential rooftop and canopy |  | None | Vivint Solar Developer, LLC | PSE&G | Accepted | 2020-03-26 | 2020-03-30 | 2021-10-30 | Jinko Solar | JKM320M-60HBL | Solar Panels |  | 0.32 | 24 | 218 | 24 |  | Fixed | Roof
NJSTRE1545388914 | NJSRRE1544762498 | Transition Incentive Program | CRANFORD | 7016 | 10 | 16.32 | Residential | Yes | Behind the Meter | Net-metered residential rooftop and canopy |  | None | Vivint Solar Developer, LLC | PSE&G | Accepted | 2020-03-26 | 2020-03-30 | 2021-10-30 | Jinko Solar | JKM320M-60HBL | Solar Panels |  | 0.32 | 9 | 308 | 24 |  | Fixed | Roof
NJSTRE1545388914 | NJSRRE1544762498 | Transition Incentive Program | CRANFORD | 7016 | 10 | 16.32 | Residential | Yes | Behind the Meter | Net-metered residential rooftop and canopy |  | None | Vivint Solar Developer, LLC | PSE&G | Accepted | 2020-03-26 | 2020-03-30 | 2021-10-30 | Jinko Solar | JKM320M-60HBL | Solar Panels |  | 0.32 | 3 | 38 | 24 |  | Fixed | Roof
NJSTRE1545388915 | NJSRRE1544796026 | Transition Incentive Program | MILLTOWN | 8850 | 11 | 6.65 | Residential | No | Behind the Meter | Behind the Meter |  | None | Infinity Solar Systems | Milltown | Eligible for TI Program | 2020-04-03 | 2020-04-09 | 2021-10-30 | ENPHASE | IQ7-60-X-US | Inverters | 240 |  | 19 |  |  | 0.97 |  | Outside | MICROINVERTERS
NJSTRE1545388915 | NJSRRE1544796026 | Transition Incentive Program | MILLTOWN | 8850 | 11 | 6.65 | Residential | No | Behind the Meter | Behind the Meter |  | None | Infinity Solar Systems | Milltown | Eligible for TI Program | 2020-04-03 | 2020-04-09 | 2021-10-30 | LG | LG350N1C-V5 | Solar Panels |  | 0.35 | 9 | 142 | 33 |  | Fixed | Roof
NJSTRE1545388915 | NJSRRE1544796026 | Transition Incentive Program | MILLTOWN | 8850 | 11 | 6.65 | Residential | No | Behind the Meter | Behind the Meter |  | None | Infinity Solar Systems | Milltown | Eligible for TI Program | 2020-04-03 | 2020-04-09 | 2021-10-30 | LG | LG350N1C-V5 | Solar Panels |  | 0.35 | 10 | 232 | 33 |  | Fixed | Roof
NJSTRE1545388916 | NJSRRE1544838563 | Transition Incentive Program | Lyndhurst | 7071 | 7 | 5.58 | Residential | Yes | Behind the Meter | Behind the Meter |  | None | Sunrun Installation Services, Inc. | PSE&G | Eligible for TI Program | 2020-04-14 | 2020-04-21 | 2021-10-30 | Enphase Energy | IQ7-60-x-US (240V) | Inverters | 240 |  | 18 |  |  | 0.96 |  | Outdoor | Rooftop
NJSTRE1545388916 | NJSRRE1544838563 | Transition Incentive Program | Lyndhurst | 7071 | 7 | 5.58 | Residential | Yes | Behind the Meter | Behind the Meter |  | None | Sunrun Installation Services, Inc. | PSE&G | Eligible for TI Program | 2020-04-14 | 2020-04-21 | 2021-10-30 | REC Solar | REC310TP2M | Solar Panels |  | 0.31 | 9 | 127 | 30 |  | Fixed | Roof
NJSTRE1545388916 | NJSRRE1544838563 | Transition Incentive Program | Lyndhurst | 7071 | 7 | 5.58 | Residential | Yes | Behind the Meter | Behind the Meter |  | None | Sunrun Installation Services, Inc. | PSE&G | Eligible for TI Program | 2020-04-14 | 2020-04-21 | 2021-10-30 | REC Solar | REC310TP2M | Solar Panels |  | 0.31 | 9 | 307 | 30 |  | Fixed | Roof
NJSTRE1545388917 | NJSRRE1544866989 | Transition Incentive Program | Vineland | 8361 | 20 | 10.4 | Residential | Yes | Behind the Meter | Net-metered residential rooftop and canopy |  | None | Suntuity Solar LLC | Vineland Muni Electric | Accepted | 2020-04-21 | 2020-04-27 | 2021-10-30 | Enphase Energy | IQ7-60-2-US | Inverters | 240 |  | 33 |  |  | 0.97 |  | Outdoor | Behind the PV Modules
NJSTRE1545388917 | NJSRRE1544866989 | Transition Incentive Program | Vineland | 8361 | 20 | 10.4 | Residential | Yes | Behind the Meter | Net-metered residential rooftop and canopy |  | None | Suntuity Solar LLC | Vineland Muni Electric | Accepted | 2020-04-21 | 2020-04-27 | 2021-10-30 | Hanwha Solar | Q-Cells 315 Mono | Solar Panels |  | 0.315 | 4 | 3 | 22 |  | Fixed | Roof
NJSTRE1545388917 | NJSRRE1544866989 | Transition Incentive Program | Vineland | 8361 | 20 | 10.4 | Residential | Yes | Behind the Meter | Net-metered residential rooftop and canopy |  | None | Suntuity Solar LLC | Vineland Muni Electric | Accepted | 2020-04-21 | 2020-04-27 | 2021-10-30 | Hanwha Solar | Q-Cells 315 Mono | Solar Panels |  | 0.315 | 19 | 273 | 22 |  | Fixed | Roof
NJSTRE1545388917 | NJSRRE1544866989 | Transition Incentive Program | Vineland | 8361 | 20 | 10.4 | Residential | Yes | Behind the Meter | Net-metered residential rooftop and canopy |  | None | Suntuity Solar LLC | Vineland Muni Electric | Accepted | 2020-04-21 | 2020-04-27 | 2021-10-30 | Hanwha Solar | Q-Cells 315 Mono | Solar Panels |  | 0.315 | 10 | 93 | 22 |  | Fixed | Roof
NJSTRE1545388921 | NJSRRE1544797776 | Transition Incentive Program | south plainfield | 7080 | 11 | 5.03 | Residential | Yes | Behind the Meter | Net-metered residential ground mount |  | None | Vision Solar LLC | PSE&G | Accepted | 2020-04-04 | 2020-04-09 | 2021-10-30 | enphase | iq7-60-2-us | Inverters | 0.25 |  | 15 |  |  | 0.96 |  | Other | behind panels
NJSTRE1545388921 | NJSRRE1544797776 | Transition Incentive Program | south plainfield | 7080 | 11 | 5.03 | Residential | Yes | Behind the Meter | Net-metered residential ground mount |  | None | Vision Solar LLC | PSE&G | Accepted | 2020-04-04 | 2020-04-09 | 2021-10-30 | lg solar | lg335n1k-v5 | Solar Panels |  | 0.335 | 15 | 263 | 30 |  | Fixed | Roof
NJSTRE1545388922 | NJSRRE1544761197 | Transition Incentive Program | East Brunswick | 8816 | 11 | 12.42 | Residential | No | Behind the Meter | Behind the Meter |  | None | Sunrun Installation Services, Inc. | PSE&G | Eligible for TI Program | 2020-03-24 | 2020-03-27 | 2021-10-30 | Enphase Energy | IQ7PLUS-72-x-US (240V) | Inverters | 290 |  | 36 |  |  | 0.96 |  | Outdoor | Rooftop
NJSTRE1545388922 | NJSRRE1544761197 | Transition Incentive Program | East Brunswick | 8816 | 11 | 12.42 | Residential | No | Behind the Meter | Behind the Meter |  | None | Sunrun Installation Services, Inc. | PSE&G | Eligible for TI Program | 2020-03-24 | 2020-03-27 | 2021-10-30 | LG Electronics | LG345N1C-V5 | Solar Panels |  | 0.345 | 3 | 303 | 34 |  | Fixed | Roof
NJSTRE1545388922 | NJSRRE1544761197 | Transition Incentive Program | East Brunswick | 8816 | 11 | 12.42 | Residential | No | Behind the Meter | Behind the Meter |  | None | Sunrun Installation Services, Inc. | PSE&G | Eligible for TI Program | 2020-03-24 | 2020-03-27 | 2021-10-30 | LG Electronics | LG345N1C-V5 | Solar Panels |  | 0.345 | 28 | 123 | 27 |  | Fixed | Roof
NJSTRE1545388922 | NJSRRE1544761197 | Transition Incentive Program | East Brunswick | 8816 | 11 | 12.42 | Residential | No | Behind the Meter | Behind the Meter |  | None | Sunrun Installation Services, Inc. | PSE&G | Eligible for TI Program | 2020-03-24 | 2020-03-27 | 2021-10-30 | LG Electronics | LG345N1C-V5 | Solar Panels |  | 0.345 | 5 | 123 | 34 |  | Fixed | Roof
NJSTRE1545388924 | NJSRRE1544623734 | Transition Incentive Program | Morristown | 7960 | 3 | 6.4 | Residential | Yes | Behind the Meter | Net-metered residential rooftop and canopy |  | None | Vivint Solar Developer, LLC | JCP&L | Accepted | 2020-03-10 | 2020-03-13 | 2021-10-30 | SolarEdge | SE7600H-US | Inverters | 7600 |  | 1 |  |  | 0.992 |  | Outdoor | Near the utility meter
NJSTRE1545388924 | NJSRRE1544623734 | Transition Incentive Program | Morristown | 7960 | 3 | 6.4 | Residential | Yes | Behind the Meter | Net-metered residential rooftop and canopy |  | None | Vivint Solar Developer, LLC | JCP&L | Accepted | 2020-03-10 | 2020-03-13 | 2021-10-30 | Jinko Solar | JKM320M-60HBL | Solar Panels |  | 0.32 | 8 | 24 | 31 |  | Fixed | Roof
NJSTRE1545388924 | NJSRRE1544623734 | Transition Incentive Program | Morristown | 7960 | 3 | 6.4 | Residential | Yes | Behind the Meter | Net-metered residential rooftop and canopy |  | None | Vivint Solar Developer, LLC | JCP&L | Accepted | 2020-03-10 | 2020-03-13 | 2021-10-30 | Jinko Solar | JKM320M-60HBL | Solar Panels |  | 0.32 | 12 | 204 | 31 |  | Fixed | Roof
NJSTRE1545388926 | NJSRRE1544565278 | Transition Incentive Program | Sicklerville | 8081 | 14 | 9.3 | Residential | Yes | Behind the Meter | Behind the Meter |  | None | Sunrun Installation Services, Inc. | AC Electric | Eligible for TI Program | 2020-03-02 | 2020-03-05 | 2021-10-30 | Enphase Energy | IQ7-60-x-US (240V) | Inverters | 240 |  | 30 |  |  | 0.96 |  | Outdoor | Rooftop
NJSTRE1545388926 | NJSRRE1544565278 | Transition Incentive Program | Sicklerville | 8081 | 14 | 9.3 | Residential | Yes | Behind the Meter | Behind the Meter |  | None | Sunrun Installation Services, Inc. | AC Electric | Eligible for TI Program | 2020-03-02 | 2020-03-05 | 2021-10-30 | REC Solar | REC310TP2M | Solar Panels |  | 0.31 | 13 | 63 | 27 |  | Fixed | Roof
NJSTRE1545388926 | NJSRRE1544565278 | Transition Incentive Program | Sicklerville | 8081 | 14 | 9.3 | Residential | Yes | Behind the Meter | Behind the Meter |  | None | Sunrun Installation Services, Inc. | AC Electric | Eligible for TI Program | 2020-03-02 | 2020-03-05 | 2021-10-30 | REC Solar | REC310TP2M | Solar Panels |  | 0.31 | 3 | 155 | 40 |  | Fixed | Roof
NJSTRE1545388926 | NJSRRE1544565278 | Transition Incentive Program | Sicklerville | 8081 | 14 | 9.3 | Residential | Yes | Behind the Meter | Behind the Meter |  | None | Sunrun Installation Services, Inc. | AC Electric | Eligible for TI Program | 2020-03-02 | 2020-03-05 | 2021-10-30 | REC Solar | REC310TP2M | Solar Panels |  | 0.31 | 9 | 243 | 27 |  | Fixed | Roof
NJSTRE1545388926 | NJSRRE1544565278 | Transition Incentive Program | Sicklerville | 8081 | 14 | 9.3 | Residential | Yes | Behind the Meter | Behind the Meter |  | None | Sunrun Installation Services, Inc. | AC Electric | Eligible for TI Program | 2020-03-02 | 2020-03-05 | 2021-10-30 | REC Solar | REC310TP2M | Solar Panels |  | 0.31 | 5 | 63 | 18 |  | Fixed | Roof
NJSTRE1545388927 | NJSRRE1544586077 | Transition Incentive Program | Passaic City | 7055 | 6 | 3.84 | Residential | Yes | Behind the Meter | Behind the Meter |  | None | Skyline Solar, LLC | PSE&G | Eligible for TI Program | 2020-03-04 | 2020-03-06 | 2021-10-30 | SolarEdge | SE3800H-US | Inverters | 3800 |  | 1 |  |  | 0.99 |  | Outside | within ten feet of meter
NJSTRE1545388927 | NJSRRE1544586077 | Transition Incentive Program | Passaic City | 7055 | 6 | 3.84 | Residential | Yes | Behind the Meter | Behind the Meter |  | None | Skyline Solar, LLC | PSE&G | Eligible for TI Program | 2020-03-04 | 2020-03-06 | 2021-10-30 | Hanwha Q-Cells | Q.PEAK DUO-G5 320 | Solar Panels |  | 0.32 | 12 | 151241 | 41 |  | Fixed | Roof
NJSTRE1545388928 | NJSRRE1544781171 | Transition Incentive Program | Lafayette | 7848 | 1 | 61.2 | Farm | Yes | Behind the Meter | Net-metered non-residential ground mount |  | None | Alternative Energy Associates | JCP&L | Accepted | 2020-04-01 | 2020-04-09 | 2021-10-30 | Enphase | IQ7 Plus | Inverters | 290 |  | 204 |  |  | 0.975 |  | Outdoor | Behind Panel
NJSTRE1545388928 | NJSRRE1544781171 | Transition Incentive Program | Lafayette | 7848 | 1 | 61.2 | Farm | Yes | Behind the Meter | Net-metered non-residential ground mount |  | None | Alternative Energy Associates | JCP&L | Accepted | 2020-04-01 | 2020-04-09 | 2021-10-30 | Jinko | JKM300M-60 | Solar Panels |  | 0.3 | 204 | 180 | 25 |  | Fixed | Ground | Backyard
NJSTRE1545388929 | NJSRRE1544734737 | Transition Incentive Program | Bridgewater | 8807 | 5 | 11.2 | Residential | Yes | Behind the Meter | Net-metered residential rooftop and canopy |  | None | Vivint Solar Developer, LLC | PSE&G | Accepted | 2020-03-21 | 2020-03-24 | 2021-10-30 | SolarEdge | SE7600H-US | Inverters | 7600 |  | 1 |  |  | 0.992 |  | Outdoor | Near the Utility Meter
NJSTRE1545388929 | NJSRRE1544734737 | Transition Incentive Program | Bridgewater | 8807 | 5 | 11.2 | Residential | Yes | Behind the Meter | Net-metered residential rooftop and canopy |  | None | Vivint Solar Developer, LLC | PSE&G | Accepted | 2020-03-21 | 2020-03-24 | 2021-10-30 | Jinko Solar | JKM320M-60HBL | Solar Panels |  | 0.32 | 19 | 279 | 23 |  | Fixed | Roof
NJSTRE1545388929 | NJSRRE1544734737 | Transition Incentive Program | Bridgewater | 8807 | 5 | 11.2 | Residential | Yes | Behind the Meter | Net-metered residential rooftop and canopy |  | None | Vivint Solar Developer, LLC | PSE&G | Accepted | 2020-03-21 | 2020-03-24 | 2021-10-30 | Jinko Solar | JKM320M-60HBL | Solar Panels |  | 0.32 | 4 | 189 | 23 |  | Fixed | Roof
NJSTRE1545388929 | NJSRRE1544734737 | Transition Incentive Program | Bridgewater | 8807 | 5 | 11.2 | Residential | Yes | Behind the Meter | Net-metered residential rooftop and canopy |  | None | Vivint Solar Developer, LLC | PSE&G | Accepted | 2020-03-21 | 2020-03-24 | 2021-10-30 | Jinko Solar | JKM320M-60HBL | Solar Panels |  | 0.32 | 12 | 99 | 23 |  | Fixed | Roof
NJSTRE1545388930 | NJSRRE1544802617 | Transition Incentive Program | Hillside | 7205 | 10 | 4.96 | Residential | No | Behind the Meter | Net-metered residential rooftop and canopy |  | None | 1st Light Energy Inc | PSE&G | Accepted | 2020-04-06 | 2020-04-10 | 2021-10-30 | SMA | SB 3.8-1SP-US-41 | Inverters | 3800 |  | 1 |  |  | 0.98 |  | Outside | Next to Meter
NJSTRE1545388930 | NJSRRE1544802617 | Transition Incentive Program | Hillside | 7205 | 10 | 4.96 | Residential | No | Behind the Meter | Net-metered residential rooftop and canopy |  | None | 1st Light Energy Inc | PSE&G | Accepted | 2020-04-06 | 2020-04-10 | 2021-10-30 | Longi | LR6-60HPB-310M | Solar Panels |  | 0.31 | 16 | 250 | 27 |  | Fixed | Roof
NJSTRE1545388933 | NJSRRE1544737087 | Transition Incentive Program | Clinton | 8809 | 4 | 3.78 | Residential | Yes | Behind the Meter | Behind the Meter |  | None | Tesla Energy Operations | JCP&L | Eligible for TI Program | 2020-03-20 | 2020-03-25 | 2021-10-30 | Delta Electronics | M4-TL-US [240V] | Inverters | 3840 |  | 1 |  |  | 0.975 |  | Outdoor | outside
NJSTRE1545388933 | NJSRRE1544737087 | Transition Incentive Program | Clinton | 8809 | 4 | 3.78 | Residential | Yes | Behind the Meter | Behind the Meter |  | None | Tesla Energy Operations | JCP&L | Eligible for TI Program | 2020-03-20 | 2020-03-25 | 2021-10-30 | Hanwha Q CELLS | Q.PEAK DUO BLK-G5/SC315 | Solar Panels |  | 0.315 | 12 | 141 | 40 |  | Fixed | Roof | Outside
NJSTRE1545388934 | NJSRRE1544894053 | Transition Incentive Program | Lakehurst | 8733 | 18 | 30.8 | Commercial | No | Behind the Meter | Net-metered non-residential rooftop and canopy |  | None | Ameresco | JCP&L | Accepted | 2020-04-30 | 2020-04-30 | 2021-10-30 | SolarEdge | SE14.4KUS | Inverters | 14.4 |  | 2 |  |  | 0.975 |  | Outdoor | N/A
NJSTRE1545388934 | NJSRRE1544894053 | Transition Incentive Program | Lakehurst | 8733 | 18 | 30.8 | Commercial | No | Behind the Meter | Net-metered non-residential rooftop and canopy |  | None | Ameresco | JCP&L | Accepted | 2020-04-30 | 2020-04-30 | 2021-10-30 | JA | JAM72S09 385/PR | Solar Panels |  | 0.385 | 80 | 142 | 40 |  | Fixed | Roof
NJSTRE1545388936 | NJSRRE1544758859 | Transition Incentive Program | Mystic Islands | 8087 | 18 | 2.48 | Residential | Yes | Behind the Meter | Net-metered residential rooftop and canopy |  | None | Bright Planet Solar | AC Electric | Accepted | 2020-03-23 | 2020-03-26 | 2021-10-30 | SOLAR EDGe | SE3000H-USRGM | Inverters | 3000 |  | 1 |  |  | 0.98 |  | Outdoor | OUTSIDE
NJSTRE1545388936 | NJSRRE1544758859 | Transition Incentive Program | Mystic Islands | 8087 | 18 | 2.48 | Residential | Yes | Behind the Meter | Net-metered residential rooftop and canopy |  | None | Bright Planet Solar | AC Electric | Accepted | 2020-03-23 | 2020-03-26 | 2021-10-30 | LONGI | LR-60HPB-310M | Solar Panels |  | 0.31 | 8 | 261 | 14 |  | Fixed | Roof
NJSTRE1545388938 | NJSRRE1544566599 | Transition Incentive Program | Plainfield | 7063 | 10 | 3.45 | Residential | Yes | Behind the Meter | Behind the Meter |  | None | Sunrun Installation Services, Inc. | PSE&G | Eligible for TI Program | 2020-03-03 | 2020-03-05 | 2021-10-30 | Delta Electronics | M4-TL-US | Inverters | 4000 |  | 1 |  |  | 0.96 |  | Outdoor | Next To Meter
NJSTRE1545388938 | NJSRRE1544566599 | Transition Incentive Program | Plainfield | 7063 | 10 | 3.45 | Residential | Yes | Behind the Meter | Behind the Meter |  | None | Sunrun Installation Services, Inc. | PSE&G | Eligible for TI Program | 2020-03-03 | 2020-03-05 | 2021-10-30 | LG Electronics | LG345N1C-V5 | Solar Panels |  | 0.345 | 10 | 139 | 40 |  | Fixed | Roof
NJSTRE1545388939 | NJSRRE1544820576 | Transition Incentive Program | SOUTH BRUNSWICK TWP | 8824 | 11 | 11.34 | Residential | No | Behind the Meter | Net-metered residential rooftop and canopy |  | None | Tesla Energy Operations Inc. | PSE&G | Accepted | 2020-04-10 | 2020-04-20 | 2021-10-30 | Tesla | AC Powerwall 2.0 | Electric Storage Battery |  |  | 3 |  |  |  | Lithium Ion |  | Inside
NJSTRE1545388939 | NJSRRE1544820576 | Transition Incentive Program | SOUTH BRUNSWICK TWP | 8824 | 11 | 11.34 | Residential | No | Behind the Meter | Net-metered residential rooftop and canopy |  | None | Tesla Energy Operations Inc. | PSE&G | Accepted | 2020-04-10 | 2020-04-20 | 2021-10-30 | SolarEdge Technologies | SE10000H-US | Inverters | 10000 |  | 1 |  |  | 0.99 |  | Indoor | Near meter
NJSTRE1545388939 | NJSRRE1544820576 | Transition Incentive Program | SOUTH BRUNSWICK TWP | 8824 | 11 | 11.34 | Residential | No | Behind the Meter | Net-metered residential rooftop and canopy |  | None | Tesla Energy Operations Inc. | PSE&G | Accepted | 2020-04-10 | 2020-04-20 | 2021-10-30 | Hanwha Q CELLS | Q.PEAK DUO BLK-G5/SC315 | Solar Panels |  | 0.315 | 13 | 260 | 27 |  | Fixed | Roof
NJSTRE1545388939 | NJSRRE1544820576 | Transition Incentive Program | SOUTH BRUNSWICK TWP | 8824 | 11 | 11.34 | Residential | No | Behind the Meter | Net-metered residential rooftop and canopy |  | None | Tesla Energy Operations Inc. | PSE&G | Accepted | 2020-04-10 | 2020-04-20 | 2021-10-30 | Hanwha Q CELLS | Q.PEAK DUO BLK-G5/SC315 | Solar Panels |  | 0.315 | 8 | 80 | 27 |  | Fixed | Roof
NJSTRE1545388939 | NJSRRE1544820576 | Transition Incentive Program | SOUTH BRUNSWICK TWP | 8824 | 11 | 11.34 | Residential | No | Behind the Meter | Net-metered residential rooftop and canopy |  | None | Tesla Energy Operations Inc. | PSE&G | Accepted | 2020-04-10 | 2020-04-20 | 2021-10-30 | Hanwha Q CELLS | Q.PEAK DUO BLK-G5/SC315 | Solar Panels |  | 0.315 | 11 | 80 | 27 |  | Fixed | Roof
NJSTRE1545388939 | NJSRRE1544820576 | Transition Incentive Program | SOUTH BRUNSWICK TWP | 8824 | 11 | 11.34 | Residential | No | Behind the Meter | Net-metered residential rooftop and canopy |  | None | Tesla Energy Operations Inc. | PSE&G | Accepted | 2020-04-10 | 2020-04-20 | 2021-10-30 | Hanwha Q CELLS | Q.PEAK DUO BLK-G5/SC315 | Solar Panels |  | 0.315 | 4 | 260 | 27 |  | Fixed | Roof
NJSTRE1545388940 | NJSRRE1544617494 | Transition Incentive Program | Colonia | 7067 | 10 | 11.52 | Residential | Yes | Behind the Meter | Net-metered residential rooftop and canopy |  | None | Vivint Solar Developer, LLC | PSE&G | Accepted | 2020-03-09 | 2020-03-11 | 2021-10-30 | SOLAREDGE | SE7600H-US | Inverters | 7600 |  | 1 |  |  | 0.992 |  | Outdoor | Near the Utility Meter
NJSTRE1545388940 | NJSRRE1544617494 | Transition Incentive Program | Colonia | 7067 | 10 | 11.52 | Residential | Yes | Behind the Meter | Net-metered residential rooftop and canopy |  | None | Vivint Solar Developer, LLC | PSE&G | Accepted | 2020-03-09 | 2020-03-11 | 2021-10-30 | JINKO SOLAR | JKM320M-60HBL | Solar Panels |  | 0.32 | 11 | 112 | 24 |  | Fixed | Roof
NJSTRE1545388940 | NJSRRE1544617494 | Transition Incentive Program | Colonia | 7067 | 10 | 11.52 | Residential | Yes | Behind the Meter | Net-metered residential rooftop and canopy |  | None | Vivint Solar Developer, LLC | PSE&G | Accepted | 2020-03-09 | 2020-03-11 | 2021-10-30 | JINKO SOLAR | JKM320M-60HBL | Solar Panels |  | 0.32 | 5 | 202 | 24 |  | Fixed | Roof
NJSTRE1545388940 | NJSRRE1544617494 | Transition Incentive Program | Colonia | 7067 | 10 | 11.52 | Residential | Yes | Behind the Meter | Net-metered residential rooftop and canopy |  | None | Vivint Solar Developer, LLC | PSE&G | Accepted | 2020-03-09 | 2020-03-11 | 2021-10-30 | JINKO SOLAR | JKM320M-60HBL | Solar Panels |  | 0.32 | 14 | 292 | 24 |  | Fixed | Roof
NJSTRE1545388940 | NJSRRE1544617494 | Transition Incentive Program | Colonia | 7067 | 10 | 11.52 | Residential | Yes | Behind the Meter | Net-metered residential rooftop and canopy |  | None | Vivint Solar Developer, LLC | PSE&G | Accepted | 2020-03-09 | 2020-03-11 | 2021-10-30 | JINKO SOLAR | JKM320M-60HBL | Solar Panels |  | 0.32 | 6 | 22 | 24 |  | Fixed | Roof
NJSTRE1545388946 | NJSRRE1544553628 | Transition Incentive Program | Laurence Harbor | 8879 | 11 | 4.41 | Residential | No | Behind the Meter | Net-metered residential rooftop and canopy |  | None | Suntuity Solar LLC | JCP&L | Accepted | 2020-02-29 | 2020-03-04 | 2021-10-30 | Enphase Energy | IQ7-60-2-US | Inverters | 240 |  | 14 |  |  | 0.97 |  | Outdoor | Behind the PV Modules
NJSTRE1545388946 | NJSRRE1544553628 | Transition Incentive Program | Laurence Harbor | 8879 | 11 | 4.41 | Residential | No | Behind the Meter | Net-metered residential rooftop and canopy |  | None | Suntuity Solar LLC | JCP&L | Accepted | 2020-02-29 | 2020-03-04 | 2021-10-30 | Hanwha Solar | Q-Cells 315 Mono | Solar Panels |  | 0.315 | 7 | 48 | 26 |  | Fixed | Roof
NJSTRE1545388946 | NJSRRE1544553628 | Transition Incentive Program | Laurence Harbor | 8879 | 11 | 4.41 | Residential | No | Behind the Meter | Net-metered residential rooftop and canopy |  | None | Suntuity Solar LLC | JCP&L | Accepted | 2020-02-29 | 2020-03-04 | 2021-10-30 | Hanwha Solar | Q-Cells 315 Mono | Solar Panels |  | 0.315 | 2 | 138 | 26 |  | Fixed | Roof
NJSTRE1545388946 | NJSRRE1544553628 | Transition Incentive Program | Laurence Harbor | 8879 | 11 | 4.41 | Residential | No | Behind the Meter | Net-metered residential rooftop and canopy |  | None | Suntuity Solar LLC | JCP&L | Accepted | 2020-02-29 | 2020-03-04 | 2021-10-30 | Hanwha Solar | Q-Cells 315 Mono | Solar Panels |  | 0.315 | 3 | 228 | 26 |  | Fixed | Roof
NJSTRE1545388946 | NJSRRE1544553628 | Transition Incentive Program | Laurence Harbor | 8879 | 11 | 4.41 | Residential | No | Behind the Meter | Net-metered residential rooftop and canopy |  | None | Suntuity Solar LLC | JCP&L | Accepted | 2020-02-29 | 2020-03-04 | 2021-10-30 | Hanwha Solar | Q-Cells 315 Mono | Solar Panels |  | 0.315 | 2 | 318 | 26 |  | Fixed | Roof
NJSTRE1545388947 | NJSRRE1544903578 | Transition Incentive Program | Roselle | 7203 | 10 | 9.6 | Residential | Yes | Behind the Meter | Behind the Meter |  | None | Steve Whitman LLC | PSE&G | Eligible for TI Program | 2020-04-27 | 2020-04-30 | 2021-10-30 | SolarEdge | SE7600H-US | Inverters | 7600 |  | 1 |  |  | 0.99 |  | Outside | within ten feet of meter
NJSTRE1545388947 | NJSRRE1544903578 | Transition Incentive Program | Roselle | 7203 | 10 | 9.6 | Residential | Yes | Behind the Meter | Behind the Meter |  | None | Steve Whitman LLC | PSE&G | Eligible for TI Program | 2020-04-27 | 2020-04-30 | 2021-10-30 | Hanwha Q-Cells | Q.PEAK DUO-G5 320 | Solar Panels |  | 0.32 | 30 | 111201111 | 20 |  | Fixed | Roof
NJSTRE1545388949 | NJSRRE1544565282 | Transition Incentive Program | Long Valley | 7853 | 3 | 29.28 | Residential | Yes | Behind the Meter | Behind the Meter |  | None | Sunrun Installation Services, Inc. | JCP&L | Eligible for TI Program | 2020-03-02 | 2020-03-05 | 2021-10-30 | LG Chem | RESU 10H SEG | Electric Storage Battery |  |  | 1 |  |  |  | Lithium Ion |  | outside
NJSTRE1545388949 | NJSRRE1544565282 | Transition Incentive Program | Long Valley | 7853 | 3 | 29.28 | Residential | Yes | Behind the Meter | Behind the Meter |  | None | Sunrun Installation Services, Inc. | JCP&L | Eligible for TI Program | 2020-03-02 | 2020-03-05 | 2021-10-30 | SolarEdge Technologies | SE11400H-USRGM | Inverters | 11400 |  | 2 |  |  | 0.96 |  | Outdoor | Next To Meter
NJSTRE1545388949 | NJSRRE1544565282 | Transition Incentive Program | Long Valley | 7853 | 3 | 29.28 | Residential | Yes | Behind the Meter | Behind the Meter |  | None | Sunrun Installation Services, Inc. | JCP&L | Eligible for TI Program | 2020-03-02 | 2020-03-05 | 2021-10-30 | SolarEdge Technologies | SE7600A-USS2RGM | Inverters | 7600 |  | 1 |  |  | 0.96 |  | Outdoor | Next To Meter
NJSTRE1545388949 | NJSRRE1544565282 | Transition Incentive Program | Long Valley | 7853 | 3 | 29.28 | Residential | Yes | Behind the Meter | Behind the Meter |  | None | Sunrun Installation Services, Inc. | JCP&L | Eligible for TI Program | 2020-03-02 | 2020-03-05 | 2021-10-30 | LONGi Green Energy Technology Co Ltd | LR6-60HPB-305M | Solar Panels |  | 0.305 | 13 | 344 | 18 |  | Fixed | Roof
NJSTRE1545388949 | NJSRRE1544565282 | Transition Incentive Program | Long Valley | 7853 | 3 | 29.28 | Residential | Yes | Behind the Meter | Behind the Meter |  | None | Sunrun Installation Services, Inc. | JCP&L | Eligible for TI Program | 2020-03-02 | 2020-03-05 | 2021-10-30 | LONGi Green Energy Technology Co Ltd | LR6-60HPB-305M | Solar Panels |  | 0.305 | 32 | 165 | 18 |  | Fixed | Roof
NJSTRE1545388949 | NJSRRE1544565282 | Transition Incentive Program | Long Valley | 7853 | 3 | 29.28 | Residential | Yes | Behind the Meter | Behind the Meter |  | None | Sunrun Installation Services, Inc. | JCP&L | Eligible for TI Program | 2020-03-02 | 2020-03-05 | 2021-10-30 | LONGi Green Energy Technology Co Ltd | LR6-60HPB-305M | Solar Panels |  | 0.305 | 5 | 75 | 18 |  | Fixed | Roof
NJSTRE1545388949 | NJSRRE1544565282 | Transition Incentive Program | Long Valley | 7853 | 3 | 29.28 | Residential | Yes | Behind the Meter | Behind the Meter |  | None | Sunrun Installation Services, Inc. | JCP&L | Eligible for TI Program | 2020-03-02 | 2020-03-05 | 2021-10-30 | LONGi Green Energy Technology Co Ltd | LR6-60HPB-305M | Solar Panels |  | 0.305 | 12 | 344 | 18 |  | Fixed | Roof
NJSTRE1545388949 | NJSRRE1544565282 | Transition Incentive Program | Long Valley | 7853 | 3 | 29.28 | Residential | Yes | Behind the Meter | Behind the Meter |  | None | Sunrun Installation Services, Inc. | JCP&L | Eligible for TI Program | 2020-03-02 | 2020-03-05 | 2021-10-30 | LONGi Green Energy Technology Co Ltd | LR6-60HPB-305M | Solar Panels |  | 0.305 | 15 | 344 | 34 |  | Fixed | Roof
NJSTRE1545388949 | NJSRRE1544565282 | Transition Incentive Program | Long Valley | 7853 | 3 | 29.28 | Residential | Yes | Behind the Meter | Behind the Meter |  | None | Sunrun Installation Services, Inc. | JCP&L | Eligible for TI Program | 2020-03-02 | 2020-03-05 | 2021-10-30 | LONGi Green Energy Technology Co Ltd | LR6-60HPB-305M | Solar Panels |  | 0.305 | 19 | 165 | 18 |  | Fixed | Roof
NJSTRE1545388950 | NJSRRE1544775189 | Transition Incentive Program | Roselle | 7203 | 10 | 8.91 | Residential | No | Behind the Meter | Net-metered residential rooftop and canopy |  | None | Whitman Construction, LLC | PSE&G | Accepted | 2020-03-31 | 2020-04-09 | 2021-10-30 | Enphase Energy | IQ7X-96-2-US | Inverters | 0.315 |  | 27 |  |  | 0.975 |  | Outside | Roof Top
NJSTRE1545388950 | NJSRRE1544775189 | Transition Incentive Program | Roselle | 7203 | 10 | 8.91 | Residential | No | Behind the Meter | Net-metered residential rooftop and canopy |  | None | Whitman Construction, LLC | PSE&G | Accepted | 2020-03-31 | 2020-04-09 | 2021-10-30 | Panasonic | VBHN330SA17 | Solar Panels |  | 0.33 | 2 | 168 | 20 |  | Fixed | Roof
NJSTRE1545388950 | NJSRRE1544775189 | Transition Incentive Program | Roselle | 7203 | 10 | 8.91 | Residential | No | Behind the Meter | Net-metered residential rooftop and canopy |  | None | Whitman Construction, LLC | PSE&G | Accepted | 2020-03-31 | 2020-04-09 | 2021-10-30 | Panasonic | VBHN330SA17 | Solar Panels |  | 0.33 | 2 | 259 | 21 |  | Fixed | Roof
NJSTRE1545388950 | NJSRRE1544775189 | Transition Incentive Program | Roselle | 7203 | 10 | 8.91 | Residential | No | Behind the Meter | Net-metered residential rooftop and canopy |  | None | Whitman Construction, LLC | PSE&G | Accepted | 2020-03-31 | 2020-04-09 | 2021-10-30 | Panasonic | VBHN330SA17 | Solar Panels |  | 0.33 | 15 | 79 | 45 |  | Fixed | Roof
NJSTRE1545388950 | NJSRRE1544775189 | Transition Incentive Program | Roselle | 7203 | 10 | 8.91 | Residential | No | Behind the Meter | Net-metered residential rooftop and canopy |  | None | Whitman Construction, LLC | PSE&G | Accepted | 2020-03-31 | 2020-04-09 | 2021-10-30 | Panasonic | VBHN330SA17 | Solar Panels |  | 0.33 | 8 | 259 | 45 |  | Fixed | Roof
NJSTRE1545388951 | NJSRRE1544626944 | Transition Incentive Program | Bogota | 7603 | 7 | 5.58 | Residential | Yes | Behind the Meter | Behind the Meter |  | None | Sunrun Installation Services, Inc. | PSE&G | Eligible for TI Program | 2020-03-11 | 2020-03-17 | 2021-10-30 | Enphase Energy | IQ7-60-x-US (240V) | Inverters | 240 |  | 18 |  |  | 0.96 |  | Outdoor | Rooftop
NJSTRE1545388951 | NJSRRE1544626944 | Transition Incentive Program | Bogota | 7603 | 7 | 5.58 | Residential | Yes | Behind the Meter | Behind the Meter |  | None | Sunrun Installation Services, Inc. | PSE&G | Eligible for TI Program | 2020-03-11 | 2020-03-17 | 2021-10-30 | REC Solar | REC310TP2M | Solar Panels |  | 0.31 | 10 | 201 | 14 |  | Fixed | Roof
NJSTRE1545388951 | NJSRRE1544626944 | Transition Incentive Program | Bogota | 7603 | 7 | 5.58 | Residential | Yes | Behind the Meter | Behind the Meter |  | None | Sunrun Installation Services, Inc. | PSE&G | Eligible for TI Program | 2020-03-11 | 2020-03-17 | 2021-10-30 | REC Solar | REC310TP2M | Solar Panels |  | 0.31 | 2 | 291 | 40 |  | Fixed | Roof
NJSTRE1545388951 | NJSRRE1544626944 | Transition Incentive Program | Bogota | 7603 | 7 | 5.58 | Residential | Yes | Behind the Meter | Behind the Meter |  | None | Sunrun Installation Services, Inc. | PSE&G | Eligible for TI Program | 2020-03-11 | 2020-03-17 | 2021-10-30 | REC Solar | REC310TP2M | Solar Panels |  | 0.31 | 3 | 21 | 14 |  | Fixed | Roof
NJSTRE1545388951 | NJSRRE1544626944 | Transition Incentive Program | Bogota | 7603 | 7 | 5.58 | Residential | Yes | Behind the Meter | Behind the Meter |  | None | Sunrun Installation Services, Inc. | PSE&G | Eligible for TI Program | 2020-03-11 | 2020-03-17 | 2021-10-30 | REC Solar | REC310TP2M | Solar Panels |  | 0.31 | 3 | 111 | 30 |  | Fixed | Roof
NJSTRE1545388952 | NJSRRE1544817647 | Transition Incentive Program | Egg Harbor TWP | 8234 | 19 | 8.32 | Residential | Yes | Behind the Meter | Net-metered residential rooftop and canopy |  | None | Whitman Construction, LLC | AC Electric | Accepted | 2020-04-09 | 2020-04-15 | 2021-10-30 | Enphase Energy | IQ7-60-2-US | Inverters | 0.24 |  | 26 |  |  | 0.976 |  | Outside | Roof Top
NJSTRE1545388952 | NJSRRE1544817647 | Transition Incentive Program | Egg Harbor TWP | 8234 | 19 | 8.32 | Residential | Yes | Behind the Meter | Net-metered residential rooftop and canopy |  | None | Whitman Construction, LLC | AC Electric | Accepted | 2020-04-09 | 2020-04-15 | 2021-10-30 | Trina Solar | TSM-320DD05H | Solar Panels |  | 0.32 | 6 | 291 | 22 |  | Fixed | Roof
NJSTRE1545388952 | NJSRRE1544817647 | Transition Incentive Program | Egg Harbor TWP | 8234 | 19 | 8.32 | Residential | Yes | Behind the Meter | Net-metered residential rooftop and canopy |  | None | Whitman Construction, LLC | AC Electric | Accepted | 2020-04-09 | 2020-04-15 | 2021-10-30 | Trina Solar | TSM-320DD05H | Solar Panels |  | 0.32 | 20 | 111 | 22 |  | Fixed | Roof
NJSTRE1545388955 | NJSRRE1544680760 | Transition Incentive Program | DEPTFORD TWP | 8096 | 15 | 9.6 | Residential | Yes | Behind the Meter | Behind the Meter |  | None | Orbit Energy & Power, LLC | PSE&G | Eligible for TI Program | 2020-03-30 | 2020-03-30 | 2021-10-30 | Enphase | IQ7-60-2-US | Inverters | 0.24 |  | 30 |  |  | 0.97 |  | Outside | ROOF
NJSTRE1545388955 | NJSRRE1544680760 | Transition Incentive Program | DEPTFORD TWP | 8096 | 15 | 9.6 | Residential | Yes | Behind the Meter | Behind the Meter |  | None | Orbit Energy & Power, LLC | PSE&G | Eligible for TI Program | 2020-03-30 | 2020-03-30 | 2021-10-30 | HANWHA | Q.PEAK DUO BLK-G5 320 | Solar Panels |  | 0.32 | 16 | 32 | 22 |  | Fixed | Roof
NJSTRE1545388955 | NJSRRE1544680760 | Transition Incentive Program | DEPTFORD TWP | 8096 | 15 | 9.6 | Residential | Yes | Behind the Meter | Behind the Meter |  | None | Orbit Energy & Power, LLC | PSE&G | Eligible for TI Program | 2020-03-30 | 2020-03-30 | 2021-10-30 | HANWHA | Q.PEAK DUO BLK-G5 320 | Solar Panels |  | 0.32 | 4 | 122 | 21 |  | Fixed | Roof
NJSTRE1545388955 | NJSRRE1544680760 | Transition Incentive Program | DEPTFORD TWP | 8096 | 15 | 9.6 | Residential | Yes | Behind the Meter | Behind the Meter |  | None | Orbit Energy & Power, LLC | PSE&G | Eligible for TI Program | 2020-03-30 | 2020-03-30 | 2021-10-30 | HANWHA | Q.PEAK DUO BLK-G5 320 | Solar Panels |  | 0.32 | 10 | 212 | 22 |  | Fixed | Roof
NJSTRE1545388957 | NJSRRE1544760323 | Transition Incentive Program | CLIFTON | 7013 | 6 | 3.84 | Residential | Yes | Behind the Meter | Net-metered residential rooftop and canopy |  | None | Vivint Solar Developer, LLC | PSE&G | Accepted | 2020-03-24 | 2020-03-26 | 2021-10-30 | SolarEdge | SE3800H-US | Inverters | 3800 |  | 1 |  |  | 0.992 |  | Outdoor | Near the Utility Meter
NJSTRE1545388957 | NJSRRE1544760323 | Transition Incentive Program | CLIFTON | 7013 | 6 | 3.84 | Residential | Yes | Behind the Meter | Net-metered residential rooftop and canopy |  | None | Vivint Solar Developer, LLC | PSE&G | Accepted | 2020-03-24 | 2020-03-26 | 2021-10-30 | Jinko Solar | JKM320M-60HBL | Solar Panels |  | 0.32 | 12 | 5 | 37 |  | Fixed | Roof
NJSTRE1545388958 | NJSRRE1544903640 | Transition Incentive Program | Elmwood Park | 7407 | 7 | 3.72 | Residential | Yes | Behind the Meter | Behind the Meter |  | None | Sunrun Installation Services, Inc. | PSE&G | Eligible for TI Program | 2020-04-27 | 2020-04-30 | 2021-10-30 | Delta Electronics | M4-TL-US | Inverters | 4000 |  | 1 |  |  | 0.96 |  | Outdoor | Next To Meter
NJSTRE1545388958 | NJSRRE1544903640 | Transition Incentive Program | Elmwood Park | 7407 | 7 | 3.72 | Residential | Yes | Behind the Meter | Behind the Meter |  | None | Sunrun Installation Services, Inc. | PSE&G | Eligible for TI Program | 2020-04-27 | 2020-04-30 | 2021-10-30 | LONGi Green Energy Technology Co Ltd | LR6-60HPB-310M | Solar Panels |  | 0.31 | 12 | 250 | 40 |  | Fixed | Roof
NJSTRE1545388959 | NJSRRE1544768870 | Transition Incentive Program | Paterson | 7513 | 6 | 6.93 | Residential | No | Behind the Meter | Behind the Meter |  | None | Trinity Solar | PSE&G | Eligible for TI Program | 2020-03-27 | 2020-04-01 | 2021-10-30 | Solar Edge | SE6000 | Inverters | 6000 |  | 1 |  |  | 0.97 |  | Outside | side of home
NJSTRE1545388959 | NJSRRE1544768870 | Transition Incentive Program | Paterson | 7513 | 6 | 6.93 | Residential | No | Behind the Meter | Behind the Meter |  | None | Trinity Solar | PSE&G | Eligible for TI Program | 2020-03-27 | 2020-04-01 | 2021-10-30 | Hanwha | Q.PEAK DUO BLK-G5 315 | Solar Panels |  | 0.315 | 12 | 9 | 23 |  | Fixed | Roof
NJSTRE1545388959 | NJSRRE1544768870 | Transition Incentive Program | Paterson | 7513 | 6 | 6.93 | Residential | No | Behind the Meter | Behind the Meter |  | None | Trinity Solar | PSE&G | Eligible for TI Program | 2020-03-27 | 2020-04-01 | 2021-10-30 | Hanwha | Q.PEAK DUO BLK-G5 315 | Solar Panels |  | 0.315 | 10 | 189 | 23 |  | Fixed | Roof
NJSTRE1545388961 | NJSRRE1544560378 | Transition Incentive Program | Montague | 7827 | 1 | 13.95 | Residential | Yes | Behind the Meter | Net-metered residential rooftop and canopy |  | None | Bright Planet Solar | JCP&L | Accepted | 2020-03-02 | 2020-03-04 | 2021-10-30 | SOLAR EDGE | SE11400H-USRGM | Inverters | 11400 |  | 1 |  |  | 0.98 |  | Outdoor | OUTSIDE
NJSTRE1545388961 | NJSRRE1544560378 | Transition Incentive Program | Montague | 7827 | 1 | 13.95 | Residential | Yes | Behind the Meter | Net-metered residential rooftop and canopy |  | None | Bright Planet Solar | JCP&L | Accepted | 2020-03-02 | 2020-03-04 | 2021-10-30 | LONGI | LR-60HPB-310M | Solar Panels |  | 0.31 | 15 | 233 | 22 |  | Fixed | Roof
NJSTRE1545388961 | NJSRRE1544560378 | Transition Incentive Program | Montague | 7827 | 1 | 13.95 | Residential | Yes | Behind the Meter | Net-metered residential rooftop and canopy |  | None | Bright Planet Solar | JCP&L | Accepted | 2020-03-02 | 2020-03-04 | 2021-10-30 | LONGI | LR-60HPB-310M | Solar Panels |  | 0.31 | 3 | 53 | 22 |  | Fixed | Roof
NJSTRE1545388961 | NJSRRE1544560378 | Transition Incentive Program | Montague | 7827 | 1 | 13.95 | Residential | Yes | Behind the Meter | Net-metered residential rooftop and canopy |  | None | Bright Planet Solar | JCP&L | Accepted | 2020-03-02 | 2020-03-04 | 2021-10-30 | LONGI | LR-60HPB-310M | Solar Panels |  | 0.31 | 24 | 143 | 22 |  | Fixed | Roof
NJSTRE1545388961 | NJSRRE1544560378 | Transition Incentive Program | Montague | 7827 | 1 | 13.95 | Residential | Yes | Behind the Meter | Net-metered residential rooftop and canopy |  | None | Bright Planet Solar | JCP&L | Accepted | 2020-03-02 | 2020-03-04 | 2021-10-30 | LONGI | LR-60HPB-310M | Solar Panels |  | 0.31 | 3 | 233 | 22 |  | Fixed | Roof
NJSTRE1545388964 | NJSRRE1544626592 | Transition Incentive Program | Parsippany | 7054 | 3 | 6.51 | Residential | No | Behind the Meter | Behind the Meter |  | None | Sunrun Installation Services, Inc. | JCP&L | Eligible for TI Program | 2020-03-11 | 2020-03-16 | 2021-10-30 | Enphase Energy | IQ7-60-x-US (240V) | Inverters | 240 |  | 21 |  |  | 0.96 |  | Outdoor | Rooftop
NJSTRE1545388964 | NJSRRE1544626592 | Transition Incentive Program | Parsippany | 7054 | 3 | 6.51 | Residential | No | Behind the Meter | Behind the Meter |  | None | Sunrun Installation Services, Inc. | JCP&L | Eligible for TI Program | 2020-03-11 | 2020-03-16 | 2021-10-30 | REC Solar | REC310TP2M | Solar Panels |  | 0.31 | 21 | 193 | 40 |  | Fixed | Roof
NJSTRE1545388965 | NJSRRE1544766642 | Transition Incentive Program | Blackwood | 8012 | 14 | 8.91 | Residential | No | Behind the Meter | Net-metered residential rooftop and canopy |  | None | Whitman Construction, LLC | AC Electric | Accepted | 2020-03-26 | 2020-03-31 | 2021-10-30 | Enphase Energy | IQ7X-96-2-US | Inverters | 0.315 |  | 27 |  |  | 0.975 |  | Outside | Roof Top
NJSTRE1545388965 | NJSRRE1544766642 | Transition Incentive Program | Blackwood | 8012 | 14 | 8.91 | Residential | No | Behind the Meter | Net-metered residential rooftop and canopy |  | None | Whitman Construction, LLC | AC Electric | Accepted | 2020-03-26 | 2020-03-31 | 2021-10-30 | Panasonic | VBHN330SA17 | Solar Panels |  | 0.33 | 9 | 36 | 23 |  | Fixed | Roof
NJSTRE1545388965 | NJSRRE1544766642 | Transition Incentive Program | Blackwood | 8012 | 14 | 8.91 | Residential | No | Behind the Meter | Net-metered residential rooftop and canopy |  | None | Whitman Construction, LLC | AC Electric | Accepted | 2020-03-26 | 2020-03-31 | 2021-10-30 | Panasonic | VBHN330SA17 | Solar Panels |  | 0.33 | 6 | 216 | 23 |  | Fixed | Roof
NJSTRE1545388965 | NJSRRE1544766642 | Transition Incentive Program | Blackwood | 8012 | 14 | 8.91 | Residential | No | Behind the Meter | Net-metered residential rooftop and canopy |  | None | Whitman Construction, LLC | AC Electric | Accepted | 2020-03-26 | 2020-03-31 | 2021-10-30 | Panasonic | VBHN330SA17 | Solar Panels |  | 0.33 | 12 | 216 | 23 |  | Fixed | Roof
NJSTRE1545388967 | NJSRRE1544894064 | Transition Incentive Program | Bloomfield | 7003 | 9 | 7.02 | Residential | Yes | Behind the Meter | Behind the Meter |  | None | Sunrun Installation Services, Inc. | PSE&G | Eligible for TI Program | 2020-04-24 | 2020-04-30 | 2021-10-30 | Delta Electronics | M6-TL-US | Inverters | 6000 |  | 1 |  |  | 0.96 |  | Outdoor | Next To Meter
NJSTRE1545388967 | NJSRRE1544894064 | Transition Incentive Program | Bloomfield | 7003 | 9 | 7.02 | Residential | Yes | Behind the Meter | Behind the Meter |  | None | Sunrun Installation Services, Inc. | PSE&G | Eligible for TI Program | 2020-04-24 | 2020-04-30 | 2021-10-30 | LONGi Green Energy Technology Co Ltd | LR6-60HPB-305M | Solar Panels |  | 0.305 | 11 | 24 | 27 |  | Fixed | Roof
NJSTRE1545388967 | NJSRRE1544894064 | Transition Incentive Program | Bloomfield | 7003 | 9 | 7.02 | Residential | Yes | Behind the Meter | Behind the Meter |  | None | Sunrun Installation Services, Inc. | PSE&G | Eligible for TI Program | 2020-04-24 | 2020-04-30 | 2021-10-30 | LONGi Green Energy Technology Co Ltd | LR6-60HPB-305M | Solar Panels |  | 0.305 | 12 | 204 | 27 |  | Fixed | Roof
NJSTRE1545388970 | NJSRRE1544903532 | Transition Incentive Program | Haddon Township | 8108 | 14 | 7.56 | Residential | Yes | Behind the Meter | Net-metered residential rooftop and canopy |  | None | Suntuity Solar LLC | PSE&G | Accepted | 2020-04-27 | 2020-04-30 | 2021-10-30 | Enphase Energy | IQ7-60-2-US | Inverters | 240 |  | 24 |  |  | 0.97 |  | Outdoor | Behind the PV Modules
NJSTRE1545388970 | NJSRRE1544903532 | Transition Incentive Program | Haddon Township | 8108 | 14 | 7.56 | Residential | Yes | Behind the Meter | Net-metered residential rooftop and canopy |  | None | Suntuity Solar LLC | PSE&G | Accepted | 2020-04-27 | 2020-04-30 | 2021-10-30 | Hanwha Solar | Q-Cells 315 Mono | Solar Panels |  | 0.315 | 13 | 141 | 29 |  | Fixed | Roof
NJSTRE1545388970 | NJSRRE1544903532 | Transition Incentive Program | Haddon Township | 8108 | 14 | 7.56 | Residential | Yes | Behind the Meter | Net-metered residential rooftop and canopy |  | None | Suntuity Solar LLC | PSE&G | Accepted | 2020-04-27 | 2020-04-30 | 2021-10-30 | Hanwha Solar | Q-Cells 315 Mono | Solar Panels |  | 0.315 | 11 | 321 | 36 |  | Fixed | Roof
NJSTRE1545388975 | NJSRRE1544719329 | Transition Incentive Program | Rahway City | 7065 | 10 | 11.06 | Residential | Yes | Behind the Meter | Net-metered residential rooftop and canopy |  | None | Vision Solar LLC | PSE&G | Accepted | 2020-03-18 | 2020-03-23 | 2021-10-30 | enphase | iq7-60-2-us | Inverters | 8.25 |  | 33 |  |  | 0.96 |  | Outside | behind panels
NJSTRE1545388975 | NJSRRE1544719329 | Transition Incentive Program | Rahway City | 7065 | 10 | 11.06 | Residential | Yes | Behind the Meter | Net-metered residential rooftop and canopy |  | None | Vision Solar LLC | PSE&G | Accepted | 2020-03-18 | 2020-03-23 | 2021-10-30 | lg solar | lg335n1k-v5 | Solar Panels |  | 0.335 | 5 | 12 | 15 |  | Fixed | Roof
NJSTRE1545388975 | NJSRRE1544719329 | Transition Incentive Program | Rahway City | 7065 | 10 | 11.06 | Residential | Yes | Behind the Meter | Net-metered residential rooftop and canopy |  | None | Vision Solar LLC | PSE&G | Accepted | 2020-03-18 | 2020-03-23 | 2021-10-30 | lg solar | lg335n1k-v5 | Solar Panels |  | 0.335 | 4 | 12 | 30 |  | Fixed | Roof
NJSTRE1545388975 | NJSRRE1544719329 | Transition Incentive Program | Rahway City | 7065 | 10 | 11.06 | Residential | Yes | Behind the Meter | Net-metered residential rooftop and canopy |  | None | Vision Solar LLC | PSE&G | Accepted | 2020-03-18 | 2020-03-23 | 2021-10-30 | lg solar | lg335n1k-v5 | Solar Panels |  | 0.335 | 2 | 102 | 30 |  | Fixed | Roof
NJSTRE1545388975 | NJSRRE1544719329 | Transition Incentive Program | Rahway City | 7065 | 10 | 11.06 | Residential | Yes | Behind the Meter | Net-metered residential rooftop and canopy |  | None | Vision Solar LLC | PSE&G | Accepted | 2020-03-18 | 2020-03-23 | 2021-10-30 | lg solar | lg335n1k-v5 | Solar Panels |  | 0.335 | 14 | 192 | 15 |  | Fixed | Roof
NJSTRE1545388975 | NJSRRE1544719329 | Transition Incentive Program | Rahway City | 7065 | 10 | 11.06 | Residential | Yes | Behind the Meter | Net-metered residential rooftop and canopy |  | None | Vision Solar LLC | PSE&G | Accepted | 2020-03-18 | 2020-03-23 | 2021-10-30 | lg solar | lg335n1k-v5 | Solar Panels |  | 0.335 | 5 | 192 | 30 |  | Fixed | Roof
NJSTRE1545388975 | NJSRRE1544719329 | Transition Incentive Program | Rahway City | 7065 | 10 | 11.06 | Residential | Yes | Behind the Meter | Net-metered residential rooftop and canopy |  | None | Vision Solar LLC | PSE&G | Accepted | 2020-03-18 | 2020-03-23 | 2021-10-30 | lg solar | lg335n1k-v5 | Solar Panels |  | 0.335 | 3 | 282 | 30 |  | Fixed | Roof
NJSTRE1545388978 | NJSRRE1544760189 | Transition Incentive Program | Bridgeton | 8302 | 20 | 9.6 | Residential | Yes | Behind the Meter | Behind the Meter |  | None | Skyline Solar, LLC | AC Electric | Eligible for TI Program | 2020-03-24 | 2020-03-26 | 2021-10-30 | SolarEdge | SE7600H-US | Inverters | 7600 |  | 1 |  |  | 0.99 |  | Outside | within ten feet of meter
NJSTRE1545388978 | NJSRRE1544760189 | Transition Incentive Program | Bridgeton | 8302 | 20 | 9.6 | Residential | Yes | Behind the Meter | Behind the Meter |  | None | Skyline Solar, LLC | AC Electric | Eligible for TI Program | 2020-03-24 | 2020-03-26 | 2021-10-30 | Hanwha Q-Cells | Q.PEAK DUO-G5 320 | Solar Panels |  | 0.32 | 30 | 146237 | 32 |  | Fixed | Roof
NJSTRE1545388979 | NJSRRE1544566584 | Transition Incentive Program | North Haledon | 7508 | 6 | 11.47 | Residential | No | Behind the Meter | Behind the Meter |  | None | Sunrun Installation Services, Inc. | PSE&G | Eligible for TI Program | 2020-03-03 | 2020-03-05 | 2021-10-30 | Enphase Energy | IQ7-60-x-US (240V) | Inverters | 240 |  | 37 |  |  | 0.96 |  | Outdoor | Rooftop
NJSTRE1545388979 | NJSRRE1544566584 | Transition Incentive Program | North Haledon | 7508 | 6 | 11.47 | Residential | No | Behind the Meter | Behind the Meter |  | None | Sunrun Installation Services, Inc. | PSE&G | Eligible for TI Program | 2020-03-03 | 2020-03-05 | 2021-10-30 | REC Solar | REC310TP2M | Solar Panels |  | 0.31 | 10 | 101 | 30 |  | Fixed | Roof
NJSTRE1545388979 | NJSRRE1544566584 | Transition Incentive Program | North Haledon | 7508 | 6 | 11.47 | Residential | No | Behind the Meter | Behind the Meter |  | None | Sunrun Installation Services, Inc. | PSE&G | Eligible for TI Program | 2020-03-03 | 2020-03-05 | 2021-10-30 | REC Solar | REC310TP2M | Solar Panels |  | 0.31 | 12 | 192 | 23 |  | Fixed | Roof
NJSTRE1545388979 | NJSRRE1544566584 | Transition Incentive Program | North Haledon | 7508 | 6 | 11.47 | Residential | No | Behind the Meter | Behind the Meter |  | None | Sunrun Installation Services, Inc. | PSE&G | Eligible for TI Program | 2020-03-03 | 2020-03-05 | 2021-10-30 | REC Solar | REC310TP2M | Solar Panels |  | 0.31 | 15 | 281 | 30 |  | Fixed | Roof
NJSTRE1545388981 | NJSRRE1544724270 | Transition Incentive Program | Brielle | 8730 | 17 | 10.85 | Residential | Yes | Behind the Meter | Behind the Meter |  | None | Sunrun Installation Services, Inc. | JCP&L | Eligible for TI Program | 2020-03-19 | 2020-03-24 | 2021-10-30 | Enphase Energy | IQ7-60-x-US (240V) | Inverters | 240 |  | 35 |  |  | 0.96 |  | Outdoor | Rooftop
NJSTRE1545388981 | NJSRRE1544724270 | Transition Incentive Program | Brielle | 8730 | 17 | 10.85 | Residential | Yes | Behind the Meter | Behind the Meter |  | None | Sunrun Installation Services, Inc. | JCP&L | Eligible for TI Program | 2020-03-19 | 2020-03-24 | 2021-10-30 | REC Solar | REC310TP2M | Solar Panels |  | 0.31 | 18 | 38 | 23 |  | Fixed | Roof
NJSTRE1545388981 | NJSRRE1544724270 | Transition Incentive Program | Brielle | 8730 | 17 | 10.85 | Residential | Yes | Behind the Meter | Behind the Meter |  | None | Sunrun Installation Services, Inc. | JCP&L | Eligible for TI Program | 2020-03-19 | 2020-03-24 | 2021-10-30 | REC Solar | REC310TP2M | Solar Panels |  | 0.31 | 17 | 219 | 23 |  | Fixed | Roof
NJSTRE1545388983 | NJSRRE1544777744 | Transition Incentive Program | Egg Harbor Township | 8234 | 19 | 20.77 | Residential | Yes | Behind the Meter | Behind the Meter |  | None | Sunrun Installation Services, Inc. | AC Electric | Eligible for TI Program | 2020-04-01 | 2020-04-09 | 2021-10-30 | Enphase Energy | IQ7-60-x-US (240V) | Inverters | 240 |  | 67 |  |  | 0.96 |  | Outdoor | Rooftop
NJSTRE1545388983 | NJSRRE1544777744 | Transition Incentive Program | Egg Harbor Township | 8234 | 19 | 20.77 | Residential | Yes | Behind the Meter | Behind the Meter |  | None | Sunrun Installation Services, Inc. | AC Electric | Eligible for TI Program | 2020-04-01 | 2020-04-09 | 2021-10-30 | REC Solar | REC310TP2M | Solar Panels |  | 0.31 | 11 | 228 | 34 |  | Fixed | Roof
NJSTRE1545388983 | NJSRRE1544777744 | Transition Incentive Program | Egg Harbor Township | 8234 | 19 | 20.77 | Residential | Yes | Behind the Meter | Behind the Meter |  | None | Sunrun Installation Services, Inc. | AC Electric | Eligible for TI Program | 2020-04-01 | 2020-04-09 | 2021-10-30 | REC Solar | REC310TP2M | Solar Panels |  | 0.31 | 15 | 228 | 14 |  | Fixed | Roof
NJSTRE1545388983 | NJSRRE1544777744 | Transition Incentive Program | Egg Harbor Township | 8234 | 19 | 20.77 | Residential | Yes | Behind the Meter | Behind the Meter |  | None | Sunrun Installation Services, Inc. | AC Electric | Eligible for TI Program | 2020-04-01 | 2020-04-09 | 2021-10-30 | REC Solar | REC310TP2M | Solar Panels |  | 0.31 | 34 | 48 | 34 |  | Fixed | Roof
NJSTRE1545388983 | NJSRRE1544777744 | Transition Incentive Program | Egg Harbor Township | 8234 | 19 | 20.77 | Residential | Yes | Behind the Meter | Behind the Meter |  | None | Sunrun Installation Services, Inc. | AC Electric | Eligible for TI Program | 2020-04-01 | 2020-04-09 | 2021-10-30 | REC Solar | REC310TP2M | Solar Panels |  | 0.31 | 7 | 228 | 27 |  | Fixed | Roof
NJSTRE1545388985 | NJSRRE1544566750 | Transition Incentive Program | Belmar | 7719 | 17 | 11.88 | Residential | No | Behind the Meter | Net-metered residential rooftop and canopy |  | None | Whitman Construction, LLC | JCP&L | Accepted | 2020-03-03 | 2020-03-06 | 2021-10-30 | Enphase Energy | IQ7X-96-2-US | Inverters | 0.315 |  | 36 |  |  | 0.975 |  | Outside | roof
NJSTRE1545388985 | NJSRRE1544566750 | Transition Incentive Program | Belmar | 7719 | 17 | 11.88 | Residential | No | Behind the Meter | Net-metered residential rooftop and canopy |  | None | Whitman Construction, LLC | JCP&L | Accepted | 2020-03-03 | 2020-03-06 | 2021-10-30 | Panasonic | VBHN330SA17 | Solar Panels |  | 0.33 | 36 | 181 | 25 |  | Fixed | Roof
NJSTRE1545388986 | NJSRRE1544773269 | Transition Incentive Program | Seaside Park | 8752 | 18 | 5.12 | Residential | Yes | Behind the Meter | Behind the Meter |  | None | Skyline Solar, LLC | JCP&L | Eligible for TI Program | 2020-03-30 | 2020-04-02 | 2021-10-30 | SolarEdge | SE3800H-US | Inverters | 3800 |  | 1 |  |  | 0.99 |  | Outside | within ten feet of meter
NJSTRE1545388986 | NJSRRE1544773269 | Transition Incentive Program | Seaside Park | 8752 | 18 | 5.12 | Residential | Yes | Behind the Meter | Behind the Meter |  | None | Skyline Solar, LLC | JCP&L | Eligible for TI Program | 2020-03-30 | 2020-04-02 | 2021-10-30 | Hanwha Q-Cells | Q.PEAK DUO-G5 320 | Solar Panels |  | 0.32 | 16 | 187 | 23 |  | Fixed | Roof
NJSTRE1545388990 | NJSRRE1544903596 | Transition Incentive Program | Bayville | 8721 | 18 | 8.64 | Residential | No | Behind the Meter | Net-metered residential rooftop and canopy |  | None | Whitman Construction, LLC | JCP&L | Accepted | 2020-04-27 | 2020-04-30 | 2021-10-30 | enphase energy | IQ7-60-2-US | Inverters | 0.24 |  | 27 |  |  | 0.975 |  | Outdoor | MICROINVERTER LOCATED UNDER MODULE
NJSTRE1545388990 | NJSRRE1544903596 | Transition Incentive Program | Bayville | 8721 | 18 | 8.64 | Residential | No | Behind the Meter | Net-metered residential rooftop and canopy |  | None | Whitman Construction, LLC | JCP&L | Accepted | 2020-04-27 | 2020-04-30 | 2021-10-30 | Trina | TSM-320 DD05H.05 | Solar Panels |  | 0.32 | 12 | 95 | 21 |  | Fixed | Roof
NJSTRE1545388990 | NJSRRE1544903596 | Transition Incentive Program | Bayville | 8721 | 18 | 8.64 | Residential | No | Behind the Meter | Net-metered residential rooftop and canopy |  | None | Whitman Construction, LLC | JCP&L | Accepted | 2020-04-27 | 2020-04-30 | 2021-10-30 | Trina | TSM-320 DD05H.05 | Solar Panels |  | 0.32 | 7 | 275 | 37 |  | Fixed | Roof
NJSTRE1545388990 | NJSRRE1544903596 | Transition Incentive Program | Bayville | 8721 | 18 | 8.64 | Residential | No | Behind the Meter | Net-metered residential rooftop and canopy |  | None | Whitman Construction, LLC | JCP&L | Accepted | 2020-04-27 | 2020-04-30 | 2021-10-30 | Trina | TSM-320 DD05H.05 | Solar Panels |  | 0.32 | 4 | 185 | 25 |  | Fixed | Roof
NJSTRE1545388990 | NJSRRE1544903596 | Transition Incentive Program | Bayville | 8721 | 18 | 8.64 | Residential | No | Behind the Meter | Net-metered residential rooftop and canopy |  | None | Whitman Construction, LLC | JCP&L | Accepted | 2020-04-27 | 2020-04-30 | 2021-10-30 | Trina | TSM-320 DD05H.05 | Solar Panels |  | 0.32 | 2 | 275 | 28 |  | Fixed | Roof
NJSTRE1545388990 | NJSRRE1544903596 | Transition Incentive Program | Bayville | 8721 | 18 | 8.64 | Residential | No | Behind the Meter | Net-metered residential rooftop and canopy |  | None | Whitman Construction, LLC | JCP&L | Accepted | 2020-04-27 | 2020-04-30 | 2021-10-30 | Trina | TSM-320 DD05H.05 | Solar Panels |  | 0.32 | 2 | 5 | 25 |  | Fixed | Roof
NJSTRE1545388998 | NJSRRE1544612595 | Transition Incentive Program | BROWNS MILLS | 8015 | 13 | 10.24 | Residential | Yes | Behind the Meter | Net-metered residential rooftop and canopy |  | None | Vivint Solar Developer, LLC | JCP&L | Accepted | 2020-03-06 | 2020-03-11 | 2021-10-30 | SOLAREDGE | SE7600H-US | Inverters | 7600 |  | 1 |  |  | 0.992 |  | Outdoor | Near the utility meter
NJSTRE1545388998 | NJSRRE1544612595 | Transition Incentive Program | BROWNS MILLS | 8015 | 13 | 10.24 | Residential | Yes | Behind the Meter | Net-metered residential rooftop and canopy |  | None | Vivint Solar Developer, LLC | JCP&L | Accepted | 2020-03-06 | 2020-03-11 | 2021-10-30 | JINKO SOLAR | JKM320M-60HBL | Solar Panels |  | 0.32 | 20 | 287 | 19 |  | Fixed | Roof
NJSTRE1545388998 | NJSRRE1544612595 | Transition Incentive Program | BROWNS MILLS | 8015 | 13 | 10.24 | Residential | Yes | Behind the Meter | Net-metered residential rooftop and canopy |  | None | Vivint Solar Developer, LLC | JCP&L | Accepted | 2020-03-06 | 2020-03-11 | 2021-10-30 | JINKO SOLAR | JKM320M-60HBL | Solar Panels |  | 0.32 | 12 | 107 | 19 |  | Fixed | Roof
NJSTRE1545389000 | NJSRRE1544728912 | Transition Incentive Program | Wenonah | 8090 | 15 | 36.6 | Residential | No | Behind the Meter | Net-metered residential rooftop and canopy |  | None | Suntuity Solar LLC | AC Electric | Accepted | 2020-03-20 | 2020-03-24 | 2021-10-30 | Enphase Energy | IQ7-60-2-US | Inverters | 240 |  | 120 |  |  | 0.97 |  | Outdoor | Behind the PV Modules
NJSTRE1545389000 | NJSRRE1544728912 | Transition Incentive Program | Wenonah | 8090 | 15 | 36.6 | Residential | No | Behind the Meter | Net-metered residential rooftop and canopy |  | None | Suntuity Solar LLC | AC Electric | Accepted | 2020-03-20 | 2020-03-24 | 2021-10-30 | Hanwha Solar | Q-Cells 305 Mono | Solar Panels |  | 0.305 | 60 | 199 | 20 |  | Fixed | Ground
NJSTRE1545389000 | NJSRRE1544728912 | Transition Incentive Program | Wenonah | 8090 | 15 | 36.6 | Residential | No | Behind the Meter | Net-metered residential rooftop and canopy |  | None | Suntuity Solar LLC | AC Electric | Accepted | 2020-03-20 | 2020-03-24 | 2021-10-30 | Hanwha Solar | Q-Cells 305 Mono | Solar Panels |  | 0.305 | 60 | 199 | 20 |  | Fixed | Ground
NJSTRE1545389001 | NJSRRE1544776047 | Transition Incentive Program | North Brunswick Township | 8902 | 11 | 11.77 | Residential | No | Behind the Meter | Net-metered residential rooftop and canopy |  | None | SunPower Corporation, Systems | PSE&G | Accepted | 2020-03-31 | 2020-04-09 | 2021-10-30 | SUNPOWER | SPR-E20-327-E-AC | Inverters | 320 |  | 36 |  |  | 0.96 |  | Other | under each panel
NJSTRE1545389001 | NJSRRE1544776047 | Transition Incentive Program | North Brunswick Township | 8902 | 11 | 11.77 | Residential | No | Behind the Meter | Net-metered residential rooftop and canopy |  | None | SunPower Corporation, Systems | PSE&G | Accepted | 2020-03-31 | 2020-04-09 | 2021-10-30 | SUNPOWER | SPR-E20-327-E-AC | Solar Panels |  | 0.327 | 17 | 129 | 20 |  | Fixed | Roof
NJSTRE1545389001 | NJSRRE1544776047 | Transition Incentive Program | North Brunswick Township | 8902 | 11 | 11.77 | Residential | No | Behind the Meter | Net-metered residential rooftop and canopy |  | None | SunPower Corporation, Systems | PSE&G | Accepted | 2020-03-31 | 2020-04-09 | 2021-10-30 | SUNPOWER | SPR-E20-327-E-AC | Solar Panels |  | 0.327 | 3 | 129 | 11 |  | Fixed | Roof
NJSTRE1545389001 | NJSRRE1544776047 | Transition Incentive Program | North Brunswick Township | 8902 | 11 | 11.77 | Residential | No | Behind the Meter | Net-metered residential rooftop and canopy |  | None | SunPower Corporation, Systems | PSE&G | Accepted | 2020-03-31 | 2020-04-09 | 2021-10-30 | SUNPOWER | SPR-E20-327-E-AC | Solar Panels |  | 0.327 | 5 | 129 | 20 |  | Fixed | Roof
NJSTRE1545389001 | NJSRRE1544776047 | Transition Incentive Program | North Brunswick Township | 8902 | 11 | 11.77 | Residential | No | Behind the Meter | Net-metered residential rooftop and canopy |  | None | SunPower Corporation, Systems | PSE&G | Accepted | 2020-03-31 | 2020-04-09 | 2021-10-30 | SUNPOWER | SPR-E20-327-E-AC | Solar Panels |  | 0.327 | 11 | 129 | 20 |  | Fixed | Roof
NJSTRE1545389002 | NJSRRE1544865068 | Transition Incentive Program | Franklin TWP SOM | 8873 | 5 | 15.44 | Residential | No | Behind the Meter | Net-metered residential rooftop and canopy |  | None | Palmetto Solar LLC | PSE&G | Accepted | 2020-04-20 | 2020-04-24 | 2021-10-30 | SolarEdge Technologies | SE600H-US | Inverters | 6000 |  | 2 |  |  | 0.9 |  | Outside | side of the house
NJSTRE1545389002 | NJSRRE1544865068 | Transition Incentive Program | Franklin TWP SOM | 8873 | 5 | 15.44 | Residential | No | Behind the Meter | Net-metered residential rooftop and canopy |  | None | Palmetto Solar LLC | PSE&G | Accepted | 2020-04-20 | 2020-04-24 | 2021-10-30 | Yingli | 315W All Black Module | Solar Panels |  | 0.315 | 49 | 180 | 25 |  | Fixed | Roof
NJSTRE1545389005 | NJSRRE1544701314 | Transition Incentive Program | Lakewood | 8701 | 18 | 7.13 | Residential | No | Behind the Meter | Net-metered residential rooftop and canopy |  | None | Powerlutions | JCP&L | Accepted | 2020-03-16 | 2020-03-19 | 2021-10-30 | Enphase | IQ7-60-2-US | Inverters | 240 |  | 23 |  |  | 0.97 |  | Outdoor | near panel
NJSTRE1545389005 | NJSRRE1544701314 | Transition Incentive Program | Lakewood | 8701 | 18 | 7.13 | Residential | No | Behind the Meter | Net-metered residential rooftop and canopy |  | None | Powerlutions | JCP&L | Accepted | 2020-03-16 | 2020-03-19 | 2021-10-30 | Trina | TSM-310 DD05A | Solar Panels |  | 0.31 | 23 | 187 | 31 |  | Fixed | Roof
NJSTRE1545389006 | NJSRRE1544795045 | Transition Incentive Program | Cape May | 8204 | 21 | 13.4 | Residential | No | Behind the Meter | Net-metered residential rooftop and canopy |  | None | Green Power Energy | AC Electric | Accepted | 2020-04-02 | 2020-04-09 | 2021-10-30 | SolarEdge | SE11400H-US | Inverters | 114000 |  | 1 |  |  | 0.97 |  | Outside | next to meter
NJSTRE1545389006 | NJSRRE1544795045 | Transition Incentive Program | Cape May | 8204 | 21 | 13.4 | Residential | No | Behind the Meter | Net-metered residential rooftop and canopy |  | None | Green Power Energy | AC Electric | Accepted | 2020-04-02 | 2020-04-09 | 2021-10-30 | LG Electronics | LG335N1C-V5 | Solar Panels |  | 0.335 | 16 | 211 | 22 |  | Fixed | Roof
NJSTRE1545389006 | NJSRRE1544795045 | Transition Incentive Program | Cape May | 8204 | 21 | 13.4 | Residential | No | Behind the Meter | Net-metered residential rooftop and canopy |  | None | Green Power Energy | AC Electric | Accepted | 2020-04-02 | 2020-04-09 | 2021-10-30 | LG Electronics | LG335N1C-V5 | Solar Panels |  | 0.335 | 8 | 33 | 22 |  | Fixed | Roof
NJSTRE1545389006 | NJSRRE1544795045 | Transition Incentive Program | Cape May | 8204 | 21 | 13.4 | Residential | No | Behind the Meter | Net-metered residential rooftop and canopy |  | None | Green Power Energy | AC Electric | Accepted | 2020-04-02 | 2020-04-09 | 2021-10-30 | LG Electronics | LG335N1C-V5 | Solar Panels |  | 0.335 | 16 | 302 | 22 |  | Fixed | Roof
NJSTRE1545389007 | NJSRRE1544802132 | Transition Incentive Program | COLLINGS LAKES | 8094 | 15 | 16.08 | Residential | Yes | Behind the Meter | Net-metered residential rooftop and canopy |  | None | Vision Solar LLC | AC Electric | Accepted | 2020-04-06 | 2020-04-24 | 2021-10-30 | ENPHASE | IQ7-60-2-US | Inverters | 0.24 |  | 48 |  |  | 0.96 |  | Other | BEHIND PANELS
NJSTRE1545389007 | NJSRRE1544802132 | Transition Incentive Program | COLLINGS LAKES | 8094 | 15 | 16.08 | Residential | Yes | Behind the Meter | Net-metered residential rooftop and canopy |  | None | Vision Solar LLC | AC Electric | Accepted | 2020-04-06 | 2020-04-24 | 2021-10-30 | LG SOLAR | LG335N1K-V5 | Solar Panels |  | 0.335 | 10 | 131 | 17 |  | Fixed | Roof
NJSTRE1545389007 | NJSRRE1544802132 | Transition Incentive Program | COLLINGS LAKES | 8094 | 15 | 16.08 | Residential | Yes | Behind the Meter | Net-metered residential rooftop and canopy |  | None | Vision Solar LLC | AC Electric | Accepted | 2020-04-06 | 2020-04-24 | 2021-10-30 | LG SOLAR | LG335N1K-V5 | Solar Panels |  | 0.335 | 11 | 41 | 23 |  | Fixed | Roof
NJSTRE1545389007 | NJSRRE1544802132 | Transition Incentive Program | COLLINGS LAKES | 8094 | 15 | 16.08 | Residential | Yes | Behind the Meter | Net-metered residential rooftop and canopy |  | None | Vision Solar LLC | AC Electric | Accepted | 2020-04-06 | 2020-04-24 | 2021-10-30 | LGSOLAR | LG335N1K-V5 | Solar Panels |  | 0.335 | 2 | 221 | 20 |  | Fixed | Roof
NJSTRE1545389007 | NJSRRE1544802132 | Transition Incentive Program | COLLINGS LAKES | 8094 | 15 | 16.08 | Residential | Yes | Behind the Meter | Net-metered residential rooftop and canopy |  | None | Vision Solar LLC | AC Electric | Accepted | 2020-04-06 | 2020-04-24 | 2021-10-30 | LG SOLAR | LG335N1K-V5 | Solar Panels |  | 0.335 | 12 | 221 | 23 |  | Fixed | Roof
NJSTRE1545389007 | NJSRRE1544802132 | Transition Incentive Program | COLLINGS LAKES | 8094 | 15 | 16.08 | Residential | Yes | Behind the Meter | Net-metered residential rooftop and canopy |  | None | Vision Solar LLC | AC Electric | Accepted | 2020-04-06 | 2020-04-24 | 2021-10-30 | LGSOLAR | LG335N1K-V5 | Solar Panels |  | 0.335 | 13 | 41 | 20 |  | Fixed | Roof
NJSTRE1545389009 | NJSRRE1544884765 | Transition Incentive Program | BAYVILLE | 8721 | 18 | 8.32 | Residential | Yes | Behind the Meter | Net-metered residential rooftop and canopy |  | None | Vivint Solar Developer, LLC | JCP&L | Accepted | 2020-04-22 | 2020-04-28 | 2021-10-30 | SolarEdge | SE7600H-US | Inverters | 7600 |  | 1 |  |  | 0.992 |  | Outdoor | Near the Utility Meter
NJSTRE1545389009 | NJSRRE1544884765 | Transition Incentive Program | BAYVILLE | 8721 | 18 | 8.32 | Residential | Yes | Behind the Meter | Net-metered residential rooftop and canopy |  | None | Vivint Solar Developer, LLC | JCP&L | Accepted | 2020-04-22 | 2020-04-28 | 2021-10-30 | Jinko Solar | KM320M-60HBL | Solar Panels |  | 0.32 | 26 | 260 | 24 |  | Fixed | Roof
NJSTRE1545389012 | NJSRRE1544626778 | Transition Incentive Program | Teaneck | 7666 | 7 | 7.13 | Residential | No | Behind the Meter | Net-metered residential rooftop and canopy |  | None | Palmetto Solar LLC | PSE&G | Accepted | 2020-03-11 | 2020-03-16 | 2021-10-30 | SolarEdge Technologies | SE10000H-US | Inverters | 10000 |  | 1 |  |  | 0.99 |  | Outside | side of the house
NJSTRE1545389012 | NJSRRE1544626778 | Transition Incentive Program | Teaneck | 7666 | 7 | 7.13 | Residential | No | Behind the Meter | Net-metered residential rooftop and canopy |  | None | Palmetto Solar LLC | PSE&G | Accepted | 2020-03-11 | 2020-03-16 | 2021-10-30 | Yingli | 310D-30B | Solar Panels |  | 0.31 | 23 | 180 | 25 |  | Fixed | Roof
NJSTRE1545389018 | NJSRRE1544754147 | Transition Incentive Program | Lakewood | 8701 | 18 | 14.4 | Residential | No | Behind the Meter | Net-metered residential rooftop and canopy |  | None | Kamtech Solar Solutions | JCP&L | Accepted | 2020-03-22 | 2020-03-25 | 2021-10-30 | Sunpower | SunPower- Type E(20) | Inverters | 315 |  | 40 |  |  | 0.96 |  | Outdoor | ROOFTOP
NJSTRE1545389018 | NJSRRE1544754147 | Transition Incentive Program | Lakewood | 8701 | 18 | 14.4 | Residential | No | Behind the Meter | Net-metered residential rooftop and canopy |  | None | Kamtech Solar Solutions | JCP&L | Accepted | 2020-03-22 | 2020-03-25 | 2021-10-30 | Sunpower | SPR-X22-360-E-AC | Solar Panels |  | 0.36 | 20 | 184 | 40 |  | Fixed | Roof
NJSTRE1545389018 | NJSRRE1544754147 | Transition Incentive Program | Lakewood | 8701 | 18 | 14.4 | Residential | No | Behind the Meter | Net-metered residential rooftop and canopy |  | None | Kamtech Solar Solutions | JCP&L | Accepted | 2020-03-22 | 2020-03-25 | 2021-10-30 | Sunpower | SPR-X22-360-E-AC | Solar Panels |  | 0.36 | 20 | 184 | 10 |  | Fixed | Roof
NJSTRE1545389019 | NJSRRE1544852271 | Transition Incentive Program | SADDLE BROOK | 7663 | 7 | 9.28 | Residential | Yes | Behind the Meter | Net-metered residential rooftop and canopy |  | None | Vivint Solar Developer, LLC | PSE&G | Accepted | 2020-04-17 | 2020-04-23 | 2021-10-30 | SolarEdge | SE7600H-US | Inverters | 7600 |  | 1 |  |  | 0.992 |  | Outdoor | Near the Utility Meter
NJSTRE1545389019 | NJSRRE1544852271 | Transition Incentive Program | SADDLE BROOK | 7663 | 7 | 9.28 | Residential | Yes | Behind the Meter | Net-metered residential rooftop and canopy |  | None | Vivint Solar Developer, LLC | PSE&G | Accepted | 2020-04-17 | 2020-04-23 | 2021-10-30 | Jinko Solar | JKM320M-60HBL | Solar Panels |  | 0.32 | 10 | 182 | 27 |  | Fixed | Roof
NJSTRE1545389019 | NJSRRE1544852271 | Transition Incentive Program | SADDLE BROOK | 7663 | 7 | 9.28 | Residential | Yes | Behind the Meter | Net-metered residential rooftop and canopy |  | None | Vivint Solar Developer, LLC | PSE&G | Accepted | 2020-04-17 | 2020-04-23 | 2021-10-30 | Jinko Solar | JKM320M-60HBL | Solar Panels |  | 0.32 | 2 | 182 | 27 |  | Fixed | Roof
NJSTRE1545389019 | NJSRRE1544852271 | Transition Incentive Program | SADDLE BROOK | 7663 | 7 | 9.28 | Residential | Yes | Behind the Meter | Net-metered residential rooftop and canopy |  | None | Vivint Solar Developer, LLC | PSE&G | Accepted | 2020-04-17 | 2020-04-23 | 2021-10-30 | Jinko Solar | JKM320M-60HBL | Solar Panels |  | 0.32 | 17 | 2 | 27 |  | Fixed | Roof
NJSTRE1545389020 | NJSRRE1544905340 | Transition Incentive Program | Newark, City | 7112 | 9 | 30.8 | Commercial | No | Behind the Meter | Net-metered non-residential rooftop and canopy |  | None | Ameresco | PSE&G | Accepted | 2020-04-30 | 2020-04-30 | 2021-10-30 | SolarEdge | SE14.4KUS | Inverters | 14.4 |  | 2 |  |  | 0.975 |  | Outdoor | N/A
NJSTRE1545389020 | NJSRRE1544905340 | Transition Incentive Program | Newark, City | 7112 | 9 | 30.8 | Commercial | No | Behind the Meter | Net-metered non-residential rooftop and canopy |  | None | Ameresco | PSE&G | Accepted | 2020-04-30 | 2020-04-30 | 2021-10-30 | JA | JAM72S09 385/PR | Solar Panels |  | 0.385 | 80 | 214.8 | 10 |  | Fixed | Roof
NJSTRE1545389022 | NJSRRE1544886133 | Transition Incentive Program | ROCHELLE PARK | 7662 | 7 | 3.2 | Residential | Yes | Behind the Meter | Net-metered residential rooftop and canopy |  | None | Vivint Solar Developer, LLC | PSE&G | Accepted | 2020-04-23 | 2020-04-28 | 2021-10-30 | Solar Edge | SE3800H-US | Inverters | 3800 |  | 1 |  |  | 0.992 |  | Outdoor | Near the Utility Meter
NJSTRE1545389022 | NJSRRE1544886133 | Transition Incentive Program | ROCHELLE PARK | 7662 | 7 | 3.2 | Residential | Yes | Behind the Meter | Net-metered residential rooftop and canopy |  | None | Vivint Solar Developer, LLC | PSE&G | Accepted | 2020-04-23 | 2020-04-28 | 2021-10-30 | Jinko Solar | JKM320M-60HBL | Solar Panels |  | 0.32 | 2 | 308 | 14 |  | Fixed | Roof
NJSTRE1545389022 | NJSRRE1544886133 | Transition Incentive Program | ROCHELLE PARK | 7662 | 7 | 3.2 | Residential | Yes | Behind the Meter | Net-metered residential rooftop and canopy |  | None | Vivint Solar Developer, LLC | PSE&G | Accepted | 2020-04-23 | 2020-04-28 | 2021-10-30 | Jinko Solar | JKM320M-60HBL | Solar Panels |  | 0.32 | 8 | 128 | 39 |  | Fixed | Roof
NJSTRE1545389025 | NJSRRE1544561730 | Transition Incentive Program | Boonton | 7005 | 3 | 154.77 | Commercial | No | Behind the Meter | Net-metered non-residential rooftop and canopy |  | None | Green Power Energy | JCP&L | Accepted | 2020-03-02 | 2020-03-05 | 2021-10-30 | SolarEdge Technologies | SE43.2K | Inverters | 43.2 |  | 3 |  |  | 0.97 |  | Outside | Next to meter
NJSTRE1545389025 | NJSRRE1544561730 | Transition Incentive Program | Boonton | 7005 | 3 | 154.77 | Commercial | No | Behind the Meter | Net-metered non-residential rooftop and canopy |  | None | Green Power Energy | JCP&L | Accepted | 2020-03-02 | 2020-03-05 | 2021-10-30 | Trina Solar | TSM-385DE14H(II) | Solar Panels |  | 0.385 | 402 | 198 | 5 |  | Fixed | Roof
NJSTRE1545389026 | NJSRRE1544695697 | Transition Incentive Program | Brick | 8724 | 18 | 8.37 | Residential | No | Behind the Meter | Net-metered residential rooftop and canopy |  | None | Eznergy | JCP&L | Accepted | 2020-03-16 | 2020-03-18 | 2021-10-30 | Enphase | IQ7 | Inverters | 240 |  | 27 |  |  | 0.97 |  | Other | Under panels on rails
NJSTRE1545389026 | NJSRRE1544695697 | Transition Incentive Program | Brick | 8724 | 18 | 8.37 | Residential | No | Behind the Meter | Net-metered residential rooftop and canopy |  | None | Eznergy | JCP&L | Accepted | 2020-03-16 | 2020-03-18 | 2021-10-30 | Trina | TSM310 | Solar Panels |  | 0.31 | 14 | 251 | 18 |  | Fixed | Roof
NJSTRE1545389026 | NJSRRE1544695697 | Transition Incentive Program | Brick | 8724 | 18 | 8.37 | Residential | No | Behind the Meter | Net-metered residential rooftop and canopy |  | None | Eznergy | JCP&L | Accepted | 2020-03-16 | 2020-03-18 | 2021-10-30 | Trina | TSM310 | Solar Panels |  | 0.31 | 13 | 71 | 18 |  | Fixed | Roof
NJSTRE1545389027 | NJSRRE1544567428 | Transition Incentive Program | Pennsville | 8070 | 16 | 9.6 | Residential | Yes | Behind the Meter | Behind the Meter |  | None | Skyline Solar, LLC | AC Electric | Eligible for TI Program | 2020-03-03 | 2020-03-06 | 2021-10-30 | SolarEdge | SE7600H-US | Inverters | 7600 |  | 1 |  |  | 0.99 |  | Outside | within ten feet of meter
NJSTRE1545389027 | NJSRRE1544567428 | Transition Incentive Program | Pennsville | 8070 | 16 | 9.6 | Residential | Yes | Behind the Meter | Behind the Meter |  | None | Skyline Solar, LLC | AC Electric | Eligible for TI Program | 2020-03-03 | 2020-03-06 | 2021-10-30 | Hanwha Q-Cells | Q.PEAK DUO-G5 320 | Solar Panels |  | 0.32 | 30 | 119 | 25 |  | Fixed | Roof
NJSTRE1545389029 | NJSRRE1544761136 | Transition Incentive Program | Hackettstown | 7840 | 2 | 6.82 | Residential | Yes | Behind the Meter | Behind the Meter |  | None | Sunrun Installation Services, Inc. | JCP&L | Eligible for TI Program | 2020-03-24 | 2020-03-27 | 2021-10-30 | Enphase Energy | IQ7-60-x-US (240V) | Inverters | 240 |  | 22 |  |  | 0.96 |  | Outdoor | Rooftop
NJSTRE1545389029 | NJSRRE1544761136 | Transition Incentive Program | Hackettstown | 7840 | 2 | 6.82 | Residential | Yes | Behind the Meter | Behind the Meter |  | None | Sunrun Installation Services, Inc. | JCP&L | Eligible for TI Program | 2020-03-24 | 2020-03-27 | 2021-10-30 | REC Solar | REC310TP2M | Solar Panels |  | 0.31 | 22 | 148 | 40 |  | Fixed | Roof
NJSTRE1545389033 | NJSRRE1544701633 | Transition Incentive Program | Little Falls | 7424 | 6 | 9.3 | Residential | Yes | Behind the Meter | Behind the Meter |  | None | Sunrun Installation Services, Inc. | PSE&G | Eligible for TI Program | 2020-03-16 | 2020-03-19 | 2021-10-30 | Enphase Energy | IQ7-60-x-US (240V) | Inverters | 240 |  | 30 |  |  | 0.96 |  | Outdoor | Rooftop
NJSTRE1545389033 | NJSRRE1544701633 | Transition Incentive Program | Little Falls | 7424 | 6 | 9.3 | Residential | Yes | Behind the Meter | Behind the Meter |  | None | Sunrun Installation Services, Inc. | PSE&G | Eligible for TI Program | 2020-03-16 | 2020-03-19 | 2021-10-30 | REC Solar | REC310TP2M | Solar Panels |  | 0.31 | 30 | 117 | 14 |  | Fixed | Roof
NJSTRE1545389034 | NJSRRE1544630778 | Transition Incentive Program | Wenonah | 8090 | 15 | 15.08 | Residential | Yes | Behind the Meter | Net-metered residential rooftop and canopy |  | None | Vision Solar LLC | AC Electric | Accepted | 2020-03-12 | 2020-03-17 | 2021-10-30 | Enphase | iq7-60-2-us | Inverters | 0.25 |  | 45 |  |  | 0.96 |  | Other | behind the panel
NJSTRE1545389034 | NJSRRE1544630778 | Transition Incentive Program | Wenonah | 8090 | 15 | 15.08 | Residential | Yes | Behind the Meter | Net-metered residential rooftop and canopy |  | None | Vision Solar LLC | AC Electric | Accepted | 2020-03-12 | 2020-03-17 | 2021-10-30 | LG Solar | LG335n1K-v5 | Solar Panels |  | 0.335 | 25 | 161 | 23 |  | Fixed | Roof
NJSTRE1545389034 | NJSRRE1544630778 | Transition Incentive Program | Wenonah | 8090 | 15 | 15.08 | Residential | Yes | Behind the Meter | Net-metered residential rooftop and canopy |  | None | Vision Solar LLC | AC Electric | Accepted | 2020-03-12 | 2020-03-17 | 2021-10-30 | LG Solar | LG335N1K-V5 | Solar Panels |  | 0.335 | 20 | 341 | 23 |  | Fixed | Roof
NJSTRE1545389037 | NJSRRE1544630774 | Transition Incentive Program | Mountainside | 7092 | 10 | 12.71 | Residential | No | Behind the Meter | Behind the Meter |  | None | Sunrun Installation Services, Inc. | PSE&G | Eligible for TI Program | 2020-03-12 | 2020-03-17 | 2021-10-30 | Enphase Energy | IQ7-60-x-US (240V) | Inverters | 240 |  | 41 |  |  | 0.96 |  | Outdoor | Rooftop
NJSTRE1545389037 | NJSRRE1544630774 | Transition Incentive Program | Mountainside | 7092 | 10 | 12.71 | Residential | No | Behind the Meter | Behind the Meter |  | None | Sunrun Installation Services, Inc. | PSE&G | Eligible for TI Program | 2020-03-12 | 2020-03-17 | 2021-10-30 | REC Solar | REC310TP2M | Solar Panels |  | 0.31 | 7 | 55 | 23 |  | Fixed | Roof
NJSTRE1545389037 | NJSRRE1544630774 | Transition Incentive Program | Mountainside | 7092 | 10 | 12.71 | Residential | No | Behind the Meter | Behind the Meter |  | None | Sunrun Installation Services, Inc. | PSE&G | Eligible for TI Program | 2020-03-12 | 2020-03-17 | 2021-10-30 | REC Solar | REC310TP2M | Solar Panels |  | 0.31 | 13 | 325 | 23 |  | Fixed | Roof
NJSTRE1545389037 | NJSRRE1544630774 | Transition Incentive Program | Mountainside | 7092 | 10 | 12.71 | Residential | No | Behind the Meter | Behind the Meter |  | None | Sunrun Installation Services, Inc. | PSE&G | Eligible for TI Program | 2020-03-12 | 2020-03-17 | 2021-10-30 | REC Solar | REC310TP2M | Solar Panels |  | 0.31 | 21 | 145 | 23 |  | Fixed | Roof
NJSTRE1545389043 | NJSRRE1544813189 | Transition Incentive Program | HURFFVILLE | 8080 | 15 | 19.84 | Residential | Yes | Behind the Meter | Behind the Meter |  | None | Sunrun Installation Services, Inc. | AC Electric | Eligible for TI Program | 2020-04-08 | 2020-04-14 | 2021-10-30 | Enphase Energy | IQ7-60-x-US (240V) | Inverters | 240 |  | 64 |  |  | 0.96 |  | Outdoor | Rooftop
NJSTRE1545389043 | NJSRRE1544813189 | Transition Incentive Program | HURFFVILLE | 8080 | 15 | 19.84 | Residential | Yes | Behind the Meter | Behind the Meter |  | None | Sunrun Installation Services, Inc. | AC Electric | Eligible for TI Program | 2020-04-08 | 2020-04-14 | 2021-10-30 | REC Solar | REC310TP2M | Solar Panels |  | 0.31 | 14 | 99 | 26 |  | Fixed | Roof
NJSTRE1545389043 | NJSRRE1544813189 | Transition Incentive Program | HURFFVILLE | 8080 | 15 | 19.84 | Residential | Yes | Behind the Meter | Behind the Meter |  | None | Sunrun Installation Services, Inc. | AC Electric | Eligible for TI Program | 2020-04-08 | 2020-04-14 | 2021-10-30 | REC Solar | REC310TP2M | Solar Panels |  | 0.31 | 14 | 279 | 28 |  | Fixed | Roof
NJSTRE1545389043 | NJSRRE1544813189 | Transition Incentive Program | HURFFVILLE | 8080 | 15 | 19.84 | Residential | Yes | Behind the Meter | Behind the Meter |  | None | Sunrun Installation Services, Inc. | AC Electric | Eligible for TI Program | 2020-04-08 | 2020-04-14 | 2021-10-30 | REC Solar | REC310TP2M | Solar Panels |  | 0.31 | 36 | 9 | 27 |  | Fixed | Roof
NJSTRE1545389047 | NJSRRE1544761182 | Transition Incentive Program | RUTHERFORD | 7070 | 7 | 6.4 | Residential | Yes | Behind the Meter | Net-metered residential rooftop and canopy |  | None | Vivint Solar Developer, LLC | PSE&G | Accepted | 2020-03-25 | 2020-03-27 | 2021-10-30 | SolarEdge | SE7600H-US | Inverters | 7600 |  | 1 |  |  | 0.992 |  | Outdoor | Near the Utility Meter
NJSTRE1545389047 | NJSRRE1544761182 | Transition Incentive Program | RUTHERFORD | 7070 | 7 | 6.4 | Residential | Yes | Behind the Meter | Net-metered residential rooftop and canopy |  | None | Vivint Solar Developer, LLC | PSE&G | Accepted | 2020-03-25 | 2020-03-27 | 2021-10-30 | Jinko Solar | JKM320M-60HBL | Solar Panels |  | 0.32 | 13 | 299 | 22 |  | Fixed | Roof
NJSTRE1545389047 | NJSRRE1544761182 | Transition Incentive Program | RUTHERFORD | 7070 | 7 | 6.4 | Residential | Yes | Behind the Meter | Net-metered residential rooftop and canopy |  | None | Vivint Solar Developer, LLC | PSE&G | Accepted | 2020-03-25 | 2020-03-27 | 2021-10-30 | Jinko Solar | JKM320M-60HBL | Solar Panels |  | 0.32 | 7 | 299 | 9 |  | Fixed | Roof
NJSTRE1545389048 | NJSRRE1544701331 | Transition Incentive Program | South Plainfield | 7080 | 11 | 8.06 | Residential | No | Behind the Meter | Behind the Meter |  | None | Sunrun Installation Services, Inc. | PSE&G | Eligible for TI Program | 2020-03-16 | 2020-03-19 | 2021-10-30 | Enphase Energy | IQ7-60-x-US (240V) | Inverters | 240 |  | 26 |  |  | 0.96 |  | Outdoor | Rooftop
NJSTRE1545389048 | NJSRRE1544701331 | Transition Incentive Program | South Plainfield | 7080 | 11 | 8.06 | Residential | No | Behind the Meter | Behind the Meter |  | None | Sunrun Installation Services, Inc. | PSE&G | Eligible for TI Program | 2020-03-16 | 2020-03-19 | 2021-10-30 | REC Solar | REC310TP2M | Solar Panels |  | 0.31 | 23 | 243 | 34 |  | Fixed | Roof
NJSTRE1545389048 | NJSRRE1544701331 | Transition Incentive Program | South Plainfield | 7080 | 11 | 8.06 | Residential | No | Behind the Meter | Behind the Meter |  | None | Sunrun Installation Services, Inc. | PSE&G | Eligible for TI Program | 2020-03-16 | 2020-03-19 | 2021-10-30 | REC Solar | REC310TP2M | Solar Panels |  | 0.31 | 3 | 63 | 34 |  | Fixed | Roof
NJSTRE1545389052 | NJSRRE1544768882 | Transition Incentive Program | Paterson | 7513 | 6 | 5.04 | Residential | No | Behind the Meter | Behind the Meter |  | None | Trinity Solar | PSE&G | Eligible for TI Program | 2020-03-27 | 2020-04-01 | 2021-10-30 | Solar Edge | SE3800 | Inverters | 3800 |  | 1 |  |  | 0.97 |  | Outside | side of home
NJSTRE1545389052 | NJSRRE1544768882 | Transition Incentive Program | Paterson | 7513 | 6 | 5.04 | Residential | No | Behind the Meter | Behind the Meter |  | None | Trinity Solar | PSE&G | Eligible for TI Program | 2020-03-27 | 2020-04-01 | 2021-10-30 | Hanwha | Q.PEAK DUO BLK-G5 315 | Solar Panels |  | 0.315 | 8 | 189 | 23 |  | Fixed | Roof
NJSTRE1545389052 | NJSRRE1544768882 | Transition Incentive Program | Paterson | 7513 | 6 | 5.04 | Residential | No | Behind the Meter | Behind the Meter |  | None | Trinity Solar | PSE&G | Eligible for TI Program | 2020-03-27 | 2020-04-01 | 2021-10-30 | Hanwha | Q.PEAK DUO BLK-G5 315 | Solar Panels |  | 0.315 | 8 | 9 | 23 |  | Fixed | Roof
NJSTRE1545389054 | NJSRRE1544893948 | Transition Incentive Program | Lakewood Township | 8701 | 18 | 7.02 | Residential | Yes | Behind the Meter | Behind the Meter |  | None | Sunrun Installation Services, Inc. | JCP&L | Eligible for TI Program | 2020-04-24 | 2020-04-29 | 2021-10-30 | Delta Electronics | M6-TL-US | Inverters | 6000 |  | 1 |  |  | 0.96 |  | Outdoor | Next To Meter
NJSTRE1545389054 | NJSRRE1544893948 | Transition Incentive Program | Lakewood Township | 8701 | 18 | 7.02 | Residential | Yes | Behind the Meter | Behind the Meter |  | None | Sunrun Installation Services, Inc. | JCP&L | Eligible for TI Program | 2020-04-24 | 2020-04-29 | 2021-10-30 | LONGi Green Energy Technology Co Ltd | LR6-60HPB-305M | Solar Panels |  | 0.305 | 23 | 197 | 30 |  | Fixed | Roof
NJSTRE1545389055 | NJSRRE1544893987 | Transition Incentive Program | Brick | 8723 | 18 | 21.95 | Commercial | No | Behind the Meter | Net-metered non-residential rooftop and canopy |  | None | Ameresco | JCP&L | Accepted | 2020-04-30 | 2020-04-30 | 2021-10-30 | SolarEdge | SE9KUS | Inverters | 9 |  | 2 |  |  | 0.965 |  | Outdoor | none
NJSTRE1545389055 | NJSRRE1544893987 | Transition Incentive Program | Brick | 8723 | 18 | 21.95 | Commercial | No | Behind the Meter | Net-metered non-residential rooftop and canopy |  | None | Ameresco | JCP&L | Accepted | 2020-04-30 | 2020-04-30 | 2021-10-30 | JA | JAM72S09 385/PR | Solar Panels |  | 0.385 | 57 | 205/115/295 | 17 |  | Fixed | Roof
NJSTRE1545389057 | NJSRRE1544869643 | Transition Incentive Program | Bellmawr | 8031 | 14 | 4.96 | Residential | Yes | Behind the Meter | Behind the Meter |  | None | Steve Whitman LLC | PSE&G | Eligible for TI Program | 2020-04-22 | 2020-04-28 | 2021-10-30 | SolarEdge | SE3800H-US | Inverters | 3800 |  | 1 |  |  | 0.99 |  | Outside | within ten feet of meter
NJSTRE1545389057 | NJSRRE1544869643 | Transition Incentive Program | Bellmawr | 8031 | 14 | 4.96 | Residential | Yes | Behind the Meter | Behind the Meter |  | None | Steve Whitman LLC | PSE&G | Eligible for TI Program | 2020-04-22 | 2020-04-28 | 2021-10-30 | Silfab | SLA310M | Solar Panels |  | 0.31 | 16 | 252,72,162 | 23 |  | Fixed | Roof
NJSTRE1545389059 | NJSRRE1544621297 | Transition Incentive Program | Montclair TWP | 7042 | 9 | 4.41 | Residential | No | Behind the Meter | Net-metered residential rooftop and canopy |  | None | Tesla Energy Operations Inc. | PSE&G | Accepted | 2020-03-09 | 2020-03-12 | 2021-10-30 | Delta Electronics | M4-TL-US | Inverters | 3840 |  | 1 |  |  | 0.975 |  | Outdoor | outdoor
NJSTRE1545389059 | NJSRRE1544621297 | Transition Incentive Program | Montclair TWP | 7042 | 9 | 4.41 | Residential | No | Behind the Meter | Net-metered residential rooftop and canopy |  | None | Tesla Energy Operations Inc. | PSE&G | Accepted | 2020-03-09 | 2020-03-12 | 2021-10-30 | Hanwha Q CELLS | Q.PEAK DUO BLK-G5/SC315 | Solar Panels |  | 0.315 | 14 | 190 | 34 |  | Fixed | Roof
NJSTRE1545389064 | NJSRRE1544813198 | Transition Incentive Program | LAUREL SPRINGS | 8021 | 14 | 15.36 | Residential | Yes | Behind the Meter | Net-metered residential rooftop and canopy |  | None | Vivint Solar Developer, LLC | AC Electric | Accepted | 2020-04-08 | 2020-04-15 | 2021-10-30 | SolarEdge | SE10000H-US | Inverters | 10000 |  | 1 |  |  | 0.992 |  | Outdoor | Near the Utility Meter
NJSTRE1545389064 | NJSRRE1544813198 | Transition Incentive Program | LAUREL SPRINGS | 8021 | 14 | 15.36 | Residential | Yes | Behind the Meter | Net-metered residential rooftop and canopy |  | None | Vivint Solar Developer, LLC | AC Electric | Accepted | 2020-04-08 | 2020-04-15 | 2021-10-30 | Jinko Solar | JKM320M-60HBL | Solar Panels |  | 0.32 | 13 | 51 | 25 |  | Fixed | Roof
NJSTRE1545389064 | NJSRRE1544813198 | Transition Incentive Program | LAUREL SPRINGS | 8021 | 14 | 15.36 | Residential | Yes | Behind the Meter | Net-metered residential rooftop and canopy |  | None | Vivint Solar Developer, LLC | AC Electric | Accepted | 2020-04-08 | 2020-04-15 | 2021-10-30 | Jinko Solar | JKM320M-60HBL | Solar Panels |  | 0.32 | 35 | 231 | 25 |  | Fixed | Roof
NJSTRE1545389065 | NJSRRE1544903601 | Transition Incentive Program | Paterson City | 7514 | 6 | 6.82 | Residential | Yes | Behind the Meter | Net-metered residential rooftop and canopy |  | None | Bright Planet Solar | PSE&G | Accepted | 2020-04-27 | 2020-04-30 | 2021-10-30 | SOLAR EDGE | SE6000H-USRGM | Inverters | 6000 |  | 1 |  |  | 0.98 |  | Outdoor | OUTSIDE
NJSTRE1545389065 | NJSRRE1544903601 | Transition Incentive Program | Paterson City | 7514 | 6 | 6.82 | Residential | Yes | Behind the Meter | Net-metered residential rooftop and canopy |  | None | Bright Planet Solar | PSE&G | Accepted | 2020-04-27 | 2020-04-30 | 2021-10-30 | LONGI | LR-60HPB-310M | Solar Panels |  | 0.31 | 15 | 278 | 33 |  | Fixed | Roof
NJSTRE1545389065 | NJSRRE1544903601 | Transition Incentive Program | Paterson City | 7514 | 6 | 6.82 | Residential | Yes | Behind the Meter | Net-metered residential rooftop and canopy |  | None | Bright Planet Solar | PSE&G | Accepted | 2020-04-27 | 2020-04-30 | 2021-10-30 | LONGI | LR-60HPB-310M | Solar Panels |  | 0.31 | 5 | 97 | 33 |  | Fixed | Roof
NJSTRE1545389065 | NJSRRE1544903601 | Transition Incentive Program | Paterson City | 7514 | 6 | 6.82 | Residential | Yes | Behind the Meter | Net-metered residential rooftop and canopy |  | None | Bright Planet Solar | PSE&G | Accepted | 2020-04-27 | 2020-04-30 | 2021-10-30 | LONGI | LR-60HPB-310M | Solar Panels |  | 0.31 | 2 | 97 | 8 |  | Fixed | Roof
NJSTRE1545389066 | NJSRRE1544776305 | Transition Incentive Program | MOUNT LAUREL | 8054 | 13 | 4.16 | Residential | Yes | Behind the Meter | Net-metered residential rooftop and canopy |  | None | Vivint Solar Developer, LLC | PSE&G | Accepted | 2020-03-31 | 2020-04-09 | 2021-10-30 | SolarEdge | SE3800H-US | Inverters | 3800 |  | 1 |  |  | 0.992 |  | Outdoor | Near the Utility Meter
NJSTRE1545389066 | NJSRRE1544776305 | Transition Incentive Program | MOUNT LAUREL | 8054 | 13 | 4.16 | Residential | Yes | Behind the Meter | Net-metered residential rooftop and canopy |  | None | Vivint Solar Developer, LLC | PSE&G | Accepted | 2020-03-31 | 2020-04-09 | 2021-10-30 | Jinko Solar | JKM320M-60HBL | Solar Panels |  | 0.32 | 13 | 291 | 29 |  | Fixed | Roof
NJSTRE1545389070 | NJSRRE1544892958 | Transition Incentive Program | West Milford | 7480 | 6 | 12.09 | Residential | Yes | Behind the Meter | Behind the Meter |  | None | Sunrun Installation Services, Inc. | Orange Rockland Electric | Eligible for TI Program | 2020-04-24 | 2020-04-29 | 2021-10-30 | Enphase Energy | IQ7-60-x-US (240V) | Inverters | 240 |  | 39 |  |  | 0.96 |  | Outdoor | Rooftop
NJSTRE1545389070 | NJSRRE1544892958 | Transition Incentive Program | West Milford | 7480 | 6 | 12.09 | Residential | Yes | Behind the Meter | Behind the Meter |  | None | Sunrun Installation Services, Inc. | Orange Rockland Electric | Eligible for TI Program | 2020-04-24 | 2020-04-29 | 2021-10-30 | REC Solar | REC310TP2M | Solar Panels |  | 0.31 | 17 | 183 | 23 |  | Fixed | Roof
NJSTRE1545389070 | NJSRRE1544892958 | Transition Incentive Program | West Milford | 7480 | 6 | 12.09 | Residential | Yes | Behind the Meter | Behind the Meter |  | None | Sunrun Installation Services, Inc. | Orange Rockland Electric | Eligible for TI Program | 2020-04-24 | 2020-04-29 | 2021-10-30 | REC Solar | REC310TP2M | Solar Panels |  | 0.31 | 22 | 3 | 23 |  | Fixed | Roof
NJSTRE1545389071 | NJSRRE1544794892 | Transition Incentive Program | UNION | 7083 | 10 | 14.72 | Residential | Yes | Behind the Meter | Net-metered residential rooftop and canopy |  | None | Vivint Solar Developer, LLC | PSE&G | Accepted | 2020-04-03 | 2020-04-09 | 2021-10-30 | SolarEdge | SE10000H-US | Inverters | 10000 |  | 1 |  |  | 0.992 |  | Outdoor | Near the Utility Meter
NJSTRE1545389071 | NJSRRE1544794892 | Transition Incentive Program | UNION | 7083 | 10 | 14.72 | Residential | Yes | Behind the Meter | Net-metered residential rooftop and canopy |  | None | Vivint Solar Developer, LLC | PSE&G | Accepted | 2020-04-03 | 2020-04-09 | 2021-10-30 | Jinko Solar | JKM320M-60HBL | Solar Panels |  | 0.32 | 19 | 169 | 27 |  | Fixed | Roof
NJSTRE1545389071 | NJSRRE1544794892 | Transition Incentive Program | UNION | 7083 | 10 | 14.72 | Residential | Yes | Behind the Meter | Net-metered residential rooftop and canopy |  | None | Vivint Solar Developer, LLC | PSE&G | Accepted | 2020-04-03 | 2020-04-09 | 2021-10-30 | Jinko Solar | JKM320M-60HBL | Solar Panels |  | 0.32 | 14 | 169 | 27 |  | Fixed | Roof
NJSTRE1545389071 | NJSRRE1544794892 | Transition Incentive Program | UNION | 7083 | 10 | 14.72 | Residential | Yes | Behind the Meter | Net-metered residential rooftop and canopy |  | None | Vivint Solar Developer, LLC | PSE&G | Accepted | 2020-04-03 | 2020-04-09 | 2021-10-30 | Jinko Solar | JKM320M-60HBL | Solar Panels |  | 0.32 | 8 | 259 | 37 |  | Fixed | Roof
NJSTRE1545389071 | NJSRRE1544794892 | Transition Incentive Program | UNION | 7083 | 10 | 14.72 | Residential | Yes | Behind the Meter | Net-metered residential rooftop and canopy |  | None | Vivint Solar Developer, LLC | PSE&G | Accepted | 2020-04-03 | 2020-04-09 | 2021-10-30 | Jinko Solar | JKM320M-60HBL | Solar Panels |  | 0.32 | 5 | 349 | 27 |  | Fixed | Roof
NJSTRE1545389072 | NJSRRE1544736404 | Transition Incentive Program | Clifton | 7013 | 6 | 9.3 | Residential | Yes | Behind the Meter | Behind the Meter |  | None | Sunrun Installation Services, Inc. | PSE&G | Eligible for TI Program | 2020-03-20 | 2020-03-25 | 2021-10-30 | Enphase Energy | IQ7-60-x-US (240V) | Inverters | 240 |  | 30 |  |  | 0.96 |  | Outdoor | Rooftop
NJSTRE1545389072 | NJSRRE1544736404 | Transition Incentive Program | Clifton | 7013 | 6 | 9.3 | Residential | Yes | Behind the Meter | Behind the Meter |  | None | Sunrun Installation Services, Inc. | PSE&G | Eligible for TI Program | 2020-03-20 | 2020-03-25 | 2021-10-30 | REC Solar | REC310TP2M | Solar Panels |  | 0.31 | 16 | 110 | 40 |  | Fixed | Roof
NJSTRE1545389072 | NJSRRE1544736404 | Transition Incentive Program | Clifton | 7013 | 6 | 9.3 | Residential | Yes | Behind the Meter | Behind the Meter |  | None | Sunrun Installation Services, Inc. | PSE&G | Eligible for TI Program | 2020-03-20 | 2020-03-25 | 2021-10-30 | REC Solar | REC310TP2M | Solar Panels |  | 0.31 | 9 | 289 | 23 |  | Fixed | Roof
NJSTRE1545389072 | NJSRRE1544736404 | Transition Incentive Program | Clifton | 7013 | 6 | 9.3 | Residential | Yes | Behind the Meter | Behind the Meter |  | None | Sunrun Installation Services, Inc. | PSE&G | Eligible for TI Program | 2020-03-20 | 2020-03-25 | 2021-10-30 | REC Solar | REC310TP2M | Solar Panels |  | 0.31 | 5 | 289 | 40 |  | Fixed | Roof
NJSTRE1545389076 | NJSRRE1544905120 | Transition Incentive Program | Clinton | 8809 | 4 | 22.72 | Commercial | No | Behind the Meter | Net-metered non-residential rooftop and canopy |  | None | Ameresco | JCP&L | Accepted | 2020-04-30 | 2020-04-30 | 2021-10-30 | SolarEdge | SE9KUS | Inverters | 9 |  | 2 |  |  | 0.965 |  | Outdoor | N/A
NJSTRE1545389076 | NJSRRE1544905120 | Transition Incentive Program | Clinton | 8809 | 4 | 22.72 | Commercial | No | Behind the Meter | Net-metered non-residential rooftop and canopy |  | None | Ameresco | JCP&L | Accepted | 2020-04-30 | 2020-04-30 | 2021-10-30 | JA | JAM72S09 385/PR | Solar Panels |  | 0.385 | 59 | 100/283/190 | 28 |  | Fixed | Roof
NJSTRE1545389077 | NJSRRE1544562296 | Transition Incentive Program | Burlington TWP | 8016 | 13 | 11.03 | Residential | No | Behind the Meter | Net-metered residential rooftop and canopy |  | None | 1st Light Energy Inc | PSE&G | Accepted | 2020-03-02 | 2020-03-05 | 2021-10-30 | SMA | SB 3.8-1SP-US-41 (240V) | Inverters | 3800 |  | 1 |  |  | 0.97 |  | Outside | within 10 feet of meter
NJSTRE1545389077 | NJSRRE1544562296 | Transition Incentive Program | Burlington TWP | 8016 | 13 | 11.03 | Residential | No | Behind the Meter | Net-metered residential rooftop and canopy |  | None | 1st Light Energy Inc | PSE&G | Accepted | 2020-03-02 | 2020-03-05 | 2021-10-30 | SMA | SB 5.0-1SP-US-41 (240V) | Inverters | 5000 |  | 1 |  |  | 0.97 |  | Outside | within 10 feet of meter
NJSTRE1545389077 | NJSRRE1544562296 | Transition Incentive Program | Burlington TWP | 8016 | 13 | 11.03 | Residential | No | Behind the Meter | Net-metered residential rooftop and canopy |  | None | 1st Light Energy Inc | PSE&G | Accepted | 2020-03-02 | 2020-03-05 | 2021-10-30 | Longi | LR6-60HPB-315M | Solar Panels |  | 0.315 | 25 | 153 | 23 |  | Fixed | Roof
NJSTRE1545389077 | NJSRRE1544562296 | Transition Incentive Program | Burlington TWP | 8016 | 13 | 11.03 | Residential | No | Behind the Meter | Net-metered residential rooftop and canopy |  | None | 1st Light Energy Inc | PSE&G | Accepted | 2020-03-02 | 2020-03-05 | 2021-10-30 | Longi | LR6-60HPB-315M | Solar Panels |  | 0.315 | 10 | 333 | 26 |  | Fixed | Roof
NJSTRE1545389082 | NJSRRE1544552203 | Transition Incentive Program | SPRING LAKE | 7762 | 17 | 7.56 | Residential | Yes | Behind the Meter | Behind the Meter |  | None | Tesla Energy Operations Inc. | JCP&L | Eligible for TI Program | 2020-02-28 | 2020-03-04 | 2021-10-30 | Tesla | AC POWERWALL 2.0 | Electric Storage Battery |  |  | 2 |  |  |  | Lithium Ion |  | Inside
NJSTRE1545389082 | NJSRRE1544552203 | Transition Incentive Program | SPRING LAKE | 7762 | 17 | 7.56 | Residential | Yes | Behind the Meter | Behind the Meter |  | None | Tesla Energy Operations Inc. | JCP&L | Eligible for TI Program | 2020-02-28 | 2020-03-04 | 2021-10-30 | SolarEdge Technologies Ltd. | SE7600H-US [240V] | Inverters | 7600 |  | 1 |  |  | 0.99 |  | Indoor | Indoor
NJSTRE1545389082 | NJSRRE1544552203 | Transition Incentive Program | SPRING LAKE | 7762 | 17 | 7.56 | Residential | Yes | Behind the Meter | Behind the Meter |  | None | Tesla Energy Operations Inc. | JCP&L | Eligible for TI Program | 2020-02-28 | 2020-03-04 | 2021-10-30 | Hanwha Q CELLS | Q.PEAK DUO BLK-G5/SC315 | Solar Panels |  | 0.315 | 3 | 169 | 45 |  | Fixed | Roof
NJSTRE1545389082 | NJSRRE1544552203 | Transition Incentive Program | SPRING LAKE | 7762 | 17 | 7.56 | Residential | Yes | Behind the Meter | Behind the Meter |  | None | Tesla Energy Operations Inc. | JCP&L | Eligible for TI Program | 2020-02-28 | 2020-03-04 | 2021-10-30 | Hanwha Q CELLS | Q.PEAK DUO BLK-G5/SC315 | Solar Panels |  | 0.315 | 10 | 260 | 18 |  | Fixed | Roof
NJSTRE1545389082 | NJSRRE1544552203 | Transition Incentive Program | SPRING LAKE | 7762 | 17 | 7.56 | Residential | Yes | Behind the Meter | Behind the Meter |  | None | Tesla Energy Operations Inc. | JCP&L | Eligible for TI Program | 2020-02-28 | 2020-03-04 | 2021-10-30 | Hanwha Q CELLS | Q.PEAK DUO BLK-G5/SC315 | Solar Panels |  | 0.315 | 6 | 215 | 45 |  | Fixed | Roof
NJSTRE1545389082 | NJSRRE1544552203 | Transition Incentive Program | SPRING LAKE | 7762 | 17 | 7.56 | Residential | Yes | Behind the Meter | Behind the Meter |  | None | Tesla Energy Operations Inc. | JCP&L | Eligible for TI Program | 2020-02-28 | 2020-03-04 | 2021-10-30 | Hanwha Q CELLS | Q.PEAK DUO BLK-G5/SC315 | Solar Panels |  | 0.315 | 5 | 170 | 30 |  | Fixed | Roof
NJSTRE1545389083 | NJSRRE1544680225 | Transition Incentive Program | Bound Brook | 8805 | 5 | 8.82 | Residential | No | Behind the Meter | Net-metered residential rooftop and canopy |  | None | Vivint Solar Developer, LLC | PSE&G | Accepted | 2020-03-13 | 2020-03-18 | 2021-10-30 | SOLAREDGE | SE7600H-US | Inverters | 7600 |  | 1 |  |  | 0.992 |  | Outdoor | Near the Utility Meter
NJSTRE1545389083 | NJSRRE1544680225 | Transition Incentive Program | Bound Brook | 8805 | 5 | 8.82 | Residential | No | Behind the Meter | Net-metered residential rooftop and canopy |  | None | Vivint Solar Developer, LLC | PSE&G | Accepted | 2020-03-13 | 2020-03-18 | 2021-10-30 | LG | LG315N1K-V5 | Solar Panels |  | 0.315 | 22 | 196 | 34 |  | Fixed | Roof
NJSTRE1545389083 | NJSRRE1544680225 | Transition Incentive Program | Bound Brook | 8805 | 5 | 8.82 | Residential | No | Behind the Meter | Net-metered residential rooftop and canopy |  | None | Vivint Solar Developer, LLC | PSE&G | Accepted | 2020-03-13 | 2020-03-18 | 2021-10-30 | LG | LG315N1K-V5 | Solar Panels |  | 0.315 | 6 | 196 | 34 |  | Fixed | Roof
NJSTRE1545389085 | NJSRRE1544567400 | Transition Incentive Program | Sicklerville | 8081 | 14 | 7.04 | Residential | Yes | Behind the Meter | Behind the Meter |  | None | Skyline Solar, LLC | AC Electric | Eligible for TI Program | 2020-03-03 | 2020-03-06 | 2021-10-30 | SolarEdge | SE5000H-US | Inverters | 5000 |  | 1 |  |  | 0.99 |  | Outside | within ten feet of meter
NJSTRE1545389085 | NJSRRE1544567400 | Transition Incentive Program | Sicklerville | 8081 | 14 | 7.04 | Residential | Yes | Behind the Meter | Behind the Meter |  | None | Skyline Solar, LLC | AC Electric | Eligible for TI Program | 2020-03-03 | 2020-03-06 | 2021-10-30 | Hanwha Q-Cells | Q.PEAK DUO-G5 320 | Solar Panels |  | 0.32 | 22 | 178 | 17 |  | Fixed | Roof
NJSTRE1545389087 | NJSRRE1544793984 | Transition Incentive Program | GARFIELD | 7026 | 7 | 3.84 | Residential | Yes | Behind the Meter | Net-metered residential rooftop and canopy |  | None | Vivint Solar Developer, LLC | PSE&G | Accepted | 2020-04-02 | 2020-04-09 | 2021-10-30 | SolarEdge | SE3800H-US | Inverters | 3800 |  | 1 |  |  | 0.992 |  | Outdoor | Near the Utility Meter
NJSTRE1545389087 | NJSRRE1544793984 | Transition Incentive Program | GARFIELD | 7026 | 7 | 3.84 | Residential | Yes | Behind the Meter | Net-metered residential rooftop and canopy |  | None | Vivint Solar Developer, LLC | PSE&G | Accepted | 2020-04-02 | 2020-04-09 | 2021-10-30 | Jinko Solar | JKM320M-60HBL | Solar Panels |  | 0.32 | 12 | 187 | 38 |  | Fixed | Roof
NJSTRE1545389091 | NJSRRE1544884682 | Transition Incentive Program | PATERSON | 7502 | 6 | 9.6 | Residential | Yes | Behind the Meter | Net-metered residential rooftop and canopy |  | None | Vivint Solar Developer, LLC | PSE&G | Accepted | 2020-04-22 | 2020-04-28 | 2021-10-30 | SolarEdge | SE7600H-US | Inverters | 7600 |  | 1 |  |  | 0.992 |  | Outdoor | Near the Utility Meter
NJSTRE1545389091 | NJSRRE1544884682 | Transition Incentive Program | PATERSON | 7502 | 6 | 9.6 | Residential | Yes | Behind the Meter | Net-metered residential rooftop and canopy |  | None | Vivint Solar Developer, LLC | PSE&G | Accepted | 2020-04-22 | 2020-04-28 | 2021-10-30 | Jinko Solar | JKM320M-60HBL | Solar Panels |  | 0.32 | 12 | 49 | 43 |  | Fixed | Roof
NJSTRE1545389091 | NJSRRE1544884682 | Transition Incentive Program | PATERSON | 7502 | 6 | 9.6 | Residential | Yes | Behind the Meter | Net-metered residential rooftop and canopy |  | None | Vivint Solar Developer, LLC | PSE&G | Accepted | 2020-04-22 | 2020-04-28 | 2021-10-30 | Jinko Solar | JKM320M-60HBL | Solar Panels |  | 0.32 | 5 | 49 | 44 |  | Fixed | Roof
NJSTRE1545389091 | NJSRRE1544884682 | Transition Incentive Program | PATERSON | 7502 | 6 | 9.6 | Residential | Yes | Behind the Meter | Net-metered residential rooftop and canopy |  | None | Vivint Solar Developer, LLC | PSE&G | Accepted | 2020-04-22 | 2020-04-28 | 2021-10-30 | Jinko Solar | JKM320M-60HBL | Solar Panels |  | 0.32 | 3 | 319 | 42 |  | Fixed | Roof
NJSTRE1545389091 | NJSRRE1544884682 | Transition Incentive Program | PATERSON | 7502 | 6 | 9.6 | Residential | Yes | Behind the Meter | Net-metered residential rooftop and canopy |  | None | Vivint Solar Developer, LLC | PSE&G | Accepted | 2020-04-22 | 2020-04-28 | 2021-10-30 | Jinko Solar | JKM320M-60HBL | Solar Panels |  | 0.32 | 2 | 49 | 26 |  | Fixed | Roof
NJSTRE1545389091 | NJSRRE1544884682 | Transition Incentive Program | PATERSON | 7502 | 6 | 9.6 | Residential | Yes | Behind the Meter | Net-metered residential rooftop and canopy |  | None | Vivint Solar Developer, LLC | PSE&G | Accepted | 2020-04-22 | 2020-04-28 | 2021-10-30 | Jinko Solar | JKM320M-60HBL | Solar Panels |  | 0.32 | 2 | 49 | 27 |  | Fixed | Roof
NJSTRE1545389091 | NJSRRE1544884682 | Transition Incentive Program | PATERSON | 7502 | 6 | 9.6 | Residential | Yes | Behind the Meter | Net-metered residential rooftop and canopy |  | None | Vivint Solar Developer, LLC | PSE&G | Accepted | 2020-04-22 | 2020-04-28 | 2021-10-30 | Jinko Solar | JKM320M-60HBL | Solar Panels |  | 0.32 | 4 | 319 | 43 |  | Fixed | Roof
NJSTRE1545389091 | NJSRRE1544884682 | Transition Incentive Program | PATERSON | 7502 | 6 | 9.6 | Residential | Yes | Behind the Meter | Net-metered residential rooftop and canopy |  | None | Vivint Solar Developer, LLC | PSE&G | Accepted | 2020-04-22 | 2020-04-28 | 2021-10-30 | Jinko Solar | JKM320M-60HBL | Solar Panels |  | 0.32 | 2 | 49 | 27 |  | Fixed | Roof
NJSTRE1545389092 | NJSRRE1544708433 | Transition Incentive Program | Brick | 8723 | 18 | 11.52 | Residential | Yes | Behind the Meter | Net-metered residential rooftop and canopy |  | None | Vivint Solar Developer, LLC | JCP&L | Accepted | 2020-03-19 | 2020-03-20 | 2021-10-30 | SolarEdge | SE7600H-US | Inverters | 7600 |  | 1 |  |  | 0.992 |  | Outdoor | Near the utility meter
NJSTRE1545389092 | NJSRRE1544708433 | Transition Incentive Program | Brick | 8723 | 18 | 11.52 | Residential | Yes | Behind the Meter | Net-metered residential rooftop and canopy |  | None | Vivint Solar Developer, LLC | JCP&L | Accepted | 2020-03-19 | 2020-03-20 | 2021-10-30 | Jinko Solar | JKM320M-60HBL | Solar Panels |  | 0.32 | 17 | 261 | 20 |  | Fixed | Roof
NJSTRE1545389092 | NJSRRE1544708433 | Transition Incentive Program | Brick | 8723 | 18 | 11.52 | Residential | Yes | Behind the Meter | Net-metered residential rooftop and canopy |  | None | Vivint Solar Developer, LLC | JCP&L | Accepted | 2020-03-19 | 2020-03-20 | 2021-10-30 | Jinko Solar | JKM320M-60HBL | Solar Panels |  | 0.32 | 19 | 81 | 20 |  | Fixed | Roof
NJSTRE1545389094 | NJSRRE1544759190 | Transition Incentive Program | North Bergen | 7047 | 8 | 8.71 | Residential | Yes | Behind the Meter | Net-metered residential rooftop and canopy |  | None | Pro Custom Solar dba Momentum Solar | PSE&G | Accepted | 2020-03-23 | 2020-03-26 | 2021-10-30 | Enphase Energy | IQ7-60-2-US | Inverters | 250 |  | 26 |  |  | 0.97 |  | Outdoor | roof
NJSTRE1545389094 | NJSRRE1544759190 | Transition Incentive Program | North Bergen | 7047 | 8 | 8.71 | Residential | Yes | Behind the Meter | Net-metered residential rooftop and canopy |  | None | Pro Custom Solar dba Momentum Solar | PSE&G | Accepted | 2020-03-23 | 2020-03-26 | 2021-10-30 | Hanwha | Q.Peak DUO BLK-G6+ 335 | Solar Panels |  | 0.335 | 26 | 31 | 1 |  | Fixed | Roof
NJSTRE1545389095 | NJSRRE1544633493 | Transition Incentive Program | Bloomfield | 7003 | 9 | 14.64 | Residential | Yes | Behind the Meter | Behind the Meter |  | None | Sunrun Installation Services, Inc. | PSE&G | Eligible for TI Program | 2020-03-12 | 2020-03-17 | 2021-10-30 | Enphase Energy | IQ7-60-x-US (240V) | Inverters | 240 |  | 48 |  |  | 0.96 |  | Outdoor | Rooftop
NJSTRE1545389095 | NJSRRE1544633493 | Transition Incentive Program | Bloomfield | 7003 | 9 | 14.64 | Residential | Yes | Behind the Meter | Behind the Meter |  | None | Sunrun Installation Services, Inc. | PSE&G | Eligible for TI Program | 2020-03-12 | 2020-03-17 | 2021-10-30 | LONGi Green Energy Technology Co Ltd | LR6-60HPB-305M | Solar Panels |  | 0.305 | 6 | 86 | 18 |  | Fixed | Roof
NJSTRE1545389095 | NJSRRE1544633493 | Transition Incentive Program | Bloomfield | 7003 | 9 | 14.64 | Residential | Yes | Behind the Meter | Behind the Meter |  | None | Sunrun Installation Services, Inc. | PSE&G | Eligible for TI Program | 2020-03-12 | 2020-03-17 | 2021-10-30 | LONGi Green Energy Technology Co Ltd | LR6-60HPB-305M | Solar Panels |  | 0.305 | 16 | 354 | 18 |  | Fixed | Roof
NJSTRE1545389095 | NJSRRE1544633493 | Transition Incentive Program | Bloomfield | 7003 | 9 | 14.64 | Residential | Yes | Behind the Meter | Behind the Meter |  | None | Sunrun Installation Services, Inc. | PSE&G | Eligible for TI Program | 2020-03-12 | 2020-03-17 | 2021-10-30 | LONGi Green Energy Technology Co Ltd | LR6-60HPB-305M | Solar Panels |  | 0.305 | 6 | 266 | 22 |  | Fixed | Roof
NJSTRE1545389095 | NJSRRE1544633493 | Transition Incentive Program | Bloomfield | 7003 | 9 | 14.64 | Residential | Yes | Behind the Meter | Behind the Meter |  | None | Sunrun Installation Services, Inc. | PSE&G | Eligible for TI Program | 2020-03-12 | 2020-03-17 | 2021-10-30 | LONGi Green Energy Technology Co Ltd | LR6-60HPB-305M | Solar Panels |  | 0.305 | 20 | 174 | 20 |  | Fixed | Roof
NJSTRE1545389097 | NJSRRE1544805349 | Transition Incentive Program | Jersey City | 7305 | 8 | 3.41 | Residential | Yes | Behind the Meter | Behind the Meter |  | None | Sunrun Installation Services, Inc. | PSE&G | Eligible for TI Program | 2020-04-07 | 2020-04-10 | 2021-10-30 | Enphase Energy | IQ7-60-x-US (240V) | Inverters | 240 |  | 11 |  |  | 0.96 |  | Outdoor | Rooftop
NJSTRE1545389097 | NJSRRE1544805349 | Transition Incentive Program | Jersey City | 7305 | 8 | 3.41 | Residential | Yes | Behind the Meter | Behind the Meter |  | None | Sunrun Installation Services, Inc. | PSE&G | Eligible for TI Program | 2020-04-07 | 2020-04-10 | 2021-10-30 | REC Solar | REC310TP2M | Solar Panels |  | 0.31 | 11 | 234 | 10 |  | Fixed | Roof
NJSTRE1545389098 | NJSRRE1544776394 | Transition Incentive Program | E BRUNSWICK | 8816 | 11 | 2.56 | Residential | Yes | Behind the Meter | Net-metered residential rooftop and canopy |  | None | Vivint Solar Developer, LLC | PSE&G | Accepted | 2020-03-31 | 2020-04-09 | 2021-10-30 | SolarEdge | SE3800H-US | Inverters | 3800 |  | 1 |  |  | 0.992 |  | Outdoor | Near the Utility Meter
NJSTRE1545389098 | NJSRRE1544776394 | Transition Incentive Program | E BRUNSWICK | 8816 | 11 | 2.56 | Residential | Yes | Behind the Meter | Net-metered residential rooftop and canopy |  | None | Vivint Solar Developer, LLC | PSE&G | Accepted | 2020-03-31 | 2020-04-09 | 2021-10-30 | Jinko Solar | JKM320M-60HBL | Solar Panels |  | 0.32 | 8 | 338 | 25 |  | Fixed | Roof
NJSTRE1545389102 | NJSRRE1544849502 | Transition Incentive Program | Ramsey | 7446 | 7 | 8.19 | Residential | No | Behind the Meter | Net-metered residential rooftop and canopy |  | None | Suntuity Solar LLC | Orange Rockland Electric | Accepted | 2020-04-16 | 2020-04-23 | 2021-10-30 | Enphase Energy | IQ7-60-2-US | Inverters | 240 |  | 26 |  |  | 0.97 |  | Outdoor | Behind the PV Modules
NJSTRE1545389102 | NJSRRE1544849502 | Transition Incentive Program | Ramsey | 7446 | 7 | 8.19 | Residential | No | Behind the Meter | Net-metered residential rooftop and canopy |  | None | Suntuity Solar LLC | Orange Rockland Electric | Accepted | 2020-04-16 | 2020-04-23 | 2021-10-30 | Hanwha Solar | Q-Cells 315 Mono | Solar Panels |  | 0.315 | 6 | 263 | 29 |  | Fixed | Roof
NJSTRE1545389102 | NJSRRE1544849502 | Transition Incentive Program | Ramsey | 7446 | 7 | 8.19 | Residential | No | Behind the Meter | Net-metered residential rooftop and canopy |  | None | Suntuity Solar LLC | Orange Rockland Electric | Accepted | 2020-04-16 | 2020-04-23 | 2021-10-30 | Hanwha Solar | Q-Cells 315 Mono | Solar Panels |  | 0.315 | 2 | 89 | 29 |  | Fixed | Roof
NJSTRE1545389102 | NJSRRE1544849502 | Transition Incentive Program | Ramsey | 7446 | 7 | 8.19 | Residential | No | Behind the Meter | Net-metered residential rooftop and canopy |  | None | Suntuity Solar LLC | Orange Rockland Electric | Accepted | 2020-04-16 | 2020-04-23 | 2021-10-30 | Hanwha Solar | Q-Cells 305 Mono | Solar Panels |  | 0.315 | 18 | 173 | 27 |  | Fixed | Roof
NJSTRE1545389104 | NJSRRE1544736425 | Transition Incentive Program | Newark | 7112 | 9 | 5.27 | Residential | Yes | Behind the Meter | Behind the Meter |  | None | Sunrun Installation Services, Inc. | PSE&G | Eligible for TI Program | 2020-03-20 | 2020-03-25 | 2021-10-30 | Enphase Energy | IQ7-60-x-US (240V) | Inverters | 240 |  | 17 |  |  | 0.96 |  | Outdoor | Rooftop
NJSTRE1545389104 | NJSRRE1544736425 | Transition Incentive Program | Newark | 7112 | 9 | 5.27 | Residential | Yes | Behind the Meter | Behind the Meter |  | None | Sunrun Installation Services, Inc. | PSE&G | Eligible for TI Program | 2020-03-20 | 2020-03-25 | 2021-10-30 | REC Solar | REC310TP2M | Solar Panels |  | 0.31 | 14 | 215 | 30 |  | Fixed | Roof
NJSTRE1545389104 | NJSRRE1544736425 | Transition Incentive Program | Newark | 7112 | 9 | 5.27 | Residential | Yes | Behind the Meter | Behind the Meter |  | None | Sunrun Installation Services, Inc. | PSE&G | Eligible for TI Program | 2020-03-20 | 2020-03-25 | 2021-10-30 | REC Solar | REC310TP2M | Solar Panels |  | 0.31 | 3 | 35 | 14 |  | Fixed | Roof
NJSTRE1545389105 | NJSRRE1544680146 | Transition Incentive Program | SOMERDALE | 8083 | 14 | 5.12 | Residential | Yes | Behind the Meter | Net-metered residential rooftop and canopy |  | None | Vivint Solar Developer, LLC | PSE&G | Accepted | 2020-03-13 | 2020-03-17 | 2021-10-30 | SOLAREDGE | SE3800H-US | Inverters | 3800 |  | 1 |  |  | 0.992 |  | Outdoor | Near the Utility Meter
NJSTRE1545389105 | NJSRRE1544680146 | Transition Incentive Program | SOMERDALE | 8083 | 14 | 5.12 | Residential | Yes | Behind the Meter | Net-metered residential rooftop and canopy |  | None | Vivint Solar Developer, LLC | PSE&G | Accepted | 2020-03-13 | 2020-03-17 | 2021-10-30 | JINKO SOLAR | JKM320M-60HBL | Solar Panels |  | 0.32 | 12 | 58 | 39 |  | Fixed | Roof
NJSTRE1545389105 | NJSRRE1544680146 | Transition Incentive Program | SOMERDALE | 8083 | 14 | 5.12 | Residential | Yes | Behind the Meter | Net-metered residential rooftop and canopy |  | None | Vivint Solar Developer, LLC | PSE&G | Accepted | 2020-03-13 | 2020-03-17 | 2021-10-30 | JINKO SOLAR | JKM320M-60HBL | Solar Panels |  | 0.32 | 4 | 238 | 39 |  | Fixed | Roof
NJSTRE1545389106 | NJSRRE1544708815 | Transition Incentive Program | WILLIAMSTOWN | 8094 | 15 | 8.63 | Residential | Yes | Behind the Meter | Behind the Meter |  | None | Sunrun Installation Services, Inc. | AC Electric | Eligible for TI Program | 2020-03-17 | 2020-03-20 | 2021-10-30 | Enphase Energy | IQ7PLUS-72-x-US (240V) | Inverters | 290 |  | 25 |  |  | 0.96 |  | Outdoor | Rooftop
NJSTRE1545389106 | NJSRRE1544708815 | Transition Incentive Program | WILLIAMSTOWN | 8094 | 15 | 8.63 | Residential | Yes | Behind the Meter | Behind the Meter |  | None | Sunrun Installation Services, Inc. | AC Electric | Eligible for TI Program | 2020-03-17 | 2020-03-20 | 2021-10-30 | LG Electronics | LG345N1C-V5 | Solar Panels |  | 0.345 | 3 | 327 | 30 |  | Fixed | Roof
NJSTRE1545389106 | NJSRRE1544708815 | Transition Incentive Program | WILLIAMSTOWN | 8094 | 15 | 8.63 | Residential | Yes | Behind the Meter | Behind the Meter |  | None | Sunrun Installation Services, Inc. | AC Electric | Eligible for TI Program | 2020-03-17 | 2020-03-20 | 2021-10-30 | LG Electronics | LG345N1C-V5 | Solar Panels |  | 0.345 | 22 | 147 | 30 |  | Fixed | Roof
NJSTRE1545389107 | NJSRRE1544573980 | Transition Incentive Program | Millville | 8332 | 20 | 3.84 | Residential | Yes | Behind the Meter | Behind the Meter |  | None | Skyline Solar, LLC | AC Electric | Eligible for TI Program | 2020-03-03 | 2020-03-06 | 2021-10-30 | SolarEdge | SE3800H-US | Inverters | 3800 |  | 1 |  |  | 0.99 |  | Outside | within ten feet of meter
NJSTRE1545389107 | NJSRRE1544573980 | Transition Incentive Program | Millville | 8332 | 20 | 3.84 | Residential | Yes | Behind the Meter | Behind the Meter |  | None | Skyline Solar, LLC | AC Electric | Eligible for TI Program | 2020-03-03 | 2020-03-06 | 2021-10-30 | Hanwha Q-Cells | Q.PEAK DUO-G5 320 | Solar Panels |  | 0.32 | 12 | 108 | 20 |  | Fixed | Roof
NJSTRE1545389108 | NJSRRE1544764667 | Transition Incentive Program | Neptune | 7753 | 17 | 9.92 | Residential | Yes | Behind the Meter | Net-metered residential rooftop and canopy |  | None | Vivint Solar Developer, LLC | JCP&L | Accepted | 2020-03-27 | 2020-03-30 | 2021-10-30 | SOLAREDGE | SE7600H-US | Inverters | 7600 |  | 1 |  |  | 0.992 |  | Outdoor | Near the Utility Meter
NJSTRE1545389108 | NJSRRE1544764667 | Transition Incentive Program | Neptune | 7753 | 17 | 9.92 | Residential | Yes | Behind the Meter | Net-metered residential rooftop and canopy |  | None | Vivint Solar Developer, LLC | JCP&L | Accepted | 2020-03-27 | 2020-03-30 | 2021-10-30 | JINKO SOLAR | JKM320M-60HBL | Solar Panels |  | 0.32 | 24 | 155 | 34 |  | Fixed | Roof
NJSTRE1545389108 | NJSRRE1544764667 | Transition Incentive Program | Neptune | 7753 | 17 | 9.92 | Residential | Yes | Behind the Meter | Net-metered residential rooftop and canopy |  | None | Vivint Solar Developer, LLC | JCP&L | Accepted | 2020-03-27 | 2020-03-30 | 2021-10-30 | JINKO SOLAR | JKM320M-60HBL | Solar Panels |  | 0.32 | 7 | 335 | 34 |  | Fixed | Roof
NJSTRE1545389109 | NJSRRE1544868063 | Transition Incentive Program | Newark | 7114 | 9 | 5.12 | Residential | No | Behind the Meter | Net-metered residential rooftop and canopy |  | None | Posigen NJ LLC | PSE&G | Accepted |  | 2020-04-27 | 2021-10-30 | SolarEdge | SE3800H-US | Inverters | 3800 |  | 1 |  |  | 0.99 |  | Outside | within ten feet of meter
NJSTRE1545389109 | NJSRRE1544868063 | Transition Incentive Program | Newark | 7114 | 9 | 5.12 | Residential | No | Behind the Meter | Net-metered residential rooftop and canopy |  | None | Posigen NJ LLC | PSE&G | Accepted |  | 2020-04-27 | 2021-10-30 | Silfab | SIL-320 BL Mono | Solar Panels |  | 0.32 | 16 | 0 | 0 |  | Fixed | Roof
NJSTRE1545389110 | NJSRRE1544776508 | Transition Incentive Program | Berlin | 8009 | 14 | 398.16 | Commercial | Yes | Behind the Meter | Net-metered residential rooftop and canopy |  | None | Renewable Energy Alliance | AC Electric | Accepted | 2020-03-31 | 2020-04-09 | 2021-10-30 | Elkor | WattsOn | Meters |  |  | 1 |  |  |  | Yes | Outdoor
NJSTRE1545389110 | NJSRRE1544776508 | Transition Incentive Program | Berlin | 8009 | 14 | 398.16 | Commercial | Yes | Behind the Meter | Net-metered residential rooftop and canopy |  | None | Renewable Energy Alliance | AC Electric | Accepted | 2020-03-31 | 2020-04-09 | 2021-10-30 | SMA | Core1-50-US | Inverters | 50000 |  | 6 |  |  | 0.98 |  | Outdoor | Under Array
NJSTRE1545389110 | NJSRRE1544776508 | Transition Incentive Program | Berlin | 8009 | 14 | 398.16 | Commercial | Yes | Behind the Meter | Net-metered residential rooftop and canopy |  | None | Renewable Energy Alliance | AC Electric | Accepted | 2020-03-31 | 2020-04-09 | 2021-10-30 | ZNShine Solar | ZXM6-72-395M | Solar Panels |  | 0.395 | 1008 | 170 | 10 |  | Fixed | Parking Lot
NJSTRE1545389111 | NJSRRE1544597871 | Transition Incentive Program | Hackettstown | 7840 | 2 | 6.6 | Residential | No | Behind the Meter | Behind the Meter |  | None | Power Home Remodeling Group | JCP&L | Eligible for TI Program | 2020-03-04 | 2020-03-09 | 2021-10-30 | Solar Edge | Revenue Grade Data Ansi C12.20 | Meters |  |  | 1 |  |  |  | Yes | Outdoor
NJSTRE1545389111 | NJSRRE1544597871 | Transition Incentive Program | Hackettstown | 7840 | 2 | 6.6 | Residential | No | Behind the Meter | Behind the Meter |  | None | Power Home Remodeling Group | JCP&L | Eligible for TI Program | 2020-03-04 | 2020-03-09 | 2021-10-30 | Solar Edge | SE5000H-US | Inverters | 5000 |  | 1 |  |  | 0.99 |  | Outdoor | Near meter
NJSTRE1545389111 | NJSRRE1544597871 | Transition Incentive Program | Hackettstown | 7840 | 2 | 6.6 | Residential | No | Behind the Meter | Behind the Meter |  | None | Power Home Remodeling Group | JCP&L | Eligible for TI Program | 2020-03-04 | 2020-03-09 | 2021-10-30 | Hyundai | HiS-S300RG | Solar Panels |  | 0.3 | 19 | 208 | 27 |  | Fixed | Roof
NJSTRE1545389111 | NJSRRE1544597871 | Transition Incentive Program | Hackettstown | 7840 | 2 | 6.6 | Residential | No | Behind the Meter | Behind the Meter |  | None | Power Home Remodeling Group | JCP&L | Eligible for TI Program | 2020-03-04 | 2020-03-09 | 2021-10-30 | Hyundai | HiS-S300RG | Solar Panels |  | 0.3 | 3 | 128 | 41 |  | Fixed | Roof
NJSTRE1545389112 | NJSRRE1544761173 | Transition Incentive Program | Paterson | 7514 | 6 | 2.79 | Residential | Yes | Behind the Meter | Behind the Meter |  | None | Sunrun Installation Services, Inc. | PSE&G | Eligible for TI Program | 2020-03-24 | 2020-04-09 | 2021-10-30 | Enphase Energy | IQ7-60-x-US (240V) | Inverters | 240 |  | 9 |  |  | 0.96 |  | Outdoor | Rooftop
NJSTRE1545389112 | NJSRRE1544761173 | Transition Incentive Program | Paterson | 7514 | 6 | 2.79 | Residential | Yes | Behind the Meter | Behind the Meter |  | None | Sunrun Installation Services, Inc. | PSE&G | Eligible for TI Program | 2020-03-24 | 2020-04-09 | 2021-10-30 | REC Solar | REC310TP2M | Solar Panels |  | 0.31 | 9 | 193 | 40 |  | Fixed | Roof
NJSTRE1545389113 | NJSRRE1544905133 | Transition Incentive Program | Bayonne City | 7002 | 8 | 26.95 | Commercial | No | Behind the Meter | Net-metered non-residential rooftop and canopy |  | None | Ameresco | PSE&G | Accepted | 2020-04-30 | 2020-04-30 | 2021-10-30 | SolarEdge | SE14.4KUS | Inverters | 14.4 |  | 1 |  |  | 0.975 |  | Outdoor | N/A
NJSTRE1545389113 | NJSRRE1544905133 | Transition Incentive Program | Bayonne City | 7002 | 8 | 26.95 | Commercial | No | Behind the Meter | Net-metered non-residential rooftop and canopy |  | None | Ameresco | PSE&G | Accepted | 2020-04-30 | 2020-04-30 | 2021-10-30 | JA | JAM72S09 385/PR | Solar Panels |  | 0.385 | 70 | 213 | 10 |  | Fixed | Roof
NJSTRE1545389114 | NJSRRE1544794905 | Transition Incentive Program | Edison TWP | 8817 | 11 | 8.38 | Residential | Yes | Behind the Meter | Net-metered residential rooftop and canopy |  | None | Vision Solar LLC | PSE&G | Accepted | 2020-04-02 | 2020-04-09 | 2021-10-30 | enphase | iq7-60-2-us | Inverters | 0.25 |  | 25 |  |  | 0.96 |  | Other | behind panels
NJSTRE1545389114 | NJSRRE1544794905 | Transition Incentive Program | Edison TWP | 8817 | 11 | 8.38 | Residential | Yes | Behind the Meter | Net-metered residential rooftop and canopy |  | None | Vision Solar LLC | PSE&G | Accepted | 2020-04-02 | 2020-04-09 | 2021-10-30 | lg solar | LG335N1K-V5 | Solar Panels |  | 0.335 | 25 | 172 | 10 |  | Fixed | Roof
NJSTRE1545389116 | NJSRRE1544761215 | Transition Incentive Program | Egg Harbor Township | 8234 | 19 | 7.85 | Residential | Yes | Behind the Meter | Net-metered residential rooftop and canopy |  | None | Castle Energy, LLC | AC Electric | Accepted | 2020-03-24 | 2020-03-27 | 2021-10-30 | SunPower | SPR-E20-327-C-AC | Inverters | 320 |  | 24 |  |  | 0.975 |  | Outdoor | on the rooftop under each solar panel
NJSTRE1545389116 | NJSRRE1544761215 | Transition Incentive Program | Egg Harbor Township | 8234 | 19 | 7.85 | Residential | Yes | Behind the Meter | Net-metered residential rooftop and canopy |  | None | Castle Energy, LLC | AC Electric | Accepted | 2020-03-24 | 2020-03-27 | 2021-10-30 | SunPower | SPR-E20-327-C-AC | Solar Panels |  | 0.327 | 3 | 291 | 14 |  | Fixed | Roof
NJSTRE1545389116 | NJSRRE1544761215 | Transition Incentive Program | Egg Harbor Township | 8234 | 19 | 7.85 | Residential | Yes | Behind the Meter | Net-metered residential rooftop and canopy |  | None | Castle Energy, LLC | AC Electric | Accepted | 2020-03-24 | 2020-03-27 | 2021-10-30 | SunPower | SPR-E20-327-C-AC | Solar Panels |  | 0.327 | 12 | 291 | 14 |  | Fixed | Roof
NJSTRE1545389116 | NJSRRE1544761215 | Transition Incentive Program | Egg Harbor Township | 8234 | 19 | 7.85 | Residential | Yes | Behind the Meter | Net-metered residential rooftop and canopy |  | None | Castle Energy, LLC | AC Electric | Accepted | 2020-03-24 | 2020-03-27 | 2021-10-30 | SunPower | SPR-E20-327-C-AC | Solar Panels |  | 0.327 | 9 | 111 | 14 |  | Fixed | Roof
NJSTRE1545389120 | NJSRRE1544626432 | Transition Incentive Program | Toms River | 8753 | 18 | 12.43 | Residential | No | Behind the Meter | Net-metered residential rooftop and canopy |  | None | SunPower Corporation, Systems | JCP&L | Accepted | 2020-03-11 | 2020-03-16 | 2021-10-30 | SUNPOWER | SPR-E20-327-E-AC | Inverters | 320 |  | 38 |  |  | 0.96 |  | Other | under each panel
NJSTRE1545389120 | NJSRRE1544626432 | Transition Incentive Program | Toms River | 8753 | 18 | 12.43 | Residential | No | Behind the Meter | Net-metered residential rooftop and canopy |  | None | SunPower Corporation, Systems | JCP&L | Accepted | 2020-03-11 | 2020-03-16 | 2021-10-30 | SUNPOWER | SPR-E20-327-E-AC | Solar Panels |  | 0.327 | 11 | 316 | 18 |  | Fixed | Roof
NJSTRE1545389120 | NJSRRE1544626432 | Transition Incentive Program | Toms River | 8753 | 18 | 12.43 | Residential | No | Behind the Meter | Net-metered residential rooftop and canopy |  | None | SunPower Corporation, Systems | JCP&L | Accepted | 2020-03-11 | 2020-03-16 | 2021-10-30 | SUNPOWER | SPR-E20-327-E-AC | Solar Panels |  | 0.327 | 27 | 136 | 18 |  | Fixed | Roof
NJSTRE1545389121 | NJSRRE1544844062 | Transition Incentive Program | Perth Amboy | 8861 | 11 | 4.03 | Residential | Yes | Behind the Meter | Behind the Meter |  | None | Sunrun Installation Services, Inc. | PSE&G | Eligible for TI Program | 2020-04-15 | 2020-04-22 | 2021-10-30 | Enphase Energy | IQ7-60-x-US (240V) | Inverters | 240 |  | 13 |  |  | 0.96 |  | Outdoor | Rooftop
NJSTRE1545389121 | NJSRRE1544844062 | Transition Incentive Program | Perth Amboy | 8861 | 11 | 4.03 | Residential | Yes | Behind the Meter | Behind the Meter |  | None | Sunrun Installation Services, Inc. | PSE&G | Eligible for TI Program | 2020-04-15 | 2020-04-22 | 2021-10-30 | REC Solar | REC310TP2M | Solar Panels |  | 0.31 | 4 | 9 | 14 |  | Fixed | Roof
NJSTRE1545389121 | NJSRRE1544844062 | Transition Incentive Program | Perth Amboy | 8861 | 11 | 4.03 | Residential | Yes | Behind the Meter | Behind the Meter |  | None | Sunrun Installation Services, Inc. | PSE&G | Eligible for TI Program | 2020-04-15 | 2020-04-22 | 2021-10-30 | REC Solar | REC310TP2M | Solar Panels |  | 0.31 | 9 | 9 | 40 |  | Fixed | Roof
NJSTRE1545389122 | NJSRRE1544736384 | Transition Incentive Program | EGG HARBOR TOWNSHIP | 8234 | 19 | 8.96 | Residential | Yes | Behind the Meter | Net-metered residential rooftop and canopy |  | None | Vivint Solar Developer, LLC | AC Electric | Accepted | 2020-03-20 | 2020-03-25 | 2021-10-30 | SOLAR EDGE | SE7600H-US | Inverters | 7600 |  | 1 |  |  | 0.992 |  | Outdoor | Near the Utility Meter
NJSTRE1545389122 | NJSRRE1544736384 | Transition Incentive Program | EGG HARBOR TOWNSHIP | 8234 | 19 | 8.96 | Residential | Yes | Behind the Meter | Net-metered residential rooftop and canopy |  | None | Vivint Solar Developer, LLC | AC Electric | Accepted | 2020-03-20 | 2020-03-25 | 2021-10-30 | Jinko Solar | JKM320M-60HBL | Solar Panels |  | 0.32 | 13 | 217 | 23 |  | Fixed | Roof
NJSTRE1545389122 | NJSRRE1544736384 | Transition Incentive Program | EGG HARBOR TOWNSHIP | 8234 | 19 | 8.96 | Residential | Yes | Behind the Meter | Net-metered residential rooftop and canopy |  | None | Vivint Solar Developer, LLC | AC Electric | Accepted | 2020-03-20 | 2020-03-25 | 2021-10-30 | Jinko Solar | JKM320M-60HBL | Solar Panels |  | 0.32 | 15 | 37 | 23 |  | Fixed | Roof
NJSTRE1545389123 | NJSRRE1544884368 | Transition Incentive Program | West Long Branch | 7764 | 17 | 6.08 | Residential | Yes | Behind the Meter | Net-metered residential rooftop and canopy |  | None | Vivint Solar Developer, LLC | JCP&L | Accepted | 2020-04-22 | 2020-04-28 | 2021-10-30 | Solar Edge | SE7600H-US | Inverters | 7600 |  | 1 |  |  | 0.992 |  | Outdoor | Near the Utility Meter
NJSTRE1545389123 | NJSRRE1544884368 | Transition Incentive Program | West Long Branch | 7764 | 17 | 6.08 | Residential | Yes | Behind the Meter | Net-metered residential rooftop and canopy |  | None | Vivint Solar Developer, LLC | JCP&L | Accepted | 2020-04-22 | 2020-04-28 | 2021-10-30 | JINKO SOLAR | JKM320M-60HBL | Solar Panels |  | 0.32 | 19 | 233 | 28 |  | Fixed | Roof
NJSTRE1545389124 | NJSRRE1544761212 | Transition Incentive Program | Paterson | 7514 | 6 | 2.79 | Residential | Yes | Behind the Meter | Behind the Meter |  | None | Sunrun Installation Services, Inc. | PSE&G | Eligible for TI Program | 2020-03-24 | 2020-04-09 | 2021-10-30 | Enphase Energy | IQ7-60-x-US (240V) | Inverters | 240 |  | 9 |  |  | 0.96 |  | Outdoor | Rooftop
NJSTRE1545389124 | NJSRRE1544761212 | Transition Incentive Program | Paterson | 7514 | 6 | 2.79 | Residential | Yes | Behind the Meter | Behind the Meter |  | None | Sunrun Installation Services, Inc. | PSE&G | Eligible for TI Program | 2020-03-24 | 2020-04-09 | 2021-10-30 | REC Solar | REC310TP2M | Solar Panels |  | 0.31 | 9 | 13 | 18 |  | Fixed | Roof
NJSTRE1545389128 | NJSRRE1544817743 | Transition Incentive Program | Roselle | 7203 | 10 | 7.26 | Residential | No | Behind the Meter | Net-metered residential rooftop and canopy |  | None | Whitman Construction, LLC | PSE&G | Accepted | 2020-04-09 | 2020-04-15 | 2021-10-30 | Enphase Energy | IQ7X-96-2-US | Inverters | 0.315 |  | 22 |  |  | 0.975 |  | Outside | Roof Top
NJSTRE1545389128 | NJSRRE1544817743 | Transition Incentive Program | Roselle | 7203 | 10 | 7.26 | Residential | No | Behind the Meter | Net-metered residential rooftop and canopy |  | None | Whitman Construction, LLC | PSE&G | Accepted | 2020-04-09 | 2020-04-15 | 2021-10-30 | Panasonic | VBHN330SA17 | Solar Panels |  | 0.33 | 15 | 168 | 30 |  | Fixed | Roof
NJSTRE1545389128 | NJSRRE1544817743 | Transition Incentive Program | Roselle | 7203 | 10 | 7.26 | Residential | No | Behind the Meter | Net-metered residential rooftop and canopy |  | None | Whitman Construction, LLC | PSE&G | Accepted | 2020-04-09 | 2020-04-15 | 2021-10-30 | Panasonic | VBHN330SA17 | Solar Panels |  | 0.33 | 7 | 169 | 30 |  | Fixed | Roof
NJSTRE1545389129 | NJSRRE1544796052 | Transition Incentive Program | MIDDLETOWN | 7748 | 17 | 2.56 | Residential | Yes | Behind the Meter | Net-metered residential rooftop and canopy |  | None | Vivint Solar Developer, LLC | JCP&L | Accepted | 2020-04-03 | 2020-04-09 | 2021-10-30 | SOLAREDGE | SE3800H-US | Inverters | 3800 |  | 1 |  |  | 0.992 |  | Outdoor | Near the Utility Meter
NJSTRE1545389129 | NJSRRE1544796052 | Transition Incentive Program | MIDDLETOWN | 7748 | 17 | 2.56 | Residential | Yes | Behind the Meter | Net-metered residential rooftop and canopy |  | None | Vivint Solar Developer, LLC | JCP&L | Accepted | 2020-04-03 | 2020-04-09 | 2021-10-30 | JINKO SOLAR | JKM320M-60HBL | Solar Panels |  | 0.32 | 3 | 353 | 30 |  | Fixed | Roof
NJSTRE1545389129 | NJSRRE1544796052 | Transition Incentive Program | MIDDLETOWN | 7748 | 17 | 2.56 | Residential | Yes | Behind the Meter | Net-metered residential rooftop and canopy |  | None | Vivint Solar Developer, LLC | JCP&L | Accepted | 2020-04-03 | 2020-04-09 | 2021-10-30 | JINKO SOLAR | JKM320M-60HBL | Solar Panels |  | 0.32 | 5 | 83 | 12 |  | Fixed | Roof
NJSTRE1545389130 | NJSRRE1544855176 | Transition Incentive Program | SOMERS POINT | 8244 | 19 | 7.36 | Residential | No | Behind the Meter | Net-metered residential rooftop and canopy |  | None | Vivint Solar Developer, LLC | AC Electric | Accepted | 2020-04-17 | 2020-04-24 | 2021-10-30 | SolarEdge | SE7600H-US | Inverters | 7600 |  | 1 |  |  | 0.992 |  | Outdoor | Near the Utility Meter
NJSTRE1545389130 | NJSRRE1544855176 | Transition Incentive Program | SOMERS POINT | 8244 | 19 | 7.36 | Residential | No | Behind the Meter | Net-metered residential rooftop and canopy |  | None | Vivint Solar Developer, LLC | AC Electric | Accepted | 2020-04-17 | 2020-04-24 | 2021-10-30 | Jinko Solar | JKM320M-60HBL | Solar Panels |  | 0.32 | 12 | 129 | 22 |  | Fixed | Roof
NJSTRE1545389130 | NJSRRE1544855176 | Transition Incentive Program | SOMERS POINT | 8244 | 19 | 7.36 | Residential | No | Behind the Meter | Net-metered residential rooftop and canopy |  | None | Vivint Solar Developer, LLC | AC Electric | Accepted | 2020-04-17 | 2020-04-24 | 2021-10-30 | Jinko Solar | JKM320M-60HBL | Solar Panels |  | 0.32 | 11 | 129 | 22 |  | Fixed | Roof
NJSTRE1545389132 | NJSRRE1544736090 | Transition Incentive Program | TUCKERTON | 8087 | 18 | 5.44 | Residential | Yes | Behind the Meter | Net-metered residential rooftop and canopy |  | None | Vivint Solar Developer, LLC | AC Electric | Accepted | 2020-03-23 | 2020-03-25 | 2021-10-30 | SOLAREDGE | SE3800H-US | Inverters | 3800 |  | 1 |  |  | 0.992 |  | Outdoor | Near the Utility Meter
NJSTRE1545389132 | NJSRRE1544736090 | Transition Incentive Program | TUCKERTON | 8087 | 18 | 5.44 | Residential | Yes | Behind the Meter | Net-metered residential rooftop and canopy |  | None | Vivint Solar Developer, LLC | AC Electric | Accepted | 2020-03-23 | 2020-03-25 | 2021-10-30 | Jinko Solar | JKM320M-60HBL | Solar Panels |  | 0.32 | 11 | 162 | 16 |  | Fixed | Roof
NJSTRE1545389132 | NJSRRE1544736090 | Transition Incentive Program | TUCKERTON | 8087 | 18 | 5.44 | Residential | Yes | Behind the Meter | Net-metered residential rooftop and canopy |  | None | Vivint Solar Developer, LLC | AC Electric | Accepted | 2020-03-23 | 2020-03-25 | 2021-10-30 | Jinko Solar | JKM320M-60HBL | Solar Panels |  | 0.32 | 6 | 342 | 8 |  | Fixed | Roof
NJSTRE1545389133 | NJSRRE1544767221 | Transition Incentive Program | Long Valley | 7853 | 3 | 11.34 | Residential | Yes | Behind the Meter | Net-metered residential rooftop and canopy |  | None | Tesla Energy Operations Inc | JCP&L | Accepted | 2020-03-26 | 2020-03-31 | 2021-10-30 | Delta Electronics | M10-TL-US [240V] | Inverters | 9600 |  | 1 |  |  | 0.975 |  | Outdoor | Outdoor
NJSTRE1545389133 | NJSRRE1544767221 | Transition Incentive Program | Long Valley | 7853 | 3 | 11.34 | Residential | Yes | Behind the Meter | Net-metered residential rooftop and canopy |  | None | Tesla Energy Operations Inc | JCP&L | Accepted | 2020-03-26 | 2020-03-31 | 2021-10-30 | Hanwha Q Cells | Q.PEAK DUO BLK-G5/SC315 | Solar Panels |  | 0.315 | 24 | 131 | 34 |  | Fixed | Roof
NJSTRE1545389133 | NJSRRE1544767221 | Transition Incentive Program | Long Valley | 7853 | 3 | 11.34 | Residential | Yes | Behind the Meter | Net-metered residential rooftop and canopy |  | None | Tesla Energy Operations Inc | JCP&L | Accepted | 2020-03-26 | 2020-03-31 | 2021-10-30 | Hanwha Q Cells | Q.PEAK DUO BLK-G5/SC315 | Solar Panels |  | 0.315 | 12 | 131 | 34 |  | Fixed | Roof
NJSTRE1545389136 | NJSRRE1544805320 | Transition Incentive Program | Fairview | 7022 | 7 | 3.72 | Residential | Yes | Behind the Meter | Behind the Meter |  | None | Sunrun Installation Services, Inc. | PSE&G | Eligible for TI Program | 2020-04-07 | 2020-04-10 | 2021-10-30 | Enphase Energy | IQ7-60-x-US (240V) | Inverters | 240 |  | 12 |  |  | 0.96 |  | Outdoor | Rooftop
NJSTRE1545389136 | NJSRRE1544805320 | Transition Incentive Program | Fairview | 7022 | 7 | 3.72 | Residential | Yes | Behind the Meter | Behind the Meter |  | None | Sunrun Installation Services, Inc. | PSE&G | Eligible for TI Program | 2020-04-07 | 2020-04-10 | 2021-10-30 | REC Solar | REC310TP2M | Solar Panels |  | 0.31 | 2 | 203 | 18 |  | Fixed | Roof
NJSTRE1545389136 | NJSRRE1544805320 | Transition Incentive Program | Fairview | 7022 | 7 | 3.72 | Residential | Yes | Behind the Meter | Behind the Meter |  | None | Sunrun Installation Services, Inc. | PSE&G | Eligible for TI Program | 2020-04-07 | 2020-04-10 | 2021-10-30 | REC Solar | REC310TP2M | Solar Panels |  | 0.31 | 2 | 117 | 18 |  | Fixed | Roof
NJSTRE1545389136 | NJSRRE1544805320 | Transition Incentive Program | Fairview | 7022 | 7 | 3.72 | Residential | Yes | Behind the Meter | Behind the Meter |  | None | Sunrun Installation Services, Inc. | PSE&G | Eligible for TI Program | 2020-04-07 | 2020-04-10 | 2021-10-30 | REC Solar | REC310TP2M | Solar Panels |  | 0.31 | 3 | 25 | 34 |  | Fixed | Roof
NJSTRE1545389136 | NJSRRE1544805320 | Transition Incentive Program | Fairview | 7022 | 7 | 3.72 | Residential | Yes | Behind the Meter | Behind the Meter |  | None | Sunrun Installation Services, Inc. | PSE&G | Eligible for TI Program | 2020-04-07 | 2020-04-10 | 2021-10-30 | REC Solar | REC310TP2M | Solar Panels |  | 0.31 | 5 | 205 | 34 |  | Fixed | Roof
NJSTRE1545389139 | NJSRRE1544680826 | Transition Incentive Program | egg harbor township | 8234 | 19 | 26.52 | Residential | No | Behind the Meter | Behind the Meter |  | None | Sun Up Zero Down | AC Electric | Eligible for TI Program | 2020-03-19 | 2020-03-19 | 2021-10-30 | Solaredge | SE7600H-US | Inverters | 7600 |  | 1 |  |  | 0.973 |  | Outdoor | behind array
NJSTRE1545389139 | NJSRRE1544680826 | Transition Incentive Program | egg harbor township | 8234 | 19 | 26.52 | Residential | No | Behind the Meter | Behind the Meter |  | None | Sun Up Zero Down | AC Electric | Eligible for TI Program | 2020-03-19 | 2020-03-19 | 2021-10-30 | Solaredge | SE11400H-US | Inverters | 11400 |  | 1 |  |  | 0.98 |  | Outside | behind array
NJSTRE1545389139 | NJSRRE1544680826 | Transition Incentive Program | egg harbor township | 8234 | 19 | 26.52 | Residential | No | Behind the Meter | Behind the Meter |  | None | Sun Up Zero Down | AC Electric | Eligible for TI Program | 2020-03-19 | 2020-03-19 | 2021-10-30 | Trina | TSM-340-DD14A(II) | Solar Panels |  | 0.34 | 78 | 180 | 25 |  | Fixed | Pole | groundmount array
NJSTRE1545389141 | NJSRRE1544805359 | Transition Incentive Program | Camden | 8104 | 14 | 5.12 | Residential | Yes | Behind the Meter | Behind the Meter |  | None | Steve Whitman LLC | PSE&G | Eligible for TI Program | 2020-04-07 | 2020-04-13 | 2021-10-30 | SolarEdge | SE3800H-US | Inverters | 3800 |  | 1 |  |  | 0.99 |  | Outside | within ten feet of meter
NJSTRE1545389141 | NJSRRE1544805359 | Transition Incentive Program | Camden | 8104 | 14 | 5.12 | Residential | Yes | Behind the Meter | Behind the Meter |  | None | Steve Whitman LLC | PSE&G | Eligible for TI Program | 2020-04-07 | 2020-04-13 | 2021-10-30 | Hanwha Q-Cells | Q.PEAK DUO-G5 320 | Solar Panels |  | 0.32 | 16 | 178 | 10 |  | Fixed | Roof
NJSTRE1545389142 | NJSRRE1544768751 | Transition Incentive Program | Somerset | 8873 | 5 | 6.03 | Residential | Yes | Behind the Meter | Net-metered residential rooftop and canopy |  | None | Pro Custom Solar dba Momentum Solar | PSE&G | Accepted | 2020-03-27 | 2020-04-01 | 2021-10-30 | Enphase Energy | IQ7-60-2-US | Inverters | 250 |  | 18 |  |  | 0.97 |  | Outdoor | roof
NJSTRE1545389142 | NJSRRE1544768751 | Transition Incentive Program | Somerset | 8873 | 5 | 6.03 | Residential | Yes | Behind the Meter | Net-metered residential rooftop and canopy |  | None | Pro Custom Solar dba Momentum Solar | PSE&G | Accepted | 2020-03-27 | 2020-04-01 | 2021-10-30 | Hanwha | Q.Peak DUO BLK-G6+ 335 | Solar Panels |  | 0.335 | 3 | 128 | 40 |  | Fixed | Roof
NJSTRE1545389142 | NJSRRE1544768751 | Transition Incentive Program | Somerset | 8873 | 5 | 6.03 | Residential | Yes | Behind the Meter | Net-metered residential rooftop and canopy |  | None | Pro Custom Solar dba Momentum Solar | PSE&G | Accepted | 2020-03-27 | 2020-04-01 | 2021-10-30 | Hanwha | Q.Peak DUO BLK-G6+ 335 | Solar Panels |  | 0.335 | 15 | 128 | 40 |  | Fixed | Roof
NJSTRE1545389144 | NJSRRE1544816406 | Transition Incentive Program | HACKETTSTOWN | 7840 | 2 | 6.72 | Residential | Yes | Behind the Meter | Net-metered residential rooftop and canopy |  | None | Vivint Solar Developer, LLC | JCP&L | Accepted | 2020-04-08 | 2020-04-15 | 2021-10-30 | SolarEdge | SE7600H-US | Inverters | 7600 |  | 1 |  |  | 0.992 |  | Outdoor | Near the Utility Meter
NJSTRE1545389144 | NJSRRE1544816406 | Transition Incentive Program | HACKETTSTOWN | 7840 | 2 | 6.72 | Residential | Yes | Behind the Meter | Net-metered residential rooftop and canopy |  | None | Vivint Solar Developer, LLC | JCP&L | Accepted | 2020-04-08 | 2020-04-15 | 2021-10-30 | Jinko Solar | JKM320M-60HBL | Solar Panels |  | 0.32 | 12 | 92 | 18 |  | Fixed | Roof
NJSTRE1545389144 | NJSRRE1544816406 | Transition Incentive Program | HACKETTSTOWN | 7840 | 2 | 6.72 | Residential | Yes | Behind the Meter | Net-metered residential rooftop and canopy |  | None | Vivint Solar Developer, LLC | JCP&L | Accepted | 2020-04-08 | 2020-04-15 | 2021-10-30 | Jinko Solar | JKM320M-60HBL | Solar Panels |  | 0.32 | 9 | 184 | 24 |  | Fixed | Roof
NJSTRE1545389146 | NJSRRE1544560320 | Transition Incentive Program | NEWARK | 7112 | 9 | 10.68 | Residential | No | Behind the Meter | Behind the Meter |  | None | Infinity Solar Systems | PSE&G | Eligible for TI Program | 2020-03-02 | 2020-03-04 | 2021-10-30 | ENPHASE | IQ7-60-X-US | Inverters | 240 |  | 35 |  |  | 0.97 |  | Outside | MICROINVERTERS
NJSTRE1545389146 | NJSRRE1544560320 | Transition Incentive Program | NEWARK | 7112 | 9 | 10.68 | Residential | No | Behind the Meter | Behind the Meter |  | None | Infinity Solar Systems | PSE&G | Eligible for TI Program | 2020-03-02 | 2020-03-04 | 2021-10-30 | TRINA | TSM-305DD05A.05(II) | Solar Panels |  | 0.305 | 35 | 216 | 25 |  | Fixed | Roof
NJSTRE1545389150 | NJSRRE1544582275 | Transition Incentive Program | Pine Hill | 8021 | 14 | 8.51 | Residential | No | Behind the Meter | Behind the Meter |  | None | All Season Solar | AC Electric | Eligible for TI Program | 2020-03-03 | 2020-03-06 | 2021-10-30 | Enphase | IQ7 | Inverters | 240 |  | 27 |  |  | 0.97 |  | Outdoor | Under Module
NJSTRE1545389150 | NJSRRE1544582275 | Transition Incentive Program | Pine Hill | 8021 | 14 | 8.51 | Residential | No | Behind the Meter | Behind the Meter |  | None | All Season Solar | AC Electric | Eligible for TI Program | 2020-03-03 | 2020-03-06 | 2021-10-30 | Certain Teed | CT315HC11-04 | Solar Panels |  | 0.315 | 27 | 282 | 11 |  | Fixed | Roof
NJSTRE1545389154 | NJSRRE1544598384 | Transition Incentive Program | Montvale | 7645 | 7 | 7.56 | Residential | No | Behind the Meter | Behind the Meter |  | None | Tesla Energy Operations Inc. | Orange Rockland Electric | Eligible for TI Program | 2020-03-04 | 2020-03-09 | 2021-10-30 | SolarEdge Technologies | SE7600H-US | Inverters | 7600 |  | 1 |  |  | 0.99 |  | Outside | Near the meter
NJSTRE1545389154 | NJSRRE1544598384 | Transition Incentive Program | Montvale | 7645 | 7 | 7.56 | Residential | No | Behind the Meter | Behind the Meter |  | None | Tesla Energy Operations Inc. | Orange Rockland Electric | Eligible for TI Program | 2020-03-04 | 2020-03-09 | 2021-10-30 | Hanwha Q CELLS | Q.PEAK DUO BLK-G5/SC315 | Solar Panels |  | 0.315 | 9 | 237 | 23 |  | Fixed | Roof
NJSTRE1545389154 | NJSRRE1544598384 | Transition Incentive Program | Montvale | 7645 | 7 | 7.56 | Residential | No | Behind the Meter | Behind the Meter |  | None | Tesla Energy Operations Inc. | Orange Rockland Electric | Eligible for TI Program | 2020-03-04 | 2020-03-09 | 2021-10-30 | Hanwha Q CELLS | Q.PEAK DUO BLK-G5/SC315 | Solar Panels |  | 0.315 | 6 | 147 | 23 |  | Fixed | Roof
NJSTRE1545389154 | NJSRRE1544598384 | Transition Incentive Program | Montvale | 7645 | 7 | 7.56 | Residential | No | Behind the Meter | Behind the Meter |  | None | Tesla Energy Operations Inc. | Orange Rockland Electric | Eligible for TI Program | 2020-03-04 | 2020-03-09 | 2021-10-30 | Hanwha Q CELLS | Q.PEAK DUO BLK-G5/SC315 | Solar Panels |  | 0.315 | 9 | 57 | 23 |  | Fixed | Roof
NJSTRE1545389155 | NJSRRE1544598224 | Transition Incentive Program | WEST ORANGE | 7052 | 9 | 4.8 | Residential | Yes | Behind the Meter | Net-metered residential rooftop and canopy |  | None | Vivint Solar Developer, LLC | PSE&G | Accepted | 2020-03-04 | 2020-03-09 | 2021-10-30 | SOLAREDGE | SE3800H-US | Inverters | 3800 |  | 1 |  |  | 0.992 |  | Outdoor | Near the Utility Meter
NJSTRE1545389155 | NJSRRE1544598224 | Transition Incentive Program | WEST ORANGE | 7052 | 9 | 4.8 | Residential | Yes | Behind the Meter | Net-metered residential rooftop and canopy |  | None | Vivint Solar Developer, LLC | PSE&G | Accepted | 2020-03-04 | 2020-03-09 | 2021-10-30 | JINKO SOLAR | JKM320M-60HBL | Solar Panels |  | 0.32 | 2 | 196 | 8 |  | Fixed | Roof
NJSTRE1545389155 | NJSRRE1544598224 | Transition Incentive Program | WEST ORANGE | 7052 | 9 | 4.8 | Residential | Yes | Behind the Meter | Net-metered residential rooftop and canopy |  | None | Vivint Solar Developer, LLC | PSE&G | Accepted | 2020-03-04 | 2020-03-09 | 2021-10-30 | JINKO SOLAR | JKM320M-60HBL | Solar Panels |  | 0.32 | 5 | 16 | 36 |  | Fixed | Roof
NJSTRE1545389155 | NJSRRE1544598224 | Transition Incentive Program | WEST ORANGE | 7052 | 9 | 4.8 | Residential | Yes | Behind the Meter | Net-metered residential rooftop and canopy |  | None | Vivint Solar Developer, LLC | PSE&G | Accepted | 2020-03-04 | 2020-03-09 | 2021-10-30 | JINKO SOLAR | JKM320M-60HBL | Solar Panels |  | 0.32 | 8 | 196 | 36 |  | Fixed | Roof
NJSTRE1545389160 | NJSRRE1544559933 | Transition Incentive Program | Blairstown | 7825 | 2 | 3.45 | Residential | Yes | Behind the Meter | Behind the Meter |  | None | Sunrun Installation Services, Inc. | JCP&L | Eligible for TI Program | 2020-03-01 | 2020-03-04 | 2021-10-30 | SolarEdge Technologies | SE3800A-USS2RGM | Inverters | 3800 |  | 1 |  |  | 0.96 |  | Outdoor | Next To Meter
NJSTRE1545389160 | NJSRRE1544559933 | Transition Incentive Program | Blairstown | 7825 | 2 | 3.45 | Residential | Yes | Behind the Meter | Behind the Meter |  | None | Sunrun Installation Services, Inc. | JCP&L | Eligible for TI Program | 2020-03-01 | 2020-03-04 | 2021-10-30 | LG Electronics | LG345N1C-V5 | Solar Panels |  | 0.345 | 10 | 181 | 30 |  | Fixed | Roof
NJSTRE1545389164 | NJSRRE1544761145 | Transition Incentive Program | Livingston | 7039 | 9 | 15.12 | Residential | No | Behind the Meter | Behind the Meter |  | None | Tesla Energy Operations Inc. | PSE&G | Eligible for TI Program | 2020-03-24 | 2020-03-27 | 2021-10-30 | Delta Electronics | M10-TL-US [240V] | Inverters | 9600 |  | 1 |  |  | 0.975 |  | Outdoor | By Meter
NJSTRE1545389164 | NJSRRE1544761145 | Transition Incentive Program | Livingston | 7039 | 9 | 15.12 | Residential | No | Behind the Meter | Behind the Meter |  | None | Tesla Energy Operations Inc. | PSE&G | Eligible for TI Program | 2020-03-24 | 2020-03-27 | 2021-10-30 | Delta Electronics | M4-TL-US [240V] | Inverters | 3840 |  | 1 |  |  | 0.975 |  | Outdoor | By Meter
NJSTRE1545389164 | NJSRRE1544761145 | Transition Incentive Program | Livingston | 7039 | 9 | 15.12 | Residential | No | Behind the Meter | Behind the Meter |  | None | Tesla Energy Operations Inc. | PSE&G | Eligible for TI Program | 2020-03-24 | 2020-03-27 | 2021-10-30 | Hanwha Q CELLS | Q.PEAK DUO BLK-G5/SC315 | Solar Panels |  | 0.315 | 48 | 131 | 18 |  | Fixed | Roof
NJSTRE1545389168 | NJSRRE1544613271 | Transition Incentive Program | LAKEHURST | 8733 | 18 | 13.12 | Residential | Yes | Behind the Meter | Net-metered residential rooftop and canopy |  | None | Vivint Solar Developer, LLC | JCP&L | Accepted | 2020-03-06 | 2020-03-11 | 2021-10-30 | SolarEdge | SE10000H-US | Inverters | 10000 |  | 1 |  |  | 0.992 |  | Outdoor | Near the utility meter
NJSTRE1545389168 | NJSRRE1544613271 | Transition Incentive Program | LAKEHURST | 8733 | 18 | 13.12 | Residential | Yes | Behind the Meter | Net-metered residential rooftop and canopy |  | None | Vivint Solar Developer, LLC | JCP&L | Accepted | 2020-03-06 | 2020-03-11 | 2021-10-30 | Jinko Solar | JKM320M-60HBL | Solar Panels |  | 0.32 | 17 | 85 | 18 |  | Fixed | Roof
NJSTRE1545389168 | NJSRRE1544613271 | Transition Incentive Program | LAKEHURST | 8733 | 18 | 13.12 | Residential | Yes | Behind the Meter | Net-metered residential rooftop and canopy |  | None | Vivint Solar Developer, LLC | JCP&L | Accepted | 2020-03-06 | 2020-03-11 | 2021-10-30 | Jinko Solar | JKM320M-60HBL | Solar Panels |  | 0.32 | 24 | 265 | 18 |  | Fixed | Roof
NJSTRE1545389169 | NJSRRE1544611488 | Transition Incentive Program | Forked River | 8731 | 18 | 12.4 | Residential | No | Behind the Meter | Behind the Meter |  | None | Sunrun Installation Services, Inc. | JCP&L | Eligible for TI Program | 2020-03-05 | 2020-03-11 | 2021-10-30 | Enphase Energy | IQ7-60-x-US (240V) | Inverters | 240 |  | 40 |  |  | 0.96 |  | Outdoor | Rooftop
NJSTRE1545389169 | NJSRRE1544611488 | Transition Incentive Program | Forked River | 8731 | 18 | 12.4 | Residential | No | Behind the Meter | Behind the Meter |  | None | Sunrun Installation Services, Inc. | JCP&L | Eligible for TI Program | 2020-03-05 | 2020-03-11 | 2021-10-30 | REC Solar | REC310TP2M | Solar Panels |  | 0.31 | 40 | 197 | 18 |  | Fixed | Roof
NJSTRE1545389172 | NJSRRE1544799870 | Transition Incentive Program | MARLTON | 8053 | 13 | 16.32 | Residential | Yes | Behind the Meter | Net-metered residential rooftop and canopy |  | None | Vivint Solar Developer, LLC | PSE&G | Accepted | 2020-04-06 | 2020-04-09 | 2021-10-30 | Solar Edge | SE7600H-US | Inverters | 7600 |  | 1 |  |  | 0.992 |  | Outdoor | Near the Utility Meter
NJSTRE1545389172 | NJSRRE1544799870 | Transition Incentive Program | MARLTON | 8053 | 13 | 16.32 | Residential | Yes | Behind the Meter | Net-metered residential rooftop and canopy |  | None | Vivint Solar Developer, LLC | PSE&G | Accepted | 2020-04-06 | 2020-04-09 | 2021-10-30 | Solar Edge | SE3800H-US | Inverters | 3800 |  | 1 |  |  | 0.992 |  | Outdoor | Near the Utility Meter
NJSTRE1545389172 | NJSRRE1544799870 | Transition Incentive Program | MARLTON | 8053 | 13 | 16.32 | Residential | Yes | Behind the Meter | Net-metered residential rooftop and canopy |  | None | Vivint Solar Developer, LLC | PSE&G | Accepted | 2020-04-06 | 2020-04-09 | 2021-10-30 | JINKO SOLAR | JKM320M-60HBL | Solar Panels |  | 0.32 | 15 | 43 | 30 |  | Fixed | Roof
NJSTRE1545389172 | NJSRRE1544799870 | Transition Incentive Program | MARLTON | 8053 | 13 | 16.32 | Residential | Yes | Behind the Meter | Net-metered residential rooftop and canopy |  | None | Vivint Solar Developer, LLC | PSE&G | Accepted | 2020-04-06 | 2020-04-09 | 2021-10-30 | JINKO SOLAR | JKM320M-60HBL | Solar Panels |  | 0.32 | 6 | 43 | 30 |  | Fixed | Roof
NJSTRE1545389172 | NJSRRE1544799870 | Transition Incentive Program | MARLTON | 8053 | 13 | 16.32 | Residential | Yes | Behind the Meter | Net-metered residential rooftop and canopy |  | None | Vivint Solar Developer, LLC | PSE&G | Accepted | 2020-04-06 | 2020-04-09 | 2021-10-30 | JINKO SOLAR | JKM320M-60HBL | Solar Panels |  | 0.32 | 3 | 223 | 30 |  | Fixed | Roof
NJSTRE1545389172 | NJSRRE1544799870 | Transition Incentive Program | MARLTON | 8053 | 13 | 16.32 | Residential | Yes | Behind the Meter | Net-metered residential rooftop and canopy |  | None | Vivint Solar Developer, LLC | PSE&G | Accepted | 2020-04-06 | 2020-04-09 | 2021-10-30 | JINKO SOLAR | JKM320M-60HBL | Solar Panels |  | 0.32 | 27 | 223 | 30 |  | Fixed | Roof
NJSTRE1545389174 | NJSRRE1544796017 | Transition Incentive Program | Phillipsburg | 8865 | 2 | 6.4 | Residential | Yes | Behind the Meter | Behind the Meter |  | None | Antonio L. Dimichino, LLC | JCP&L | Eligible for TI Program | 2020-04-03 | 2020-04-13 | 2021-10-30 | Solar Edge | 7600H | Inverters | 7600 |  | 1 |  |  | 0.97 |  | Indoor | Basement next to the electrical panel
NJSTRE1545389174 | NJSRRE1544796017 | Transition Incentive Program | Phillipsburg | 8865 | 2 | 6.4 | Residential | Yes | Behind the Meter | Behind the Meter |  | None | Antonio L. Dimichino, LLC | JCP&L | Eligible for TI Program | 2020-04-03 | 2020-04-13 | 2021-10-30 | Hanwha | 400 Peak Dua L-G5.2 | Solar Panels |  | 0.4 | 16 | 142 | 2 |  | Fixed | Roof
NJSTRE1545389176 | NJSRRE1544761363 | Transition Incentive Program | MILLVILLE | 8332 | 20 | 15.18 | Residential | No | Behind the Meter | Behind the Meter |  | None | Amped On Solar LLC | AC Electric | Eligible for TI Program | 2020-03-24 | 2020-03-27 | 2021-10-30 | ENPHASE | IQ7X | Inverters | 315 |  | 46 |  |  | 0.975 |  | Outdoor | ON RACKING
NJSTRE1545389176 | NJSRRE1544761363 | Transition Incentive Program | MILLVILLE | 8332 | 20 | 15.18 | Residential | No | Behind the Meter | Behind the Meter |  | None | Amped On Solar LLC | AC Electric | Eligible for TI Program | 2020-03-24 | 2020-03-27 | 2021-10-30 | PANASONIC | VBHN330SA17E | Solar Panels |  | 0.33 | 46 | 222 | 17 |  | Fixed | Roof
NJSTRE1545389180 | NJSRRE1544855095 | Transition Incentive Program | South Amboy | 8879 | 11 | 4.08 | Residential | Yes | Behind the Meter | Net-metered residential rooftop and canopy |  | None | Vivint Solar Developer, LLC | JCP&L | Accepted | 2020-04-17 | 2020-04-23 | 2021-10-30 | enphase Energy | M215-60-2LL-Sxx (240) | Inverters | 215 |  | 16 |  |  | 0.96 |  | Other | Underneath each module
NJSTRE1545389180 | NJSRRE1544855095 | Transition Incentive Program | South Amboy | 8879 | 11 | 4.08 | Residential | Yes | Behind the Meter | Net-metered residential rooftop and canopy |  | None | Vivint Solar Developer, LLC | JCP&L | Accepted | 2020-04-17 | 2020-04-23 | 2021-10-30 | Trina Solar | TSM-255PA05.18 | Solar Panels |  | 0.255 | 10 | 150 | 39 |  | Fixed | Roof
NJSTRE1545389180 | NJSRRE1544855095 | Transition Incentive Program | South Amboy | 8879 | 11 | 4.08 | Residential | Yes | Behind the Meter | Net-metered residential rooftop and canopy |  | None | Vivint Solar Developer, LLC | JCP&L | Accepted | 2020-04-17 | 2020-04-23 | 2021-10-30 | Trina Solar | TSM-255PA05.18 | Solar Panels |  | 0.255 | 6 | 150 | 15 |  | Fixed | Roof
NJSTRE1545389189 | NJSRRE1544764673 | Transition Incentive Program | Paterson | 7502 | 6 | 7.94 | Residential | Yes | Behind the Meter | Behind the Meter |  | None | Sunrun Installation Services, Inc. | PSE&G | Eligible for TI Program | 2020-03-25 | 2020-03-30 | 2021-10-30 | Enphase Energy | IQ7PLUS-72-x-US (240V) | Inverters | 290 |  | 23 |  |  | 0.96 |  | Outdoor | Rooftop
NJSTRE1545389189 | NJSRRE1544764673 | Transition Incentive Program | Paterson | 7502 | 6 | 7.94 | Residential | Yes | Behind the Meter | Behind the Meter |  | None | Sunrun Installation Services, Inc. | PSE&G | Eligible for TI Program | 2020-03-25 | 2020-03-30 | 2021-10-30 | LG Electronics | LG345N1C-V5 | Solar Panels |  | 0.345 | 2 | 228 | 37 |  | Fixed | Roof
NJSTRE1545389189 | NJSRRE1544764673 | Transition Incentive Program | Paterson | 7502 | 6 | 7.94 | Residential | Yes | Behind the Meter | Behind the Meter |  | None | Sunrun Installation Services, Inc. | PSE&G | Eligible for TI Program | 2020-03-25 | 2020-03-30 | 2021-10-30 | LG Electronics | LG345N1C-V5 | Solar Panels |  | 0.345 | 9 | 48 | 37 |  | Fixed | Roof
NJSTRE1545389189 | NJSRRE1544764673 | Transition Incentive Program | Paterson | 7502 | 6 | 7.94 | Residential | Yes | Behind the Meter | Behind the Meter |  | None | Sunrun Installation Services, Inc. | PSE&G | Eligible for TI Program | 2020-03-25 | 2020-03-30 | 2021-10-30 | LG Electronics | LG345N1C-V5 | Solar Panels |  | 0.345 | 7 | 319 | 37 |  | Fixed | Roof
NJSTRE1545389189 | NJSRRE1544764673 | Transition Incentive Program | Paterson | 7502 | 6 | 7.94 | Residential | Yes | Behind the Meter | Behind the Meter |  | None | Sunrun Installation Services, Inc. | PSE&G | Eligible for TI Program | 2020-03-25 | 2020-03-30 | 2021-10-30 | LG Electronics | LG345N1C-V5 | Solar Panels |  | 0.345 | 3 | 139 | 37 |  | Fixed | Roof
NJSTRE1545389189 | NJSRRE1544764673 | Transition Incentive Program | Paterson | 7502 | 6 | 7.94 | Residential | Yes | Behind the Meter | Behind the Meter |  | None | Sunrun Installation Services, Inc. | PSE&G | Eligible for TI Program | 2020-03-25 | 2020-03-30 | 2021-10-30 | LG Electronics | LG345N1C-V5 | Solar Panels |  | 0.345 | 2 | 139 | 18 |  | Fixed | Roof
NJSTRE1545389190 | NJSRRE1544819175 | Transition Incentive Program | Irvington | 7111 | 9 | 4.03 | Residential | No | Behind the Meter | Behind the Meter |  | None | Sunrun Installation Services, Inc. | PSE&G | Eligible for TI Program | 2020-04-10 | 2020-04-17 | 2021-10-30 | Enphase Energy | IQ7-60-x-US (240V) | Inverters | 240 |  | 13 |  |  | 0.96 |  | Outdoor | Rooftop
NJSTRE1545389190 | NJSRRE1544819175 | Transition Incentive Program | Irvington | 7111 | 9 | 4.03 | Residential | No | Behind the Meter | Behind the Meter |  | None | Sunrun Installation Services, Inc. | PSE&G | Eligible for TI Program | 2020-04-10 | 2020-04-17 | 2021-10-30 | REC Solar | REC310TP2M | Solar Panels |  | 0.31 | 3 | 37 | 23 |  | Fixed | Roof
NJSTRE1545389190 | NJSRRE1544819175 | Transition Incentive Program | Irvington | 7111 | 9 | 4.03 | Residential | No | Behind the Meter | Behind the Meter |  | None | Sunrun Installation Services, Inc. | PSE&G | Eligible for TI Program | 2020-04-10 | 2020-04-17 | 2021-10-30 | REC Solar | REC310TP2M | Solar Panels |  | 0.31 | 3 | 128 | 25 |  | Fixed | Roof
NJSTRE1545389190 | NJSRRE1544819175 | Transition Incentive Program | Irvington | 7111 | 9 | 4.03 | Residential | No | Behind the Meter | Behind the Meter |  | None | Sunrun Installation Services, Inc. | PSE&G | Eligible for TI Program | 2020-04-10 | 2020-04-17 | 2021-10-30 | REC Solar | REC310TP2M | Solar Panels |  | 0.31 | 7 | 215 | 23 |  | Fixed | Roof
NJSTRE1545389192 | NJSRRE1544898345 | Transition Incentive Program | Somers Point | 8244 | 19 | 75.08 | Commercial | No | Behind the Meter | Net-metered non-residential rooftop and canopy |  | None | Ameresco | AC Electric | Accepted | 2020-04-30 | 2020-04-30 | 2021-10-30 | SolarEdge | SE14.4KUS | Inverters | 14.4 |  | 4 |  |  | 0.975 |  | Outdoor | None
NJSTRE1545389192 | NJSRRE1544898345 | Transition Incentive Program | Somers Point | 8244 | 19 | 75.08 | Commercial | No | Behind the Meter | Net-metered non-residential rooftop and canopy |  | None | Ameresco | AC Electric | Accepted | 2020-04-30 | 2020-04-30 | 2021-10-30 | JA | JAM72S09 385/PR | Solar Panels |  | 0.385 | 195 | 212 | 10 |  | Fixed | Roof
NJSTRE1545389193 | NJSRRE1544708906 | Transition Incentive Program | Irvington | 7111 | 9 | 5.58 | Residential | Yes | Behind the Meter | Behind the Meter |  | None | Sunrun Installation Services, Inc. | PSE&G | Eligible for TI Program | 2020-03-17 | 2020-03-20 | 2021-10-30 | Enphase Energy | IQ7-60-x-US (240V) | Inverters | 240 |  | 18 |  |  | 0.96 |  | Outdoor | Rooftop
NJSTRE1545389193 | NJSRRE1544708906 | Transition Incentive Program | Irvington | 7111 | 9 | 5.58 | Residential | Yes | Behind the Meter | Behind the Meter |  | None | Sunrun Installation Services, Inc. | PSE&G | Eligible for TI Program | 2020-03-17 | 2020-03-20 | 2021-10-30 | REC Solar | REC310TP2M | Solar Panels |  | 0.31 | 3 | 285 | 30 |  | Fixed | Roof
NJSTRE1545389193 | NJSRRE1544708906 | Transition Incentive Program | Irvington | 7111 | 9 | 5.58 | Residential | Yes | Behind the Meter | Behind the Meter |  | None | Sunrun Installation Services, Inc. | PSE&G | Eligible for TI Program | 2020-03-17 | 2020-03-20 | 2021-10-30 | REC Solar | REC310TP2M | Solar Panels |  | 0.31 | 15 | 105 | 30 |  | Fixed | Roof
NJSTRE1545389195 | NJSRRE1544626776 | Transition Incentive Program | North Bergen | 7047 | 8 | 4.65 | Residential | Yes | Behind the Meter | Behind the Meter |  | None | Sunrun Installation Services, Inc. | PSE&G | Eligible for TI Program | 2020-03-11 | 2020-03-16 | 2021-10-30 | Enphase Energy | IQ7-60-x-US (240V) | Inverters | 240 |  | 15 |  |  | 0.96 |  | Outdoor | Rooftop
NJSTRE1545389195 | NJSRRE1544626776 | Transition Incentive Program | North Bergen | 7047 | 8 | 4.65 | Residential | Yes | Behind the Meter | Behind the Meter |  | None | Sunrun Installation Services, Inc. | PSE&G | Eligible for TI Program | 2020-03-11 | 2020-03-16 | 2021-10-30 | REC Solar | REC310TP2M | Solar Panels |  | 0.31 | 10 | 209 | 24 |  | Fixed | Roof
NJSTRE1545389195 | NJSRRE1544626776 | Transition Incentive Program | North Bergen | 7047 | 8 | 4.65 | Residential | Yes | Behind the Meter | Behind the Meter |  | None | Sunrun Installation Services, Inc. | PSE&G | Eligible for TI Program | 2020-03-11 | 2020-03-16 | 2021-10-30 | REC Solar | REC310TP2M | Solar Panels |  | 0.31 | 5 | 29 | 23 |  | Fixed | Roof
NJSTRE1545389197 | NJSRRE1544867068 | Transition Incentive Program | Williamstown | 8094 | 15 | 3.41 | Residential | No | Behind the Meter | Behind the Meter |  | None | Sunrun Installation Services, Inc. | AC Electric | Eligible for TI Program | 2020-04-21 | 2020-04-27 | 2021-10-30 | Enphase Energy | IQ7-60-x-US (240V) | Inverters | 240 |  | 11 |  |  | 0.96 |  | Outdoor | Rooftop
NJSTRE1545389197 | NJSRRE1544867068 | Transition Incentive Program | Williamstown | 8094 | 15 | 3.41 | Residential | No | Behind the Meter | Behind the Meter |  | None | Sunrun Installation Services, Inc. | AC Electric | Eligible for TI Program | 2020-04-21 | 2020-04-27 | 2021-10-30 | REC Solar | REC310TP2M | Solar Panels |  | 0.31 | 11 | 183 | 34 |  | Fixed | Roof
NJSTRE1545389199 | NJSRRE1544777604 | Transition Incentive Program | Toms River | 8757 | 18 | 9.28 | Residential | Yes | Behind the Meter | Net-metered residential rooftop and canopy |  | None | Vivint Solar Developer, LLC | JCP&L | Accepted | 2020-04-01 | 2020-04-09 | 2021-10-30 | SOLAREDGE | SE7600H-US | Inverters | 7600 |  | 1 |  |  | 0.992 |  | Outdoor | Near the Utility Meter
NJSTRE1545389199 | NJSRRE1544777604 | Transition Incentive Program | Toms River | 8757 | 18 | 9.28 | Residential | Yes | Behind the Meter | Net-metered residential rooftop and canopy |  | None | Vivint Solar Developer, LLC | JCP&L | Accepted | 2020-04-01 | 2020-04-09 | 2021-10-30 | JINKO SOLAR | JKM320M-60HBL | Solar Panels |  | 0.32 | 4 | 167 | 25 |  | Fixed | Roof
NJSTRE1545389199 | NJSRRE1544777604 | Transition Incentive Program | Toms River | 8757 | 18 | 9.28 | Residential | Yes | Behind the Meter | Net-metered residential rooftop and canopy |  | None | Vivint Solar Developer, LLC | JCP&L | Accepted | 2020-04-01 | 2020-04-09 | 2021-10-30 | JINKO SOLAR | JKM320M-60HBL | Solar Panels |  | 0.32 | 12 | 167 | 23 |  | Fixed | Roof
NJSTRE1545389199 | NJSRRE1544777604 | Transition Incentive Program | Toms River | 8757 | 18 | 9.28 | Residential | Yes | Behind the Meter | Net-metered residential rooftop and canopy |  | None | Vivint Solar Developer, LLC | JCP&L | Accepted | 2020-04-01 | 2020-04-09 | 2021-10-30 | JINKO SOLAR | JKM320M-60HBL | Solar Panels |  | 0.32 | 13 | 347 | 23 |  | Fixed | Roof
NJSTRE1545389203 | NJSRRE1544626833 | Transition Incentive Program | Franklin Township | 8873 | 5 | 9.61 | Residential | Yes | Behind the Meter | Behind the Meter |  | None | Sunrun Installation Services, Inc. | PSE&G | Eligible for TI Program | 2020-03-11 | 2020-03-16 | 2021-10-30 | Enphase Energy | IQ7-60-x-US (240V) | Inverters | 240 |  | 31 |  |  | 0.96 |  | Outdoor | Rooftop
NJSTRE1545389203 | NJSRRE1544626833 | Transition Incentive Program | Franklin Township | 8873 | 5 | 9.61 | Residential | Yes | Behind the Meter | Behind the Meter |  | None | Sunrun Installation Services, Inc. | PSE&G | Eligible for TI Program | 2020-03-11 | 2020-03-16 | 2021-10-30 | REC Solar | REC310TP2M | Solar Panels |  | 0.31 | 7 | 353 | 27 |  | Fixed | Roof
NJSTRE1545389203 | NJSRRE1544626833 | Transition Incentive Program | Franklin Township | 8873 | 5 | 9.61 | Residential | Yes | Behind the Meter | Behind the Meter |  | None | Sunrun Installation Services, Inc. | PSE&G | Eligible for TI Program | 2020-03-11 | 2020-03-16 | 2021-10-30 | REC Solar | REC310TP2M | Solar Panels |  | 0.31 | 8 | 173 | 27 |  | Fixed | Roof
NJSTRE1545389203 | NJSRRE1544626833 | Transition Incentive Program | Franklin Township | 8873 | 5 | 9.61 | Residential | Yes | Behind the Meter | Behind the Meter |  | None | Sunrun Installation Services, Inc. | PSE&G | Eligible for TI Program | 2020-03-11 | 2020-03-16 | 2021-10-30 | REC Solar | REC310TP2M | Solar Panels |  | 0.31 | 10 | 263 | 27 |  | Fixed | Roof
NJSTRE1545389203 | NJSRRE1544626833 | Transition Incentive Program | Franklin Township | 8873 | 5 | 9.61 | Residential | Yes | Behind the Meter | Behind the Meter |  | None | Sunrun Installation Services, Inc. | PSE&G | Eligible for TI Program | 2020-03-11 | 2020-03-16 | 2021-10-30 | REC Solar | REC310TP2M | Solar Panels |  | 0.31 | 6 | 83 | 27 |  | Fixed | Roof
NJSTRE1545389204 | NJSRRE1544710195 | Transition Incentive Program | Mantua | 8051 | 15 | 29.1 | Residential | Yes | Behind the Meter | Net-metered residential rooftop and canopy |  | None | SunnyMac LLC | AC Electric | Accepted | 2020-03-18 | 2020-03-20 | 2021-10-30 | Enphase | IQ7XS-96-ACM-US | Inverters | 0.315 |  | 89 |  |  | 0.99 |  | Outdoor | roof
NJSTRE1545389204 | NJSRRE1544710195 | Transition Incentive Program | Mantua | 8051 | 15 | 29.1 | Residential | Yes | Behind the Meter | Net-metered residential rooftop and canopy |  | None | SunnyMac LLC | AC Electric | Accepted | 2020-03-18 | 2020-03-20 | 2021-10-30 | SunPower | SPRE20327 | Solar Panels |  | 0.327 | 27 | 142 | 20 |  | Fixed | Roof
NJSTRE1545389204 | NJSRRE1544710195 | Transition Incentive Program | Mantua | 8051 | 15 | 29.1 | Residential | Yes | Behind the Meter | Net-metered residential rooftop and canopy |  | None | SunnyMac LLC | AC Electric | Accepted | 2020-03-18 | 2020-03-20 | 2021-10-30 | SunPower | SPRE20327 | Solar Panels |  | 0.327 | 32 | 232 | 23 |  | Fixed | Roof
NJSTRE1545389204 | NJSRRE1544710195 | Transition Incentive Program | Mantua | 8051 | 15 | 29.1 | Residential | Yes | Behind the Meter | Net-metered residential rooftop and canopy |  | None | SunnyMac LLC | AC Electric | Accepted | 2020-03-18 | 2020-03-20 | 2021-10-30 | SunPower | SPRE20327 | Solar Panels |  | 0.327 | 8 | 52 | 23 |  | Fixed | Roof
NJSTRE1545389204 | NJSRRE1544710195 | Transition Incentive Program | Mantua | 8051 | 15 | 29.1 | Residential | Yes | Behind the Meter | Net-metered residential rooftop and canopy |  | None | SunnyMac LLC | AC Electric | Accepted | 2020-03-18 | 2020-03-20 | 2021-10-30 | SunPower | SPRE20327 | Solar Panels |  | 0.327 | 22 | 322 | 20 |  | Fixed | Roof
NJSTRE1545389207 | NJSRRE1544893949 | Transition Incentive Program | CMCH | 8210 | 21 | 5.36 | Residential | No | Behind the Meter | Behind the Meter |  | None | All Season Solar | AC Electric | Eligible for TI Program | 2020-04-24 | 2020-04-29 | 2021-10-30 | Enphase | IQ7 | Inverters | 240 |  | 17 |  |  | 0.97 |  | Outdoor | under module
NJSTRE1545389207 | NJSRRE1544893949 | Transition Incentive Program | CMCH | 8210 | 21 | 5.36 | Residential | No | Behind the Meter | Behind the Meter |  | None | All Season Solar | AC Electric | Eligible for TI Program | 2020-04-24 | 2020-04-29 | 2021-10-30 | Certainteed | CT315HC11-04 | Solar Panels |  | 0.315 | 17 | 208 | 8 |  | Fixed | Roof
NJSTRE1545389209 | NJSRRE1544719942 | Transition Incentive Program | Marlboro | 7746 | 17 | 3.78 | Residential | Yes | Behind the Meter | Net-metered residential rooftop and canopy |  | None | Tesla Energy Operations Inc | JCP&L | Accepted | 2020-03-18 | 2020-03-23 | 2021-10-30 | Delta Electronics | M4-TL-US [240V] | Inverters | 4000 |  | 1 |  |  | 0.975 |  | Outdoor | Outdoor
NJSTRE1545389209 | NJSRRE1544719942 | Transition Incentive Program | Marlboro | 7746 | 17 | 3.78 | Residential | Yes | Behind the Meter | Net-metered residential rooftop and canopy |  | None | Tesla Energy Operations Inc | JCP&L | Accepted | 2020-03-18 | 2020-03-23 | 2021-10-30 | Hanwha Q CELLS | Q.PEAK DUO BLK-G5/SC315 | Solar Panels |  | 0.315 | 6 | 175 | 23 |  | Fixed | Roof
NJSTRE1545389209 | NJSRRE1544719942 | Transition Incentive Program | Marlboro | 7746 | 17 | 3.78 | Residential | Yes | Behind the Meter | Net-metered residential rooftop and canopy |  | None | Tesla Energy Operations Inc | JCP&L | Accepted | 2020-03-18 | 2020-03-23 | 2021-10-30 | Hanwha Q CELLS | Q.PEAK DUO BLK-G5/SC315 | Solar Panels |  | 0.315 | 6 | 85 | 23 |  | Fixed | Roof
NJSTRE1545389210 | NJSRRE1544819254 | Transition Incentive Program | North bergen | 7047 | 8 | 7.56 | Residential | Yes | Behind the Meter | Behind the Meter |  | None | Tesla Energy Operations | PSE&G | Eligible for TI Program | 2020-04-10 | 2020-04-17 | 2021-10-30 | TESLA | AC POWERWALL 2.0 | Electric Storage Battery |  |  | 2 |  |  |  | Lithium Ion |  | INSIDE
NJSTRE1545389210 | NJSRRE1544819254 | Transition Incentive Program | North bergen | 7047 | 8 | 7.56 | Residential | Yes | Behind the Meter | Behind the Meter |  | None | Tesla Energy Operations | PSE&G | Eligible for TI Program | 2020-04-10 | 2020-04-17 | 2021-10-30 | SolarEdge Technologies Ltd. | SE7600H-US [240V] | Inverters | 7600 |  | 1 |  |  | 0.99 |  | Outdoor | Outside
NJSTRE1545389210 | NJSRRE1544819254 | Transition Incentive Program | North bergen | 7047 | 8 | 7.56 | Residential | Yes | Behind the Meter | Behind the Meter |  | None | Tesla Energy Operations | PSE&G | Eligible for TI Program | 2020-04-10 | 2020-04-17 | 2021-10-30 | Hanwha Q CELLS | Q.PEAK DUO BLK-G5/SC315 | Solar Panels |  | 0.315 | 24 | 213 | 23 |  | Fixed | Roof
NJSTRE1545389220 | NJSRRE1544802461 | Transition Incentive Program | Scotch Plains | 7076 | 10 | 13.8 | Residential | Yes | Behind the Meter | Behind the Meter |  | None | Sunrun Installation Services, Inc. | PSE&G | Eligible for TI Program | 2020-04-06 | 2020-04-10 | 2021-10-30 | Delta Electronics | M6-TL-US | Inverters | 6000 |  | 1 |  |  | 0.96 |  | Outdoor | Next To Meter
NJSTRE1545389220 | NJSRRE1544802461 | Transition Incentive Program | Scotch Plains | 7076 | 10 | 13.8 | Residential | Yes | Behind the Meter | Behind the Meter |  | None | Sunrun Installation Services, Inc. | PSE&G | Eligible for TI Program | 2020-04-06 | 2020-04-10 | 2021-10-30 | Delta Electronics | M5-TL-US | Inverters | 5000 |  | 1 |  |  | 0.96 |  | Outdoor | Next To Meter
NJSTRE1545389220 | NJSRRE1544802461 | Transition Incentive Program | Scotch Plains | 7076 | 10 | 13.8 | Residential | Yes | Behind the Meter | Behind the Meter |  | None | Sunrun Installation Services, Inc. | PSE&G | Eligible for TI Program | 2020-04-06 | 2020-04-10 | 2021-10-30 | LG Electronics | LG345N1C-V5 | Solar Panels |  | 0.345 | 18 | 306 | 27 |  | Fixed | Roof
NJSTRE1545389220 | NJSRRE1544802461 | Transition Incentive Program | Scotch Plains | 7076 | 10 | 13.8 | Residential | Yes | Behind the Meter | Behind the Meter |  | None | Sunrun Installation Services, Inc. | PSE&G | Eligible for TI Program | 2020-04-06 | 2020-04-10 | 2021-10-30 | LG Electronics | LG345N1C-V5 | Solar Panels |  | 0.345 | 5 | 126 | 27 |  | Fixed | Roof
NJSTRE1545389220 | NJSRRE1544802461 | Transition Incentive Program | Scotch Plains | 7076 | 10 | 13.8 | Residential | Yes | Behind the Meter | Behind the Meter |  | None | Sunrun Installation Services, Inc. | PSE&G | Eligible for TI Program | 2020-04-06 | 2020-04-10 | 2021-10-30 | LG Electronics | LG345N1C-V5 | Solar Panels |  | 0.345 | 17 | 217 | 19 |  | Fixed | Roof
NJSTRE1545389221 | NJSRRE1544778797 | Transition Incentive Program | NORTH MIDDLETOWN | 7748 | 17 | 3.78 | Residential | Yes | Behind the Meter | Net-metered residential rooftop and canopy |  | None | Vivint Solar Developer, LLC | JCP&L | Accepted | 2020-04-01 | 2020-04-09 | 2021-10-30 | SOLAREDGE | SE3800H-US | Inverters | 3800 |  | 1 |  |  | 0.992 |  | Outdoor | Near the Utility Meter
NJSTRE1545389221 | NJSRRE1544778797 | Transition Incentive Program | NORTH MIDDLETOWN | 7748 | 17 | 3.78 | Residential | Yes | Behind the Meter | Net-metered residential rooftop and canopy |  | None | Vivint Solar Developer, LLC | JCP&L | Accepted | 2020-04-01 | 2020-04-09 | 2021-10-30 | HANWHA SOLAR | Q.PEAK BLK-G5 315 | Solar Panels |  | 0.315 | 6 | 183 | 17 |  | Fixed | Roof
NJSTRE1545389221 | NJSRRE1544778797 | Transition Incentive Program | NORTH MIDDLETOWN | 7748 | 17 | 3.78 | Residential | Yes | Behind the Meter | Net-metered residential rooftop and canopy |  | None | Vivint Solar Developer, LLC | JCP&L | Accepted | 2020-04-01 | 2020-04-09 | 2021-10-30 | HANWHA SOLAR | Q.PEAK BLK-G5 315 | Solar Panels |  | 0.315 | 6 | 273 | 27 |  | Fixed | Roof
NJSTRE1545389222 | NJSRRE1544779599 | Transition Incentive Program | EWING | 8638 | 12 | 2.88 | Residential | Yes | Behind the Meter | Net-metered residential rooftop and canopy |  | None | Vivint Solar Developer, LLC | PSE&G | Accepted | 2020-04-01 | 2020-04-09 | 2021-10-30 | SolarEdge | SE3800H-US | Inverters | 3800 |  | 1 |  |  | 0.992 |  | Outdoor | Near the Utility Meter
NJSTRE1545389222 | NJSRRE1544779599 | Transition Incentive Program | EWING | 8638 | 12 | 2.88 | Residential | Yes | Behind the Meter | Net-metered residential rooftop and canopy |  | None | Vivint Solar Developer, LLC | PSE&G | Accepted | 2020-04-01 | 2020-04-09 | 2021-10-30 | Jinko Solar | JKM320M-60HBL | Solar Panels |  | 0.32 | 9 | 15 | 7 |  | Fixed | Roof
NJSTRE1545389226 | NJSRRE1544760237 | Transition Incentive Program | Nesco | 8037 | 19 | 17.99 | Residential | Yes | Behind the Meter | Net-metered residential ground mount |  | None | SunnyMac LLC | AC Electric | Accepted | 2020-03-24 | 2020-03-26 | 2021-10-30 | SunPower | PVS6 | Meters |  |  | 1 |  |  |  | Yes | Outdoor
NJSTRE1545389226 | NJSRRE1544760237 | Transition Incentive Program | Nesco | 8037 | 19 | 17.99 | Residential | Yes | Behind the Meter | Net-metered residential ground mount |  | None | SunnyMac LLC | AC Electric | Accepted | 2020-03-24 | 2020-03-26 | 2021-10-30 | Enphase | IQ7XS-96-ACM-US | Inverters | 0.315 |  | 55 |  |  | 0.99 |  | Outdoor | roof
NJSTRE1545389226 | NJSRRE1544760237 | Transition Incentive Program | Nesco | 8037 | 19 | 17.99 | Residential | Yes | Behind the Meter | Net-metered residential ground mount |  | None | SunnyMac LLC | AC Electric | Accepted | 2020-03-24 | 2020-03-26 | 2021-10-30 | SunPower | SPR-E20-327 | Solar Panels |  | 0.327 | 25 | 180 | 27 |  | Fixed | Roof
NJSTRE1545389226 | NJSRRE1544760237 | Transition Incentive Program | Nesco | 8037 | 19 | 17.99 | Residential | Yes | Behind the Meter | Net-metered residential ground mount |  | None | SunnyMac LLC | AC Electric | Accepted | 2020-03-24 | 2020-03-26 | 2021-10-30 | SunPower | SPR-E20-327 | Solar Panels |  | 0.327 | 30 | 190 | 18 |  | Fixed | Roof
NJSTRE1545389227 | NJSRRE1544773820 | Transition Incentive Program | Paterson | 7514 | 6 | 2.79 | Residential | Yes | Behind the Meter | Behind the Meter |  | None | Sunrun Installation Services, Inc. | PSE&G | Eligible for TI Program | 2020-03-30 | 2020-04-09 | 2021-10-30 | Enphase Energy | IQ7-60-x-US (240V) | Inverters | 240 |  | 9 |  |  | 0.96 |  | Outdoor | Rooftop
NJSTRE1545389227 | NJSRRE1544773820 | Transition Incentive Program | Paterson | 7514 | 6 | 2.79 | Residential | Yes | Behind the Meter | Behind the Meter |  | None | Sunrun Installation Services, Inc. | PSE&G | Eligible for TI Program | 2020-03-30 | 2020-04-09 | 2021-10-30 | REC Solar | REC310TP2M | Solar Panels |  | 0.31 | 3 | 103 | 30 |  | Fixed | Roof
NJSTRE1545389227 | NJSRRE1544773820 | Transition Incentive Program | Paterson | 7514 | 6 | 2.79 | Residential | Yes | Behind the Meter | Behind the Meter |  | None | Sunrun Installation Services, Inc. | PSE&G | Eligible for TI Program | 2020-03-30 | 2020-04-09 | 2021-10-30 | REC Solar | REC310TP2M | Solar Panels |  | 0.31 | 3 | 103 | 14 |  | Fixed | Roof
NJSTRE1545389227 | NJSRRE1544773820 | Transition Incentive Program | Paterson | 7514 | 6 | 2.79 | Residential | Yes | Behind the Meter | Behind the Meter |  | None | Sunrun Installation Services, Inc. | PSE&G | Eligible for TI Program | 2020-03-30 | 2020-04-09 | 2021-10-30 | REC Solar | REC310TP2M | Solar Panels |  | 0.31 | 3 | 281 | 30 |  | Fixed | Roof
NJSTRE1545389229 | NJSRRE1544813168 | Transition Incentive Program | Lakewood | 8701 | 18 | 26.86 | Residential | No | Behind the Meter | Net-metered residential rooftop and canopy |  | None | Powerlutions | JCP&L | Accepted | 2020-04-08 | 2020-04-14 | 2021-10-30 | Enphase | IQ7-60-2-US | Inverters | 240 |  | 79 |  |  | 0.97 |  | Outdoor | near panel
NJSTRE1545389229 | NJSRRE1544813168 | Transition Incentive Program | Lakewood | 8701 | 18 | 26.86 | Residential | No | Behind the Meter | Net-metered residential rooftop and canopy |  | None | Powerlutions | JCP&L | Accepted | 2020-04-08 | 2020-04-14 | 2021-10-30 | Trina | TSM-320 DD06M.05 | Solar Panels |  | 0.34 | 39 | 262 | 40 |  | Fixed | Roof
NJSTRE1545389229 | NJSRRE1544813168 | Transition Incentive Program | Lakewood | 8701 | 18 | 26.86 | Residential | No | Behind the Meter | Net-metered residential rooftop and canopy |  | None | Powerlutions | JCP&L | Accepted | 2020-04-08 | 2020-04-14 | 2021-10-30 | Trina | TSM-320 DD06M.05 | Solar Panels |  | 0.34 | 40 | 82 | 40 |  | Fixed | Roof
NJSTRE1545389231 | NJSRRE1544768710 | Transition Incentive Program | VILLAS | 8251 | 21 | 8.32 | Residential | Yes | Behind the Meter | Net-metered residential rooftop and canopy |  | None | Vivint Solar Developer, LLC | AC Electric | Accepted | 2020-03-27 | 2020-04-01 | 2021-10-30 | SOLAREDGE | SE7600H-US | Inverters | 7600 |  | 1 |  |  | 0.992 |  | Outdoor | Near the Utility Meter
NJSTRE1545389231 | NJSRRE1544768710 | Transition Incentive Program | VILLAS | 8251 | 21 | 8.32 | Residential | Yes | Behind the Meter | Net-metered residential rooftop and canopy |  | None | Vivint Solar Developer, LLC | AC Electric | Accepted | 2020-03-27 | 2020-04-01 | 2021-10-30 | JINKO SOLAR | JKM320M-60HBL | Solar Panels |  | 0.32 | 5 | 305 | 20 |  | Fixed | Roof
NJSTRE1545389231 | NJSRRE1544768710 | Transition Incentive Program | VILLAS | 8251 | 21 | 8.32 | Residential | Yes | Behind the Meter | Net-metered residential rooftop and canopy |  | None | Vivint Solar Developer, LLC | AC Electric | Accepted | 2020-03-27 | 2020-04-01 | 2021-10-30 | JINKO SOLAR | JKM320M-60HBL | Solar Panels |  | 0.32 | 4 | 215 | 25 |  | Fixed | Roof
NJSTRE1545389231 | NJSRRE1544768710 | Transition Incentive Program | VILLAS | 8251 | 21 | 8.32 | Residential | Yes | Behind the Meter | Net-metered residential rooftop and canopy |  | None | Vivint Solar Developer, LLC | AC Electric | Accepted | 2020-03-27 | 2020-04-01 | 2021-10-30 | JINKO SOLAR | JKM320M-60HBL | Solar Panels |  | 0.32 | 5 | 125 | 20 |  | Fixed | Roof
NJSTRE1545389231 | NJSRRE1544768710 | Transition Incentive Program | VILLAS | 8251 | 21 | 8.32 | Residential | Yes | Behind the Meter | Net-metered residential rooftop and canopy |  | None | Vivint Solar Developer, LLC | AC Electric | Accepted | 2020-03-27 | 2020-04-01 | 2021-10-30 | JINKO SOLAR | JKM320M-60HBL | Solar Panels |  | 0.32 | 12 | 35 | 5 |  | Fixed | Roof
NJSTRE1545389232 | NJSRRE1544804803 | Transition Incentive Program | Pennsville | 8070 | 16 | 7.04 | Residential | Yes | Behind the Meter | Behind the Meter |  | None | Steve Whitman LLC | AC Electric | Eligible for TI Program | 2020-04-07 | 2020-04-10 | 2021-10-30 | SolarEdge | SE5000H-US | Inverters | 5000 |  | 1 |  |  | 0.99 |  | Outside | within ten feet of meter
NJSTRE1545389232 | NJSRRE1544804803 | Transition Incentive Program | Pennsville | 8070 | 16 | 7.04 | Residential | Yes | Behind the Meter | Behind the Meter |  | None | Steve Whitman LLC | AC Electric | Eligible for TI Program | 2020-04-07 | 2020-04-10 | 2021-10-30 | Hanwha Q-Cells | Q.PEAK DUO-G5 320 | Solar Panels |  | 0.32 | 22 | 134314 | 35 |  | Fixed | Roof
NJSTRE1545389233 | NJSRRE1544624284 | Transition Incentive Program | Medford | 8055 | 13 | 7.25 | Residential | No | Behind the Meter | Behind the Meter |  | None | Sunrun Installation Services, Inc. | PSE&G | Eligible for TI Program | 2020-03-10 | 2020-03-13 | 2021-10-30 | LG Chem | RESU 10H SEG | Electric Storage Battery |  |  | 1 |  |  |  | Lithium Ion |  | outside
NJSTRE1545389233 | NJSRRE1544624284 | Transition Incentive Program | Medford | 8055 | 13 | 7.25 | Residential | No | Behind the Meter | Behind the Meter |  | None | Sunrun Installation Services, Inc. | PSE&G | Eligible for TI Program | 2020-03-10 | 2020-03-13 | 2021-10-30 | SolarEdge Technologies | SE7600A-USS2RGM | Inverters | 7600 |  | 1 |  |  | 0.96 |  | Outdoor | Next To Meter
NJSTRE1545389233 | NJSRRE1544624284 | Transition Incentive Program | Medford | 8055 | 13 | 7.25 | Residential | No | Behind the Meter | Behind the Meter |  | None | Sunrun Installation Services, Inc. | PSE&G | Eligible for TI Program | 2020-03-10 | 2020-03-13 | 2021-10-30 | LG Electronics | LG345N1C-V5 | Solar Panels |  | 0.345 | 6 | 110 | 14 |  | Fixed | Roof
NJSTRE1545389233 | NJSRRE1544624284 | Transition Incentive Program | Medford | 8055 | 13 | 7.25 | Residential | No | Behind the Meter | Behind the Meter |  | None | Sunrun Installation Services, Inc. | PSE&G | Eligible for TI Program | 2020-03-10 | 2020-03-13 | 2021-10-30 | LG Electronics | LG345N1C-V5 | Solar Panels |  | 0.345 | 2 | 20 | 14 |  | Fixed | Roof
NJSTRE1545389233 | NJSRRE1544624284 | Transition Incentive Program | Medford | 8055 | 13 | 7.25 | Residential | No | Behind the Meter | Behind the Meter |  | None | Sunrun Installation Services, Inc. | PSE&G | Eligible for TI Program | 2020-03-10 | 2020-03-13 | 2021-10-30 | LG Electronics | LG345N1C-V5 | Solar Panels |  | 0.345 | 9 | 290 | 14 |  | Fixed | Roof
NJSTRE1545389233 | NJSRRE1544624284 | Transition Incentive Program | Medford | 8055 | 13 | 7.25 | Residential | No | Behind the Meter | Behind the Meter |  | None | Sunrun Installation Services, Inc. | PSE&G | Eligible for TI Program | 2020-03-10 | 2020-03-13 | 2021-10-30 | LG Electronics | LG345N1C-V5 | Solar Panels |  | 0.345 | 4 | 200 | 14 |  | Fixed | Roof
NJSTRE1545389235 | NJSRRE1544710041 | Transition Incentive Program | Matawan | 7747 | 17 | 10.14 | Residential | No | Behind the Meter | Net-metered residential rooftop and canopy |  | None | SunnyMac LLC | JCP&L | Accepted | 2020-03-18 | 2020-03-20 | 2021-10-30 | Enphase | IQ7XS-96-ACM-US | Inverters | 0.315 |  | 31 |  |  | 0.99 |  | Outdoor | roof
NJSTRE1545389235 | NJSRRE1544710041 | Transition Incentive Program | Matawan | 7747 | 17 | 10.14 | Residential | No | Behind the Meter | Net-metered residential rooftop and canopy |  | None | SunnyMac LLC | JCP&L | Accepted | 2020-03-18 | 2020-03-20 | 2021-10-30 | SunPower | SPR-E20-327 | Solar Panels |  | 0.327 | 9 | 276 | 5 |  | Fixed | Roof
NJSTRE1545389235 | NJSRRE1544710041 | Transition Incentive Program | Matawan | 7747 | 17 | 10.14 | Residential | No | Behind the Meter | Net-metered residential rooftop and canopy |  | None | SunnyMac LLC | JCP&L | Accepted | 2020-03-18 | 2020-03-20 | 2021-10-30 | SunPower | SPR-E20-327 | Solar Panels |  | 0.327 | 6 | 186 | 11 |  | Fixed | Roof
NJSTRE1545389235 | NJSRRE1544710041 | Transition Incentive Program | Matawan | 7747 | 17 | 10.14 | Residential | No | Behind the Meter | Net-metered residential rooftop and canopy |  | None | SunnyMac LLC | JCP&L | Accepted | 2020-03-18 | 2020-03-20 | 2021-10-30 | SunPower | SPR-E20-327 | Solar Panels |  | 0.327 | 16 | 186 | 36 |  | Fixed | Roof
NJSTRE1545389236 | NJSRRE1544762511 | Transition Incentive Program | Egg Harbor Township | 8234 | 19 | 11.2 | Residential | Yes | Behind the Meter | Behind the Meter |  | None | Acos Energy, LLC | AC Electric | Eligible for TI Program | 2020-03-25 | 2020-03-30 | 2021-10-30 | Enphase | IQ7 | Inverters | 0.24 |  | 35 |  |  | 0.97 |  | Outside | Roof
NJSTRE1545389236 | NJSRRE1544762511 | Transition Incentive Program | Egg Harbor Township | 8234 | 19 | 11.2 | Residential | Yes | Behind the Meter | Behind the Meter |  | None | Acos Energy, LLC | AC Electric | Eligible for TI Program | 2020-03-25 | 2020-03-30 | 2021-10-30 | Trina | TSM-DD06M05II 320W | Solar Panels |  | 0.32 | 25 | 208 | 31 |  | Fixed | Roof
NJSTRE1545389236 | NJSRRE1544762511 | Transition Incentive Program | Egg Harbor Township | 8234 | 19 | 11.2 | Residential | Yes | Behind the Meter | Behind the Meter |  | None | Acos Energy, LLC | AC Electric | Eligible for TI Program | 2020-03-25 | 2020-03-30 | 2021-10-30 | Trina | TSM-DD06M05II 320W | Solar Panels |  | 0.32 | 8 | 118 | 45 |  | Fixed | Roof
NJSTRE1545389236 | NJSRRE1544762511 | Transition Incentive Program | Egg Harbor Township | 8234 | 19 | 11.2 | Residential | Yes | Behind the Meter | Behind the Meter |  | None | Acos Energy, LLC | AC Electric | Eligible for TI Program | 2020-03-25 | 2020-03-30 | 2021-10-30 | Trina | TSM-DD06M05II 320W | Solar Panels |  | 0.32 | 2 | 28 | 31 |  | Fixed | Roof
NJSTRE1545389238 | NJSRRE1544561070 | Transition Incentive Program | Atlantic City | 8401 | 19 | 3.72 | Residential | Yes | Behind the Meter | Net-metered residential rooftop and canopy |  | None | Bright Planet Solar | AC Electric | Accepted | 2020-03-02 | 2020-03-05 | 2021-10-30 | SOLAR EDGE | SE3000H-USRGM | Inverters | 3000 |  | 1 |  |  | 0.98 |  | Outdoor | OUTSIDE
NJSTRE1545389238 | NJSRRE1544561070 | Transition Incentive Program | Atlantic City | 8401 | 19 | 3.72 | Residential | Yes | Behind the Meter | Net-metered residential rooftop and canopy |  | None | Bright Planet Solar | AC Electric | Accepted | 2020-03-02 | 2020-03-05 | 2021-10-30 | LONGI | LR-60HPB-310M | Solar Panels |  | 0.31 | 12 | 318 | 9 |  | Fixed | Roof
NJSTRE1545389241 | NJSRRE1544777596 | Transition Incentive Program | Clifton | 7012 | 6 | 5.7 | Residential | No | Behind the Meter | Net-metered residential rooftop and canopy |  | None | Green Power Energy | PSE&G | Accepted | 2020-04-01 | 2020-04-09 | 2021-10-30 | Enphase Energy | Q7PLUS-72-2-US | Inverters | 290 |  | 17 |  |  | 0.97 |  | Outside | next to meter
NJSTRE1545389241 | NJSRRE1544777596 | Transition Incentive Program | Clifton | 7012 | 6 | 5.7 | Residential | No | Behind the Meter | Net-metered residential rooftop and canopy |  | None | Green Power Energy | PSE&G | Accepted | 2020-04-01 | 2020-04-09 | 2021-10-30 | LG Electronics | LG335N1C-V5 | Solar Panels |  | 0.335 | 17 | 222 | 33 |  | Fixed | Roof
NJSTRE1545389242 | NJSRRE1544705365 | Transition Incentive Program | westville | 8093 | 15 | 5.03 | Residential | Yes | Behind the Meter | Net-metered residential rooftop and canopy |  | None | Vision Solar LLC | PSE&G | Accepted | 2020-03-17 | 2020-03-19 | 2021-10-30 | enphase energy | iq7-60-2-us | Inverters | 0.25 |  | 15 |  |  | 0.96 |  | Other | behind panels
NJSTRE1545389242 | NJSRRE1544705365 | Transition Incentive Program | westville | 8093 | 15 | 5.03 | Residential | Yes | Behind the Meter | Net-metered residential rooftop and canopy |  | None | Vision Solar LLC | PSE&G | Accepted | 2020-03-17 | 2020-03-19 | 2021-10-30 | lg solar | lg335n1k-v5 | Solar Panels |  | 0.335 | 3 | 221 | 21 |  | Fixed | Roof
NJSTRE1545389242 | NJSRRE1544705365 | Transition Incentive Program | westville | 8093 | 15 | 5.03 | Residential | Yes | Behind the Meter | Net-metered residential rooftop and canopy |  | None | Vision Solar LLC | PSE&G | Accepted | 2020-03-17 | 2020-03-19 | 2021-10-30 | lg solar | lg335n1k-v5 | Solar Panels |  | 0.335 | 12 | 131 | 21 |  | Fixed | Roof
NJSTRE1545389244 | NJSRRE1544838977 | Transition Incentive Program | Sicklerville | 8081 | 14 | 13.6 | Residential | No | Behind the Meter | Net-metered residential rooftop and canopy |  | None | Castle Energy, LLC | AC Electric | Accepted | 2020-04-14 | 2020-04-22 | 2021-10-30 | Hanwha Q-Cells | Q.PEAK DUO BLK-G6 340 | Inverters | 240 |  | 40 |  |  | 0.967 |  | Outdoor | on the rooftop under each solar panel
NJSTRE1545389244 | NJSRRE1544838977 | Transition Incentive Program | Sicklerville | 8081 | 14 | 13.6 | Residential | No | Behind the Meter | Net-metered residential rooftop and canopy |  | None | Castle Energy, LLC | AC Electric | Accepted | 2020-04-14 | 2020-04-22 | 2021-10-30 | Hanwha Q-Cells | Q.PEAK DUO BLK-G6 340 | Solar Panels |  | 0.34 | 16 | 249 | 25 |  | Fixed | Roof
NJSTRE1545389244 | NJSRRE1544838977 | Transition Incentive Program | Sicklerville | 8081 | 14 | 13.6 | Residential | No | Behind the Meter | Net-metered residential rooftop and canopy |  | None | Castle Energy, LLC | AC Electric | Accepted | 2020-04-14 | 2020-04-22 | 2021-10-30 | Hanwha Q-Cells | Q.PEAK DUO BLK-G6 340 | Solar Panels |  | 0.34 | 6 | 67 | 25 |  | Fixed | Roof
NJSTRE1545389244 | NJSRRE1544838977 | Transition Incentive Program | Sicklerville | 8081 | 14 | 13.6 | Residential | No | Behind the Meter | Net-metered residential rooftop and canopy |  | None | Castle Energy, LLC | AC Electric | Accepted | 2020-04-14 | 2020-04-22 | 2021-10-30 | Hanwha Q-Cells | Q.PEAK DUO BLK-G6 340 | Solar Panels |  | 0.34 | 18 | 67 | 25 |  | Fixed | Roof
NJSTRE1545389248 | NJSRRE1544799864 | Transition Incentive Program | LITTLE EGG HARBOR TWP | 8087 | 18 | 12.48 | Residential | Yes | Behind the Meter | Net-metered residential rooftop and canopy |  | None | Vivint Solar Developer, LLC | AC Electric | Accepted | 2020-04-06 | 2020-04-09 | 2021-10-30 | SOLAREDGE | SE10000H-US | Inverters | 10000 |  | 1 |  |  | 0.992 |  | Outdoor | Near the Utility Meter
NJSTRE1545389248 | NJSRRE1544799864 | Transition Incentive Program | LITTLE EGG HARBOR TWP | 8087 | 18 | 12.48 | Residential | Yes | Behind the Meter | Net-metered residential rooftop and canopy |  | None | Vivint Solar Developer, LLC | AC Electric | Accepted | 2020-04-06 | 2020-04-09 | 2021-10-30 | JINKO SOLAR | JKM320M-60HBL | Solar Panels |  | 0.32 | 18 | 347 | 34 |  | Fixed | Roof
NJSTRE1545389248 | NJSRRE1544799864 | Transition Incentive Program | LITTLE EGG HARBOR TWP | 8087 | 18 | 12.48 | Residential | Yes | Behind the Meter | Net-metered residential rooftop and canopy |  | None | Vivint Solar Developer, LLC | AC Electric | Accepted | 2020-04-06 | 2020-04-09 | 2021-10-30 | JINKO SOLAR | JKM320M-60HBL | Solar Panels |  | 0.32 | 14 | 167 | 34 |  | Fixed | Roof
NJSTRE1545389248 | NJSRRE1544799864 | Transition Incentive Program | LITTLE EGG HARBOR TWP | 8087 | 18 | 12.48 | Residential | Yes | Behind the Meter | Net-metered residential rooftop and canopy |  | None | Vivint Solar Developer, LLC | AC Electric | Accepted | 2020-04-06 | 2020-04-09 | 2021-10-30 | JINKO SOLAR | JKM320M-60HBL | Solar Panels |  | 0.32 | 7 | 167 | 34 |  | Fixed | Roof
NJSTRE1545389256 | NJSRRE1544567191 | Transition Incentive Program | Cherry Hill | 8034 | 14 | 5.12 | Residential | Yes | Behind the Meter | Behind the Meter |  | None | Skyline Solar, LLC | PSE&G | Eligible for TI Program | 2020-03-03 | 2020-03-05 | 2021-10-30 | SolarEdge | SE3800H-US | Inverters | 3800 |  | 1 |  |  | 0.99 |  | Outside | within ten feet of meter
NJSTRE1545389256 | NJSRRE1544567191 | Transition Incentive Program | Cherry Hill | 8034 | 14 | 5.12 | Residential | Yes | Behind the Meter | Behind the Meter |  | None | Skyline Solar, LLC | PSE&G | Eligible for TI Program | 2020-03-03 | 2020-03-05 | 2021-10-30 | Hanwha Q-Cells | Q.PEAK DUO-G5 320 | Solar Panels |  | 0.32 | 16 | 202 | 24 |  | Fixed | Roof
NJSTRE1545389258 | NJSRRE1544845585 | Transition Incentive Program | paterson | 7504 | 6 | 15.41 | Residential | Yes | Behind the Meter | Net-metered residential rooftop and canopy |  | None | Vision Solar LLC | PSE&G | Accepted | 2020-04-15 | 2020-04-22 | 2021-10-30 | enphase | iq7-60-2-us | Inverters | 0.24 |  | 46 |  |  | 0.96 |  | Other | behind panels
NJSTRE1545389258 | NJSRRE1544845585 | Transition Incentive Program | paterson | 7504 | 6 | 15.41 | Residential | Yes | Behind the Meter | Net-metered residential rooftop and canopy |  | None | Vision Solar LLC | PSE&G | Accepted | 2020-04-15 | 2020-04-22 | 2021-10-30 | lgsolar | lg335n1k-v5 | Solar Panels |  | 0.335 | 22 | 277 | 24 |  | Fixed | Roof
NJSTRE1545389258 | NJSRRE1544845585 | Transition Incentive Program | paterson | 7504 | 6 | 15.41 | Residential | Yes | Behind the Meter | Net-metered residential rooftop and canopy |  | None | Vision Solar LLC | PSE&G | Accepted | 2020-04-15 | 2020-04-22 | 2021-10-30 | lgsolar | lg335n1k-v5 | Solar Panels |  | 0.335 | 24 | 97 | 24 |  | Fixed | Roof
NJSTRE1545389262 | NJSRRE1544868506 | Transition Incentive Program | EGG HARBOR TOWNSHIP | 8234 | 19 | 4.16 | Residential | Yes | Behind the Meter | Net-metered residential rooftop and canopy |  | None | Vivint Solar Developer, LLC | AC Electric | Accepted | 2020-04-21 | 2020-04-27 | 2021-10-30 | Solar Edge | SE3800H-US | Inverters | 3800 |  | 1 |  |  | 0.992 |  | Outdoor | Near the Utility Meter
NJSTRE1545389262 | NJSRRE1544868506 | Transition Incentive Program | EGG HARBOR TOWNSHIP | 8234 | 19 | 4.16 | Residential | Yes | Behind the Meter | Net-metered residential rooftop and canopy |  | None | Vivint Solar Developer, LLC | AC Electric | Accepted | 2020-04-21 | 2020-04-27 | 2021-10-30 | JINKO SOLAR | JKM320M-60HBL | Solar Panels |  | 0.32 | 13 | 219 | 35 |  | Fixed | Roof
NJSTRE1545389265 | NJSRRE1544724330 | Transition Incentive Program | Madison | 7940 | 3 | 7.56 | Residential | No | Behind the Meter | Net-metered residential rooftop and canopy |  | None | Tesla Energy Operations Inc | Borough of Madison | Accepted | 2020-03-19 | 2020-03-24 | 2021-10-30 | Delta Electronics | M8-TL-US [240V] | Inverters | 7680 |  | 1 |  |  | 0.975 |  | Outdoor | Outdoor
NJSTRE1545389265 | NJSRRE1544724330 | Transition Incentive Program | Madison | 7940 | 3 | 7.56 | Residential | No | Behind the Meter | Net-metered residential rooftop and canopy |  | None | Tesla Energy Operations Inc | Borough of Madison | Accepted | 2020-03-19 | 2020-03-24 | 2021-10-30 | Hanwha Q Cells | Q.PEAK DUO BLK-G5/SC315 | Solar Panels |  | 0.315 | 16 | 225 | 34 |  | Fixed | Roof
NJSTRE1545389265 | NJSRRE1544724330 | Transition Incentive Program | Madison | 7940 | 3 | 7.56 | Residential | No | Behind the Meter | Net-metered residential rooftop and canopy |  | None | Tesla Energy Operations Inc | Borough of Madison | Accepted | 2020-03-19 | 2020-03-24 | 2021-10-30 | Hanwha Q Cells | Q.PEAK DUO BLK-G5/SC315 | Solar Panels |  | 0.315 | 8 | 225 | 26 |  | Fixed | Roof
NJSTRE1545389268 | NJSRRE1544790973 | Transition Incentive Program | Clifton City | 7011 | 6 | 3.78 | Residential | Yes | Behind the Meter | Net-metered residential rooftop and canopy |  | None | Tesla Energy Operations Inc | PSE&G | Accepted | 2020-04-02 | 2020-04-09 | 2021-10-30 | Delta Electronics | M4-TL-US [240V] | Inverters | 3840 |  | 1 |  |  | 0.975 |  | Outdoor | outdoor
NJSTRE1545389268 | NJSRRE1544790973 | Transition Incentive Program | Clifton City | 7011 | 6 | 3.78 | Residential | Yes | Behind the Meter | Net-metered residential rooftop and canopy |  | None | Tesla Energy Operations Inc | PSE&G | Accepted | 2020-04-02 | 2020-04-09 | 2021-10-30 | Hanwha Q Cells | Q.PEAK DUO BLK-G5/SC315 | Solar Panels |  | 0.315 | 12 | 218 | 34 |  | Fixed | Roof
NJSTRE1545389270 | NJSRRE1544626790 | Transition Incentive Program | Paramus | 7652 | 7 | 5.89 | Residential | No | Behind the Meter | Behind the Meter |  | None | Sunrun Installation Services, Inc. | PSE&G | Eligible for TI Program | 2020-03-11 | 2020-03-16 | 2021-10-30 | Delta Electronics | M5-TL-US | Inverters | 5000 |  | 1 |  |  | 0.96 |  | Outdoor | Next To Meter
NJSTRE1545389270 | NJSRRE1544626790 | Transition Incentive Program | Paramus | 7652 | 7 | 5.89 | Residential | No | Behind the Meter | Behind the Meter |  | None | Sunrun Installation Services, Inc. | PSE&G | Eligible for TI Program | 2020-03-11 | 2020-03-16 | 2021-10-30 | REC Solar | REC310TP2M | Solar Panels |  | 0.31 | 19 | 199 | 18 |  | Fixed | Roof
NJSTRE1545389272 | NJSRRE1544582414 | Transition Incentive Program | Vineland | 8360 | 20 | 4.36 | Residential | Yes | Behind the Meter | Net-metered residential rooftop and canopy |  | None | Vision Solar LLC | Vineland Muni Electric | Accepted | 2020-03-03 | 2020-03-06 | 2021-10-30 | enphase | iq7-60-2-us | Inverters | 0.25 |  | 13 |  |  | 0.96 |  | Other | behind panels
NJSTRE1545389272 | NJSRRE1544582414 | Transition Incentive Program | Vineland | 8360 | 20 | 4.36 | Residential | Yes | Behind the Meter | Net-metered residential rooftop and canopy |  | None | Vision Solar LLC | Vineland Muni Electric | Accepted | 2020-03-03 | 2020-03-06 | 2021-10-30 | lg solar | lg335n1k-v5 | Solar Panels |  | 0.335 | 13 | 274 | 21 |  | Fixed | Roof
NJSTRE1545389273 | NJSRRE1544626901 | Transition Incentive Program | Linden | 7036 | 10 | 2.76 | Residential | Yes | Behind the Meter | Behind the Meter |  | None | Sunrun Installation Services, Inc. | PSE&G | Eligible for TI Program | 2020-03-11 | 2020-03-16 | 2021-10-30 | Delta Electronics | M4-TL-US | Inverters | 4000 |  | 1 |  |  | 0.96 |  | Outdoor | Next To Meter
NJSTRE1545389273 | NJSRRE1544626901 | Transition Incentive Program | Linden | 7036 | 10 | 2.76 | Residential | Yes | Behind the Meter | Behind the Meter |  | None | Sunrun Installation Services, Inc. | PSE&G | Eligible for TI Program | 2020-03-11 | 2020-03-16 | 2021-10-30 | LG Electronics | LG345N1C-V5 | Solar Panels |  | 0.345 | 8 | 308 | 37 |  | Fixed | Roof
NJSTRE1545389274 | NJSRRE1544724229 | Transition Incentive Program | Sicklerville | 8081 | 14 | 15.18 | Residential | Yes | Behind the Meter | Behind the Meter |  | None | Sunrun Installation Services, Inc. | AC Electric | Eligible for TI Program | 2020-03-19 | 2020-03-24 | 2021-10-30 | Delta Electronics | M6-TL-US | Inverters | 6000 |  | 2 |  |  | 0.96 |  | Outdoor | Next To Meter
NJSTRE1545389274 | NJSRRE1544724229 | Transition Incentive Program | Sicklerville | 8081 | 14 | 15.18 | Residential | Yes | Behind the Meter | Behind the Meter |  | None | Sunrun Installation Services, Inc. | AC Electric | Eligible for TI Program | 2020-03-19 | 2020-03-24 | 2021-10-30 | LG Electronics | LG345N1C-V5 | Solar Panels |  | 0.345 | 22 | 155 | 30 |  | Fixed | Roof
NJSTRE1545389274 | NJSRRE1544724229 | Transition Incentive Program | Sicklerville | 8081 | 14 | 15.18 | Residential | Yes | Behind the Meter | Behind the Meter |  | None | Sunrun Installation Services, Inc. | AC Electric | Eligible for TI Program | 2020-03-19 | 2020-03-24 | 2021-10-30 | LG Electronics | LG345N1C-V5 | Solar Panels |  | 0.345 | 22 | 155 | 30 |  | Fixed | Roof
NJSTRE1545389275 | NJSRRE1544884397 | Transition Incentive Program | Livingston | 7039 | 9 | 7.92 | Residential | No | Behind the Meter | Net-metered residential rooftop and canopy |  | None | Panatec Corporation | PSE&G | Accepted | 2020-04-22 | 2020-04-28 | 2021-10-30 | Enphase | IQ7X | Inverters | 330 |  | 24 |  |  | 0.975 |  | Outdoor | Outdoor
NJSTRE1545389275 | NJSRRE1544884397 | Transition Incentive Program | Livingston | 7039 | 9 | 7.92 | Residential | No | Behind the Meter | Net-metered residential rooftop and canopy |  | None | Panatec Corporation | PSE&G | Accepted | 2020-04-22 | 2020-04-28 | 2021-10-30 | Panasonic | VBHN330SA17E | Solar Panels |  | 0.33 | 24 | 260 | 25 |  | Fixed | Roof
NJSTRE1545389277 | NJSRRE1544905117 | Transition Incentive Program | Somerset | 8873 | 5 | 21.95 | Commercial | No | Behind the Meter | Net-metered non-residential rooftop and canopy |  | None | Ameresco | PSE&G | Accepted | 2020-04-30 | 2020-04-30 | 2021-10-30 | SolarEdge | SE9KUS | Inverters | 9 |  | 2 |  |  | 0.965 |  | Outdoor | N/A
NJSTRE1545389277 | NJSRRE1544905117 | Transition Incentive Program | Somerset | 8873 | 5 | 21.95 | Commercial | No | Behind the Meter | Net-metered non-residential rooftop and canopy |  | None | Ameresco | PSE&G | Accepted | 2020-04-30 | 2020-04-30 | 2021-10-30 | JA | JAM72S09 385/PR | Solar Panels |  | 0.385 | 57 | 129/219/309 | 28 |  | Fixed | Roof
NJSTRE1545389280 | NJSRRE1544598110 | Transition Incentive Program | Mount Laurel | 8054 | 13 | 7.04 | Residential | Yes | Behind the Meter | Net-metered residential rooftop and canopy |  | None | Vivint Solar Developer, LLC | PSE&G | Accepted | 2020-03-04 | 2020-03-09 | 2021-10-30 | SOLAREDGE | SE7600H-US | Inverters | 7600 |  | 1 |  |  | 0.992 |  | Outdoor | Near the Utility Meter
NJSTRE1545389280 | NJSRRE1544598110 | Transition Incentive Program | Mount Laurel | 8054 | 13 | 7.04 | Residential | Yes | Behind the Meter | Net-metered residential rooftop and canopy |  | None | Vivint Solar Developer, LLC | PSE&G | Accepted | 2020-03-04 | 2020-03-09 | 2021-10-30 | JINKO SOLAR | JKM320M-60HBL | Solar Panels |  | 0.32 | 16 | 221 | 36 |  | Fixed | Roof
NJSTRE1545389280 | NJSRRE1544598110 | Transition Incentive Program | Mount Laurel | 8054 | 13 | 7.04 | Residential | Yes | Behind the Meter | Net-metered residential rooftop and canopy |  | None | Vivint Solar Developer, LLC | PSE&G | Accepted | 2020-03-04 | 2020-03-09 | 2021-10-30 | JINKO SOLAR | JKM320M-60HBL | Solar Panels |  | 0.32 | 6 | 41 | 17 |  | Fixed | Roof
NJSTRE1545389285 | NJSRRE1544816649 | Transition Incentive Program | VOORHEES | 8043 | 14 | 7.68 | Residential | Yes | Behind the Meter | Net-metered residential rooftop and canopy |  | None | Vivint Solar Developer, LLC | PSE&G | Accepted | 2020-04-08 | 2020-04-15 | 2021-10-30 | SolarEdge | SE7600H-US | Inverters | 7600 |  | 1 |  |  | 0.992 |  | Outdoor | Near the Utility Meter
NJSTRE1545389285 | NJSRRE1544816649 | Transition Incentive Program | VOORHEES | 8043 | 14 | 7.68 | Residential | Yes | Behind the Meter | Net-metered residential rooftop and canopy |  | None | Vivint Solar Developer, LLC | PSE&G | Accepted | 2020-04-08 | 2020-04-15 | 2021-10-30 | Jinko Solar | JKM320M-60HBL | Solar Panels |  | 0.32 | 9 | 136 | 19 |  | Fixed | Roof
NJSTRE1545389285 | NJSRRE1544816649 | Transition Incentive Program | VOORHEES | 8043 | 14 | 7.68 | Residential | Yes | Behind the Meter | Net-metered residential rooftop and canopy |  | None | Vivint Solar Developer, LLC | PSE&G | Accepted | 2020-04-08 | 2020-04-15 | 2021-10-30 | Jinko Solar | JKM320M-60HBL | Solar Panels |  | 0.32 | 15 | 136 | 19 |  | Fixed | Roof
NJSTRE1545389286 | NJSRRE1544551194 | Transition Incentive Program | Villas | 8251 | 21 | 18.7 | Residential | No | Behind the Meter | Behind the Meter |  | None | Green Power Energy | AC Electric | Eligible for TI Program | 2020-02-29 | 2020-03-04 | 2021-10-30 | SolarEdge Technologies | SE7600H-US | Inverters | 7600 |  | 2 |  |  | 0.97 |  | Outside | Next to meter
NJSTRE1545389286 | NJSRRE1544551194 | Transition Incentive Program | Villas | 8251 | 21 | 18.7 | Residential | No | Behind the Meter | Behind the Meter |  | None | Green Power Energy | AC Electric | Eligible for TI Program | 2020-02-29 | 2020-03-04 | 2021-10-30 | LG Electronics | LG340N1C-V5 | Solar Panels |  | 0.34 | 12 | 215 | 30 |  | Fixed | Roof
NJSTRE1545389286 | NJSRRE1544551194 | Transition Incentive Program | Villas | 8251 | 21 | 18.7 | Residential | No | Behind the Meter | Behind the Meter |  | None | Green Power Energy | AC Electric | Eligible for TI Program | 2020-02-29 | 2020-03-04 | 2021-10-30 | LG Electronics | LG340N1C-V5 | Solar Panels |  | 0.34 | 21 | 126 | 0 |  | Fixed | Roof
NJSTRE1545389286 | NJSRRE1544551194 | Transition Incentive Program | Villas | 8251 | 21 | 18.7 | Residential | No | Behind the Meter | Behind the Meter |  | None | Green Power Energy | AC Electric | Eligible for TI Program | 2020-02-29 | 2020-03-04 | 2021-10-30 | LG Electronics | LG340N1C-V5 | Solar Panels |  | 0.34 | 22 | 214 | 30 |  | Fixed | Roof
NJSTRE1545389288 | NJSRRE1544802641 | Transition Incentive Program | Mahwah | 7430 | 7 | 6.84 | Residential | No | Behind the Meter | Net-metered residential rooftop and canopy |  | None | Tesla Energy Operations Inc | Orange Rockland Electric | Accepted | 2020-04-06 | 2020-04-10 | 2021-10-30 | Delta Electronics | M8-TL-US | Inverters | 7680 |  | 1 |  |  | 0.975 |  | Outdoor | Near Meter
NJSTRE1545389288 | NJSRRE1544802641 | Transition Incentive Program | Mahwah | 7430 | 7 | 6.84 | Residential | No | Behind the Meter | Net-metered residential rooftop and canopy |  | None | Tesla Energy Operations Inc | Orange Rockland Electric | Accepted | 2020-04-06 | 2020-04-10 | 2021-10-30 | Tesla | SR60T1 | Solar Panels |  | 0.05847 | 35 | 67 | 34 |  | Fixed | Roof
NJSTRE1545389288 | NJSRRE1544802641 | Transition Incentive Program | Mahwah | 7430 | 7 | 6.84 | Residential | No | Behind the Meter | Net-metered residential rooftop and canopy |  | None | Tesla Energy Operations Inc | Orange Rockland Electric | Accepted | 2020-04-06 | 2020-04-10 | 2021-10-30 | Tesla | SR60T1 | Solar Panels |  | 0.05847 | 23 | 337 | 45 |  | Fixed | Roof
NJSTRE1545389288 | NJSRRE1544802641 | Transition Incentive Program | Mahwah | 7430 | 7 | 6.84 | Residential | No | Behind the Meter | Net-metered residential rooftop and canopy |  | None | Tesla Energy Operations Inc | Orange Rockland Electric | Accepted | 2020-04-06 | 2020-04-10 | 2021-10-30 | Tesla | SR60T1 | Solar Panels |  | 0.05847 | 23 | 157 | 45 |  | Fixed | Roof
NJSTRE1545389288 | NJSRRE1544802641 | Transition Incentive Program | Mahwah | 7430 | 7 | 6.84 | Residential | No | Behind the Meter | Net-metered residential rooftop and canopy |  | None | Tesla Energy Operations Inc | Orange Rockland Electric | Accepted | 2020-04-06 | 2020-04-10 | 2021-10-30 | Tesla | SR60T1 | Solar Panels |  | 0.05847 | 36 | 247 | 34 |  | Fixed | Roof
NJSTRE1545389289 | NJSRRE1544819149 | Transition Incentive Program | Milford | 8848 | 4 | 12.09 | Residential | No | Behind the Meter | Behind the Meter |  | None | Sunrun Installation Services, Inc. | JCP&L | Eligible for TI Program | 2020-04-10 | 2020-04-20 | 2021-10-30 | Enphase Energy | IQ7-60-x-US (240V) | Inverters | 240 |  | 39 |  |  | 0.96 |  | Outdoor | Rooftop
NJSTRE1545389289 | NJSRRE1544819149 | Transition Incentive Program | Milford | 8848 | 4 | 12.09 | Residential | No | Behind the Meter | Behind the Meter |  | None | Sunrun Installation Services, Inc. | JCP&L | Eligible for TI Program | 2020-04-10 | 2020-04-20 | 2021-10-30 | REC Solar | REC310TP2M | Solar Panels |  | 0.31 | 39 | 180 | 30 |  | Fixed | Roof
NJSTRE1545389291 | NJSRRE1544728026 | Transition Incentive Program | PENNSAUKEN | 8110 | 14 | 8.82 | Residential | Yes | Behind the Meter | Net-metered residential rooftop and canopy |  | None | Vivint Solar Developer, LLC | PSE&G | Accepted | 2020-03-19 | 2020-03-24 | 2021-10-30 | SolarEdge Technologies | SE7600H-US | Inverters | 7600 |  | 1 |  |  | 0.992 |  | Outdoor | Near the Utility Meter
NJSTRE1545389291 | NJSRRE1544728026 | Transition Incentive Program | PENNSAUKEN | 8110 | 14 | 8.82 | Residential | Yes | Behind the Meter | Net-metered residential rooftop and canopy |  | None | Vivint Solar Developer, LLC | PSE&G | Accepted | 2020-03-19 | 2020-03-24 | 2021-10-30 | Hanwha Solar | Q.PEAK BLK-G5 315 | Solar Panels |  | 0.315 | 18 | 148 | 22 |  | Fixed | Roof
NJSTRE1545389291 | NJSRRE1544728026 | Transition Incentive Program | PENNSAUKEN | 8110 | 14 | 8.82 | Residential | Yes | Behind the Meter | Net-metered residential rooftop and canopy |  | None | Vivint Solar Developer, LLC | PSE&G | Accepted | 2020-03-19 | 2020-03-24 | 2021-10-30 | Hanwha Solar | Q.PEAK BLK-G5 315 | Solar Panels |  | 0.315 | 10 | 328 | 22 |  | Fixed | Roof
NJSTRE1545389292 | NJSRRE1544846380 | Transition Incentive Program | Union City | 7087 | 8 | 4.76 | Residential | Yes | Behind the Meter | Net-metered residential rooftop and canopy |  | None | Trinity Solar | PSE&G | Accepted |  | 2020-04-23 | 2021-10-30 | Solar Edge | SE3800H-US0SHBNC4 | Meters |  |  | 1 |  |  |  | Yes | Outdoor
NJSTRE1545389292 | NJSRRE1544846380 | Transition Incentive Program | Union City | 7087 | 8 | 4.76 | Residential | Yes | Behind the Meter | Net-metered residential rooftop and canopy |  | None | Trinity Solar | PSE&G | Accepted |  | 2020-04-23 | 2021-10-30 | Solar Edge | SE3800 | Inverters | 3800 |  | 1 |  |  | 0.97 |  | Outside | side of home
NJSTRE1545389292 | NJSRRE1544846380 | Transition Incentive Program | Union City | 7087 | 8 | 4.76 | Residential | Yes | Behind the Meter | Net-metered residential rooftop and canopy |  | None | Trinity Solar | PSE&G | Accepted |  | 2020-04-23 | 2021-10-30 | Hanwha | Q.PEAK DUO BLK-G6 340 | Solar Panels |  | 0.34 | 11 | 115 | 23 |  | Fixed | Roof
NJSTRE1545389292 | NJSRRE1544846380 | Transition Incentive Program | Union City | 7087 | 8 | 4.76 | Residential | Yes | Behind the Meter | Net-metered residential rooftop and canopy |  | None | Trinity Solar | PSE&G | Accepted |  | 2020-04-23 | 2021-10-30 | Hanwha | Q.PEAK DUO BLK-G6 340 | Solar Panels |  | 0.34 | 3 | 295 | 23 |  | Fixed | Roof
NJSTRE1545389296 | NJSRRE1544680174 | Transition Incentive Program | Jersey City | 7304 | 8 | 17 | Residential | Yes | Behind the Meter | Net-metered residential rooftop and canopy |  | None | SunPower Corporation, Systems | PSE&G | Accepted | 2020-03-13 | 2020-03-18 | 2021-10-30 | SUNPOWER | SPR-E20-327-E-AC | Inverters | 320 |  | 52 |  |  | 0.96 |  | Other | under each panel
NJSTRE1545389296 | NJSRRE1544680174 | Transition Incentive Program | Jersey City | 7304 | 8 | 17 | Residential | Yes | Behind the Meter | Net-metered residential rooftop and canopy |  | None | SunPower Corporation, Systems | PSE&G | Accepted | 2020-03-13 | 2020-03-18 | 2021-10-30 | SUNPOWER | SPR-E20-327-E-AC | Solar Panels |  | 0.327 | 23 | 35 | 20 |  | Fixed | Roof
NJSTRE1545389296 | NJSRRE1544680174 | Transition Incentive Program | Jersey City | 7304 | 8 | 17 | Residential | Yes | Behind the Meter | Net-metered residential rooftop and canopy |  | None | SunPower Corporation, Systems | PSE&G | Accepted | 2020-03-13 | 2020-03-18 | 2021-10-30 | SUNPOWER | SPR-E20-327-E-AC | Solar Panels |  | 0.327 | 29 | 215 | 20 |  | Fixed | Roof
NJSTRE1545389300 | NJSRRE1544796523 | Transition Incentive Program | Lambertville | 8530 | 4 | 3.84 | Residential | Yes | Behind the Meter | Behind the Meter |  | None | Steve Whitman LLC | JCP&L | Eligible for TI Program | 2020-04-03 | 2020-04-09 | 2021-10-30 | SolarEdge | SE3800H-US | Inverters | 3800 |  | 1 |  |  | 0.99 |  | Outside | within ten feet of meter
NJSTRE1545389300 | NJSRRE1544796523 | Transition Incentive Program | Lambertville | 8530 | 4 | 3.84 | Residential | Yes | Behind the Meter | Behind the Meter |  | None | Steve Whitman LLC | JCP&L | Eligible for TI Program | 2020-04-03 | 2020-04-09 | 2021-10-30 | Hanwha Q-Cells | Q.PEAK DUO-G5 320 | Solar Panels |  | 0.32 | 12 | 150 | 31 |  | Fixed | Roof
NJSTRE1545389301 | NJSRRE1544779200 | Transition Incentive Program | Edison | 8837 | 11 | 2.76 | Residential | Yes | Behind the Meter | Behind the Meter |  | None | Sunrun Installation Services, Inc. | PSE&G | Eligible for TI Program | 2020-04-01 | 2020-04-09 | 2021-10-30 | Enphase Energy | IQ7PLUS-72-x-US (240V) | Inverters | 290 |  | 8 |  |  | 0.96 |  | Outdoor | Rooftop
NJSTRE1545389301 | NJSRRE1544779200 | Transition Incentive Program | Edison | 8837 | 11 | 2.76 | Residential | Yes | Behind the Meter | Behind the Meter |  | None | Sunrun Installation Services, Inc. | PSE&G | Eligible for TI Program | 2020-04-01 | 2020-04-09 | 2021-10-30 | LG Electronics | LG345N1C-V5 | Solar Panels |  | 0.345 | 2 | 202 | 23 |  | Fixed | Roof
NJSTRE1545389301 | NJSRRE1544779200 | Transition Incentive Program | Edison | 8837 | 11 | 2.76 | Residential | Yes | Behind the Meter | Behind the Meter |  | None | Sunrun Installation Services, Inc. | PSE&G | Eligible for TI Program | 2020-04-01 | 2020-04-09 | 2021-10-30 | LG Electronics | LG345N1C-V5 | Solar Panels |  | 0.345 | 6 | 293 | 37 |  | Fixed | Roof
NJSTRE1545389302 | NJSRRE1544759177 | Transition Incentive Program | Millville | 8332 | 20 | 9.28 | Residential | Yes | Behind the Meter | Net-metered residential rooftop and canopy |  | None | Vivint Solar Developer, LLC | AC Electric | Accepted | 2020-03-24 | 2020-03-26 | 2021-10-30 | SOLAREDGE | SE7600H-US | Inverters | 7600 |  | 1 |  |  | 0.992 |  | Outdoor | Near the Utility Meter
NJSTRE1545389302 | NJSRRE1544759177 | Transition Incentive Program | Millville | 8332 | 20 | 9.28 | Residential | Yes | Behind the Meter | Net-metered residential rooftop and canopy |  | None | Vivint Solar Developer, LLC | AC Electric | Accepted | 2020-03-24 | 2020-03-26 | 2021-10-30 | JINKO SOLAR | JKM320M-60HBL | Solar Panels |  | 0.32 | 6 | 266 | 25 |  | Fixed | Roof
NJSTRE1545389302 | NJSRRE1544759177 | Transition Incentive Program | Millville | 8332 | 20 | 9.28 | Residential | Yes | Behind the Meter | Net-metered residential rooftop and canopy |  | None | Vivint Solar Developer, LLC | AC Electric | Accepted | 2020-03-24 | 2020-03-26 | 2021-10-30 | JINKO SOLAR | JKM320M-60HBL | Solar Panels |  | 0.32 | 23 | 86 | 25 |  | Fixed | Roof
NJSTRE1545389303 | NJSRRE1544817808 | Transition Incentive Program | Middletown | 7748 | 17 | 9.3 | Residential | Yes | Behind the Meter | Behind the Meter |  | None | Sunrun Installation Services, Inc. | JCP&L | Eligible for TI Program | 2020-04-09 | 2020-04-16 | 2021-10-30 | Enphase Energy | IQ7-60-x-US (240V) | Inverters | 240 |  | 30 |  |  | 0.96 |  | Outdoor | Rooftop
NJSTRE1545389303 | NJSRRE1544817808 | Transition Incentive Program | Middletown | 7748 | 17 | 9.3 | Residential | Yes | Behind the Meter | Behind the Meter |  | None | Sunrun Installation Services, Inc. | JCP&L | Eligible for TI Program | 2020-04-09 | 2020-04-16 | 2021-10-30 | REC Solar | REC310TP2M | Solar Panels |  | 0.31 | 30 | 266 | 23 |  | Fixed | Roof
NJSTRE1545389309 | NJSRRE1544626796 | Transition Incentive Program | Fair Lawn | 7410 | 7 | 3.1 | Residential | Yes | Behind the Meter | Behind the Meter |  | None | Sunrun Installation Services, Inc. | PSE&G | Eligible for TI Program | 2020-03-11 | 2020-03-16 | 2021-10-30 | Enphase Energy | IQ7-60-x-US (240V) | Inverters | 240 |  | 10 |  |  | 0.96 |  | Outdoor | Rooftop
NJSTRE1545389309 | NJSRRE1544626796 | Transition Incentive Program | Fair Lawn | 7410 | 7 | 3.1 | Residential | Yes | Behind the Meter | Behind the Meter |  | None | Sunrun Installation Services, Inc. | PSE&G | Eligible for TI Program | 2020-03-11 | 2020-03-16 | 2021-10-30 | REC Solar | REC310TP2M | Solar Panels |  | 0.31 | 10 | 251 | 14 |  | Fixed | Roof
NJSTRE1545389311 | NJSRRE1544597846 | Transition Incentive Program | Union | 7083 | 10 | 5.89 | Residential | No | Behind the Meter | Behind the Meter |  | None | Sunrun Installation Services, Inc. | PSE&G | Eligible for TI Program | 2020-03-04 | 2020-03-09 | 2021-10-30 | Enphase Energy | IQ7-60-x-US (240V) | Inverters | 240 |  | 19 |  |  | 0.96 |  | Outdoor | Rooftop
NJSTRE1545389311 | NJSRRE1544597846 | Transition Incentive Program | Union | 7083 | 10 | 5.89 | Residential | No | Behind the Meter | Behind the Meter |  | None | Sunrun Installation Services, Inc. | PSE&G | Eligible for TI Program | 2020-03-04 | 2020-03-09 | 2021-10-30 | REC Solar | REC310TP2M | Solar Panels |  | 0.31 | 4 | 51 | 23 |  | Fixed | Roof
NJSTRE1545389311 | NJSRRE1544597846 | Transition Incentive Program | Union | 7083 | 10 | 5.89 | Residential | No | Behind the Meter | Behind the Meter |  | None | Sunrun Installation Services, Inc. | PSE&G | Eligible for TI Program | 2020-03-04 | 2020-03-09 | 2021-10-30 | REC Solar | REC310TP2M | Solar Panels |  | 0.31 | 6 | 231 | 21 |  | Fixed | Roof
NJSTRE1545389311 | NJSRRE1544597846 | Transition Incentive Program | Union | 7083 | 10 | 5.89 | Residential | No | Behind the Meter | Behind the Meter |  | None | Sunrun Installation Services, Inc. | PSE&G | Eligible for TI Program | 2020-03-04 | 2020-03-09 | 2021-10-30 | REC Solar | REC310TP2M | Solar Panels |  | 0.31 | 9 | 142 | 23 |  | Fixed | Roof
NJSTRE1545389313 | NJSRRE1544611138 | Transition Incentive Program | Monroe | 8831 | 11 | 17.92 | Residential | No | Behind the Meter | Behind the Meter |  | None | Maier Solar Engineering dba Solar Me | JCP&L | Eligible for TI Program | 2020-03-05 | 2020-03-10 | 2021-10-30 | Enphase | IQ7 | Inverters | 240 |  | 56 |  |  | 0.96 |  | Outdoor | Next to meter
NJSTRE1545389313 | NJSRRE1544611138 | Transition Incentive Program | Monroe | 8831 | 11 | 17.92 | Residential | No | Behind the Meter | Behind the Meter |  | None | Maier Solar Engineering dba Solar Me | JCP&L | Eligible for TI Program | 2020-03-05 | 2020-03-10 | 2021-10-30 | Hanwha | Q.CELL DUO BLK-G5 325W | Solar Panels |  | 0.32 | 3 | 178 | 27 |  | Fixed | Roof
NJSTRE1545389313 | NJSRRE1544611138 | Transition Incentive Program | Monroe | 8831 | 11 | 17.92 | Residential | No | Behind the Meter | Behind the Meter |  | None | Maier Solar Engineering dba Solar Me | JCP&L | Eligible for TI Program | 2020-03-05 | 2020-03-10 | 2021-10-30 | Hanwha | Q.CELL DUO BLK-G5 325W | Solar Panels |  | 0.32 | 6 | 178 | 30 |  | Fixed | Roof
NJSTRE1545389313 | NJSRRE1544611138 | Transition Incentive Program | Monroe | 8831 | 11 | 17.92 | Residential | No | Behind the Meter | Behind the Meter |  | None | Maier Solar Engineering dba Solar Me | JCP&L | Eligible for TI Program | 2020-03-05 | 2020-03-10 | 2021-10-30 | Hanwha | Q.CELL DUO BLK-G5 325W | Solar Panels |  | 0.32 | 10 | 268 | 30 |  | Fixed | Roof
NJSTRE1545389313 | NJSRRE1544611138 | Transition Incentive Program | Monroe | 8831 | 11 | 17.92 | Residential | No | Behind the Meter | Behind the Meter |  | None | Maier Solar Engineering dba Solar Me | JCP&L | Eligible for TI Program | 2020-03-05 | 2020-03-10 | 2021-10-30 | Hanwha | Q.CELL DUO BLK-G5 325W | Solar Panels |  | 0.32 | 4 | 88 | 27 |  | Fixed | Roof
NJSTRE1545389313 | NJSRRE1544611138 | Transition Incentive Program | Monroe | 8831 | 11 | 17.92 | Residential | No | Behind the Meter | Behind the Meter |  | None | Maier Solar Engineering dba Solar Me | JCP&L | Eligible for TI Program | 2020-03-05 | 2020-03-10 | 2021-10-30 | Hanwha | Q.CELL DUO BLK-G5 325W | Solar Panels |  | 0.32 | 23 | 178 | 30 |  | Fixed | Roof
NJSTRE1545389313 | NJSRRE1544611138 | Transition Incentive Program | Monroe | 8831 | 11 | 17.92 | Residential | No | Behind the Meter | Behind the Meter |  | None | Maier Solar Engineering dba Solar Me | JCP&L | Eligible for TI Program | 2020-03-05 | 2020-03-10 | 2021-10-30 | Hanwha | Q.CELL DUO BLK-G5 325W | Solar Panels |  | 0.32 | 10 | 88 | 30 |  | Fixed | Roof
NJSTRE1545389320 | NJSRRE1544759118 | Transition Incentive Program | Green Creek | 8204 | 21 | 5.12 | Residential | Yes | Behind the Meter | Net-metered residential rooftop and canopy |  | None | Vivint Solar Developer, LLC | AC Electric | Accepted | 2020-03-24 | 2020-03-26 | 2021-10-30 | SOLAREDGE | SE3800H-US | Inverters | 3800 |  | 1 |  |  | 0.992 |  | Outdoor | Near the Utility Meter
NJSTRE1545389320 | NJSRRE1544759118 | Transition Incentive Program | Green Creek | 8204 | 21 | 5.12 | Residential | Yes | Behind the Meter | Net-metered residential rooftop and canopy |  | None | Vivint Solar Developer, LLC | AC Electric | Accepted | 2020-03-24 | 2020-03-26 | 2021-10-30 | JINKO SOLAR | JKM320M-60HBL | Solar Panels |  | 0.32 | 16 | 179 | 18 |  | Fixed | Roof
NJSTRE1545389325 | NJSRRE1544799881 | Transition Incentive Program | Warren TWP | 7059 | 5 | 3.78 | Residential | No | Behind the Meter | Net-metered residential rooftop and canopy |  | None | Tesla Energy Operations Inc | PSE&G | Accepted | 2020-04-06 | 2020-04-09 | 2021-10-30 | SolarEdge Technologies Ltd | SE3800H-US [240V] | Inverters | 3800 |  | 1 |  |  | 0.99 |  | Outdoor | Outdoor
NJSTRE1545389325 | NJSRRE1544799881 | Transition Incentive Program | Warren TWP | 7059 | 5 | 3.78 | Residential | No | Behind the Meter | Net-metered residential rooftop and canopy |  | None | Tesla Energy Operations Inc | PSE&G | Accepted | 2020-04-06 | 2020-04-09 | 2021-10-30 | Hanwha Q Cells | Q.PEAK DUO BLK-G5/SC315 | Solar Panels |  | 0.315 | 4 | 90 | 36 |  | Fixed | Roof
NJSTRE1545389325 | NJSRRE1544799881 | Transition Incentive Program | Warren TWP | 7059 | 5 | 3.78 | Residential | No | Behind the Meter | Net-metered residential rooftop and canopy |  | None | Tesla Energy Operations Inc | PSE&G | Accepted | 2020-04-06 | 2020-04-09 | 2021-10-30 | Hanwha Q Cells | Q.PEAK DUO BLK-G5/SC315 | Solar Panels |  | 0.315 | 8 | 180 | 45 |  | Fixed | Roof
NJSTRE1545389326 | NJSRRE1544626101 | Transition Incentive Program | PARLIN | 8859 | 11 | 3.84 | Residential | Yes | Behind the Meter | Net-metered residential rooftop and canopy |  | None | Vivint Solar Developer, LLC | JCP&L | Accepted | 2020-03-11 | 2020-03-16 | 2021-10-30 | SolarEdge | SE3800H-US | Inverters | 3800 |  | 1 |  |  | 0.992 |  | Outdoor | near the utility meter
NJSTRE1545389326 | NJSRRE1544626101 | Transition Incentive Program | PARLIN | 8859 | 11 | 3.84 | Residential | Yes | Behind the Meter | Net-metered residential rooftop and canopy |  | None | Vivint Solar Developer, LLC | JCP&L | Accepted | 2020-03-11 | 2020-03-16 | 2021-10-30 | Jinko Solar | JKM320M-60HBL | Solar Panels |  | 0.32 | 12 | 133 | 37 |  | Fixed | Roof
NJSTRE1545389327 | NJSRRE1544836527 | Transition Incentive Program | Lawrence Township | 8648 | 12 | 11.6 | Residential | Yes | Behind the Meter | Net-metered residential rooftop and canopy |  | None | SunPower Corporation, Systems | PSE&G | Accepted | 2020-04-13 | 2020-04-21 | 2021-10-30 | SUNPOWER | SPR-A400-G-AC | Inverters | 349 |  | 29 |  |  | 0.97 |  | Other | under each panel
NJSTRE1545389327 | NJSRRE1544836527 | Transition Incentive Program | Lawrence Township | 8648 | 12 | 11.6 | Residential | Yes | Behind the Meter | Net-metered residential rooftop and canopy |  | None | SunPower Corporation, Systems | PSE&G | Accepted | 2020-04-13 | 2020-04-21 | 2021-10-30 | SUNPOWER | SPR-A400-G-AC | Solar Panels |  | 0.4 | 5 | 228 | 30 |  | Fixed | Roof
NJSTRE1545389327 | NJSRRE1544836527 | Transition Incentive Program | Lawrence Township | 8648 | 12 | 11.6 | Residential | Yes | Behind the Meter | Net-metered residential rooftop and canopy |  | None | SunPower Corporation, Systems | PSE&G | Accepted | 2020-04-13 | 2020-04-21 | 2021-10-30 | SUNPOWER | SPR-A400-G-AC | Solar Panels |  | 0.4 | 6 | 138 | 30 |  | Fixed | Roof
NJSTRE1545389327 | NJSRRE1544836527 | Transition Incentive Program | Lawrence Township | 8648 | 12 | 11.6 | Residential | Yes | Behind the Meter | Net-metered residential rooftop and canopy |  | None | SunPower Corporation, Systems | PSE&G | Accepted | 2020-04-13 | 2020-04-21 | 2021-10-30 | SUNPOWER | SPR-A400-G-AC | Solar Panels |  | 0.4 | 2 | 48 | 30 |  | Fixed | Roof
NJSTRE1545389327 | NJSRRE1544836527 | Transition Incentive Program | Lawrence Township | 8648 | 12 | 11.6 | Residential | Yes | Behind the Meter | Net-metered residential rooftop and canopy |  | None | SunPower Corporation, Systems | PSE&G | Accepted | 2020-04-13 | 2020-04-21 | 2021-10-30 | SUNPOWER | SPR-A400-G-AC | Solar Panels |  | 0.4 | 2 | 138 | 30 |  | Fixed | Roof
NJSTRE1545389327 | NJSRRE1544836527 | Transition Incentive Program | Lawrence Township | 8648 | 12 | 11.6 | Residential | Yes | Behind the Meter | Net-metered residential rooftop and canopy |  | None | SunPower Corporation, Systems | PSE&G | Accepted | 2020-04-13 | 2020-04-21 | 2021-10-30 | SUNPOWER | SPR-A400-G-AC | Solar Panels |  | 0.4 | 3 | 318 | 17 |  | Fixed | Roof
NJSTRE1545389327 | NJSRRE1544836527 | Transition Incentive Program | Lawrence Township | 8648 | 12 | 11.6 | Residential | Yes | Behind the Meter | Net-metered residential rooftop and canopy |  | None | SunPower Corporation, Systems | PSE&G | Accepted | 2020-04-13 | 2020-04-21 | 2021-10-30 | SUNPOWER | SPR-A400-G-AC | Solar Panels |  | 0.4 | 7 | 48 | 30 |  | Fixed | Roof
NJSTRE1545389327 | NJSRRE1544836527 | Transition Incentive Program | Lawrence Township | 8648 | 12 | 11.6 | Residential | Yes | Behind the Meter | Net-metered residential rooftop and canopy |  | None | SunPower Corporation, Systems | PSE&G | Accepted | 2020-04-13 | 2020-04-21 | 2021-10-30 | SUNPOWER | SPR-A400-G-AC | Solar Panels |  | 0.4 | 4 | 228 | 30 |  | Fixed | Roof
NJSTRE1545389330 | NJSRRE1544701643 | Transition Incentive Program | Milford | 8848 | 4 | 15.5 | Residential | No | Behind the Meter | Net-metered residential rooftop and canopy |  | None | Eznergy | JCP&L | Accepted | 2020-03-16 | 2020-03-19 | 2021-10-30 | Enphase | IQ7 | Inverters | 240 |  | 50 |  |  | 0.97 |  | Outdoor | Under panels on rails
NJSTRE1545389330 | NJSRRE1544701643 | Transition Incentive Program | Milford | 8848 | 4 | 15.5 | Residential | No | Behind the Meter | Net-metered residential rooftop and canopy |  | None | Eznergy | JCP&L | Accepted | 2020-03-16 | 2020-03-19 | 2021-10-30 | Trina | TSM310 | Solar Panels |  | 0.31 | 50 | 155 | 30 |  | Fixed | Roof
NJSTRE1545389333 | NJSRRE1544626807 | Transition Incentive Program | Rahway | 7065 | 10 | 4.96 | Residential | Yes | Behind the Meter | Behind the Meter |  | None | Sunrun Installation Services, Inc. | PSE&G | Eligible for TI Program | 2020-03-11 | 2020-03-16 | 2021-10-30 | Enphase Energy | IQ7-60-x-US (240V) | Inverters | 240 |  | 16 |  |  | 0.96 |  | Outdoor | Rooftop
NJSTRE1545389333 | NJSRRE1544626807 | Transition Incentive Program | Rahway | 7065 | 10 | 4.96 | Residential | Yes | Behind the Meter | Behind the Meter |  | None | Sunrun Installation Services, Inc. | PSE&G | Eligible for TI Program | 2020-03-11 | 2020-03-16 | 2021-10-30 | REC Solar | REC310TP2M | Solar Panels |  | 0.31 | 10 | 266 | 45 |  | Fixed | Roof
NJSTRE1545389333 | NJSRRE1544626807 | Transition Incentive Program | Rahway | 7065 | 10 | 4.96 | Residential | Yes | Behind the Meter | Behind the Meter |  | None | Sunrun Installation Services, Inc. | PSE&G | Eligible for TI Program | 2020-03-11 | 2020-03-16 | 2021-10-30 | REC Solar | REC310TP2M | Solar Panels |  | 0.31 | 6 | 86 | 45 |  | Fixed | Roof
NJSTRE1545389335 | NJSRRE1544765017 | Transition Incentive Program | PISCATAWAY | 8854 | 11 | 6.7 | Residential | No | Behind the Meter | Net-metered residential rooftop and canopy |  | None | Maier Solar Engineering dba Solar Me | PSE&G | Accepted | 2020-03-26 | 2020-03-31 | 2021-10-30 | ENPHASE | IQ7+ | Inverters | 290 |  | 20 |  |  | 0.96 |  | Outside | UNDER PANEL
NJSTRE1545389335 | NJSRRE1544765017 | Transition Incentive Program | PISCATAWAY | 8854 | 11 | 6.7 | Residential | No | Behind the Meter | Net-metered residential rooftop and canopy |  | None | Maier Solar Engineering dba Solar Me | PSE&G | Accepted | 2020-03-26 | 2020-03-31 | 2021-10-30 | HANWAH | QPEAK G6 DUO | Solar Panels |  | 0.335 | 14 | 154 | 20 |  | Fixed | Roof
NJSTRE1545389335 | NJSRRE1544765017 | Transition Incentive Program | PISCATAWAY | 8854 | 11 | 6.7 | Residential | No | Behind the Meter | Net-metered residential rooftop and canopy |  | None | Maier Solar Engineering dba Solar Me | PSE&G | Accepted | 2020-03-26 | 2020-03-31 | 2021-10-30 | HANWAH | QPEAK G6 DUO | Solar Panels |  | 0.335 | 6 | 154 | 35 |  | Fixed | Roof
NJSTRE1545389345 | NJSRRE1544890290 | Transition Incentive Program | Woodstown | 8098 | 16 | 6.2 | Residential | No | Behind the Meter | Net-metered residential rooftop and canopy |  | None | Palmetto Solar LLC | AC Electric | Accepted | 2020-04-23 | 2020-04-28 | 2021-10-30 | SolarEdge | SE5000H-US | Inverters | 5000 |  | 1 |  |  | 0.9 |  | Outside | side of the house
NJSTRE1545389345 | NJSRRE1544890290 | Transition Incentive Program | Woodstown | 8098 | 16 | 6.2 | Residential | No | Behind the Meter | Net-metered residential rooftop and canopy |  | None | Palmetto Solar LLC | AC Electric | Accepted | 2020-04-23 | 2020-04-28 | 2021-10-30 | Yingli | 310D-30B | Solar Panels |  | 0.31 | 20 | 180 | 25 |  | Fixed | Roof
NJSTRE1545389349 | NJSRRE1544566581 | Transition Incentive Program | MORRIS PLAINS | 7950 | 3 | 17.6 | Residential | Yes | Behind the Meter | Net-metered residential rooftop and canopy |  | None | Vivint Solar Developer, LLC | JCP&L | Accepted | 2020-03-04 | 2020-03-05 | 2021-10-30 | SolarEdge | SE7600H-US | Inverters | 7600 |  | 2 |  |  | 0.992 |  | Outdoor | Near the utility meter
NJSTRE1545389349 | NJSRRE1544566581 | Transition Incentive Program | MORRIS PLAINS | 7950 | 3 | 17.6 | Residential | Yes | Behind the Meter | Net-metered residential rooftop and canopy |  | None | Vivint Solar Developer, LLC | JCP&L | Accepted | 2020-03-04 | 2020-03-05 | 2021-10-30 | Jinko Solar | JKM320M-60HBL | Solar Panels |  | 0.32 | 11 | 50 | 35 |  | Fixed | Roof
NJSTRE1545389349 | NJSRRE1544566581 | Transition Incentive Program | MORRIS PLAINS | 7950 | 3 | 17.6 | Residential | Yes | Behind the Meter | Net-metered residential rooftop and canopy |  | None | Vivint Solar Developer, LLC | JCP&L | Accepted | 2020-03-04 | 2020-03-05 | 2021-10-30 | Jinko Solar | JKM320M-60HBL | Solar Panels |  | 0.32 | 18 | 230 | 35 |  | Fixed | Roof
NJSTRE1545389349 | NJSRRE1544566581 | Transition Incentive Program | MORRIS PLAINS | 7950 | 3 | 17.6 | Residential | Yes | Behind the Meter | Net-metered residential rooftop and canopy |  | None | Vivint Solar Developer, LLC | JCP&L | Accepted | 2020-03-04 | 2020-03-05 | 2021-10-30 | Jinko Solar | JKM320M-60HBL | Solar Panels |  | 0.32 | 18 | 140 | 35 |  | Fixed | Roof
NJSTRE1545389349 | NJSRRE1544566581 | Transition Incentive Program | MORRIS PLAINS | 7950 | 3 | 17.6 | Residential | Yes | Behind the Meter | Net-metered residential rooftop and canopy |  | None | Vivint Solar Developer, LLC | JCP&L | Accepted | 2020-03-04 | 2020-03-05 | 2021-10-30 | Jinko Solar | JKM320M-60HBL | Solar Panels |  | 0.32 | 8 | 320 | 35 |  | Fixed | Roof
NJSTRE1545389350 | NJSRRE1544794941 | Transition Incentive Program | Trenton | 8618 | 12 | 7.04 | Residential | Yes | Behind the Meter | Net-metered residential rooftop and canopy |  | None | Vivint Solar Developer, LLC | PSE&G | Accepted | 2020-04-03 | 2020-04-09 | 2021-10-30 | SolarEdge | SE7600H-US | Inverters | 7600 |  | 1 |  |  | 0.992 |  | Outdoor | Near the Utility Meter
NJSTRE1545389350 | NJSRRE1544794941 | Transition Incentive Program | Trenton | 8618 | 12 | 7.04 | Residential | Yes | Behind the Meter | Net-metered residential rooftop and canopy |  | None | Vivint Solar Developer, LLC | PSE&G | Accepted | 2020-04-03 | 2020-04-09 | 2021-10-30 | Jinko Solar | JKM320M-60HBL | Solar Panels |  | 0.32 | 7 | 220 | 21 |  | Fixed | Roof
NJSTRE1545389350 | NJSRRE1544794941 | Transition Incentive Program | Trenton | 8618 | 12 | 7.04 | Residential | Yes | Behind the Meter | Net-metered residential rooftop and canopy |  | None | Vivint Solar Developer, LLC | PSE&G | Accepted | 2020-04-03 | 2020-04-09 | 2021-10-30 | Jinko Solar | JKM320M-60HBL | Solar Panels |  | 0.32 | 9 | 40 | 16 |  | Fixed | Roof
NJSTRE1545389350 | NJSRRE1544794941 | Transition Incentive Program | Trenton | 8618 | 12 | 7.04 | Residential | Yes | Behind the Meter | Net-metered residential rooftop and canopy |  | None | Vivint Solar Developer, LLC | PSE&G | Accepted | 2020-04-03 | 2020-04-09 | 2021-10-30 | Jinko Solar | JKM320M-60HBL | Solar Panels |  | 0.32 | 6 | 40 | 21 |  | Fixed | Roof
NJSTRE1545389353 | NJSRRE1544720048 | Transition Incentive Program | Elizabeth City | 7206 | 10 | 110.5 | Commercial | No | Behind the Meter | Net-metered non-residential rooftop and canopy |  | None | Greenwich Energy Solutions | PSE&G | Accepted | 2020-03-18 | 2020-03-23 | 2021-10-30 | SolarEdge | SE33.3KUS | Inverters | 66600 |  | 2 |  |  | 0.98 |  | Outdoor | Roof
NJSTRE1545389353 | NJSRRE1544720048 | Transition Incentive Program | Elizabeth City | 7206 | 10 | 110.5 | Commercial | No | Behind the Meter | Net-metered non-residential rooftop and canopy |  | None | Greenwich Energy Solutions | PSE&G | Accepted | 2020-03-18 | 2020-03-23 | 2021-10-30 | SolarEdge | SE25KUS | Inverters | 50000 |  | 2 |  |  | 0.98 |  | Outdoor | Roof
NJSTRE1545389353 | NJSRRE1544720048 | Transition Incentive Program | Elizabeth City | 7206 | 10 | 110.5 | Commercial | No | Behind the Meter | Net-metered non-residential rooftop and canopy |  | None | Greenwich Energy Solutions | PSE&G | Accepted | 2020-03-18 | 2020-03-23 | 2021-10-30 | Axitec | Axipremium HC | Solar Panels |  | 0.385 | 287 | 145 degrees | 10 |  | Fixed | Roof
NJSTRE1545389354 | NJSRRE1544755808 | Transition Incentive Program | Orange City | 7050 | 9 | 10.54 | Residential | No | Behind the Meter | Net-metered residential rooftop and canopy |  | None | Palmetto Solar LLC | PSE&G | Accepted | 2020-03-23 | 2020-03-26 | 2021-10-30 | SolarEdge | SE10000H-US | Inverters | 10000 |  | 1 |  |  | 0.9 |  | Outside | side of the house
NJSTRE1545389354 | NJSRRE1544755808 | Transition Incentive Program | Orange City | 7050 | 9 | 10.54 | Residential | No | Behind the Meter | Net-metered residential rooftop and canopy |  | None | Palmetto Solar LLC | PSE&G | Accepted | 2020-03-23 | 2020-03-26 | 2021-10-30 | Yingli | 310D-30B | Solar Panels |  | 0.31 | 34 | 180 | 25 |  | Fixed | Roof
NJSTRE1545389355 | NJSRRE1544626929 | Transition Incentive Program | Morristown | 7960 | 3 | 6.51 | Residential | Yes | Behind the Meter | Behind the Meter |  | None | Sunrun Installation Services, Inc. | JCP&L | Eligible for TI Program | 2020-03-11 | 2020-03-17 | 2021-10-30 | Enphase Energy | IQ7-60-x-US (240V) | Inverters | 240 |  | 21 |  |  | 0.96 |  | Outdoor | Rooftop
NJSTRE1545389355 | NJSRRE1544626929 | Transition Incentive Program | Morristown | 7960 | 3 | 6.51 | Residential | Yes | Behind the Meter | Behind the Meter |  | None | Sunrun Installation Services, Inc. | JCP&L | Eligible for TI Program | 2020-03-11 | 2020-03-17 | 2021-10-30 | REC Solar | REC310TP2M | Solar Panels |  | 0.31 | 15 | 214 | 34 |  | Fixed | Roof
NJSTRE1545389355 | NJSRRE1544626929 | Transition Incentive Program | Morristown | 7960 | 3 | 6.51 | Residential | Yes | Behind the Meter | Behind the Meter |  | None | Sunrun Installation Services, Inc. | JCP&L | Eligible for TI Program | 2020-03-11 | 2020-03-17 | 2021-10-30 | REC Solar | REC310TP2M | Solar Panels |  | 0.31 | 6 | 34 | 34 |  | Fixed | Roof
NJSTRE1545389359 | NJSRRE1544626073 | Transition Incentive Program | HACKETTSTOWN | 7840 | 2 | 6.72 | Residential | Yes | Behind the Meter | Net-metered residential rooftop and canopy |  | None | Vivint Solar Developer, LLC | JCP&L | Accepted | 2020-03-11 | 2020-03-16 | 2021-10-30 | Solar Edge | SE7600H-US | Inverters | 7600 |  | 1 |  |  | 0.992 |  | Outdoor | NEAR THE UTILITY METER
NJSTRE1545389359 | NJSRRE1544626073 | Transition Incentive Program | HACKETTSTOWN | 7840 | 2 | 6.72 | Residential | Yes | Behind the Meter | Net-metered residential rooftop and canopy |  | None | Vivint Solar Developer, LLC | JCP&L | Accepted | 2020-03-11 | 2020-03-16 | 2021-10-30 | Jinko Solar | JKM320M-60HBL | Solar Panels |  | 0.32 | 21 | 229 | 19 |  | Fixed | Roof
NJSTRE1545389363 | NJSRRE1544764708 | Transition Incentive Program | BARNEGAT | 8005 | 18 | 12.48 | Residential | Yes | Behind the Meter | Net-metered residential rooftop and canopy |  | None | Vivint Solar Developer, LLC | JCP&L | Accepted | 2020-03-26 | 2020-03-30 | 2021-10-30 | Solar Edge | SE10000H-US | Inverters | 10000 |  | 1 |  |  | 0.992 |  | Outdoor | Near the Utility Meter
NJSTRE1545389363 | NJSRRE1544764708 | Transition Incentive Program | BARNEGAT | 8005 | 18 | 12.48 | Residential | Yes | Behind the Meter | Net-metered residential rooftop and canopy |  | None | Vivint Solar Developer, LLC | JCP&L | Accepted | 2020-03-26 | 2020-03-30 | 2021-10-30 | Jinko Solar | JKM320M-60HBL | Solar Panels |  | 0.32 | 10 | 206 | 19 |  | Fixed | Roof
NJSTRE1545389363 | NJSRRE1544764708 | Transition Incentive Program | BARNEGAT | 8005 | 18 | 12.48 | Residential | Yes | Behind the Meter | Net-metered residential rooftop and canopy |  | None | Vivint Solar Developer, LLC | JCP&L | Accepted | 2020-03-26 | 2020-03-30 | 2021-10-30 | Jinko Solar | JKM320M-60HBL | Solar Panels |  | 0.32 | 9 | 26 | 19 |  | Fixed | Roof
NJSTRE1545389363 | NJSRRE1544764708 | Transition Incentive Program | BARNEGAT | 8005 | 18 | 12.48 | Residential | Yes | Behind the Meter | Net-metered residential rooftop and canopy |  | None | Vivint Solar Developer, LLC | JCP&L | Accepted | 2020-03-26 | 2020-03-30 | 2021-10-30 | Jinko Solar | JKM320M-60HBL | Solar Panels |  | 0.32 | 14 | 116 | 21 |  | Fixed | Roof
NJSTRE1545389363 | NJSRRE1544764708 | Transition Incentive Program | BARNEGAT | 8005 | 18 | 12.48 | Residential | Yes | Behind the Meter | Net-metered residential rooftop and canopy |  | None | Vivint Solar Developer, LLC | JCP&L | Accepted | 2020-03-26 | 2020-03-30 | 2021-10-30 | Jinko Solar | JKM320M-60HBL | Solar Panels |  | 0.32 | 6 | 116 | 21 |  | Fixed | Roof
NJSTRE1545389366 | NJSRRE1544759228 | Transition Incentive Program | Lafayette | 7848 | 1 | 3.78 | Residential | Yes | Behind the Meter | Net-metered residential rooftop and canopy |  | None | Tesla Energy Operations Inc. | JCP&L | Accepted | 2020-03-23 | 2020-03-26 | 2021-10-30 | TESLA | AC POWERWALL 2.0 | Electric Storage Battery |  |  | 1 |  |  |  | Lithium Ion |  | OUTSIDE
NJSTRE1545389366 | NJSRRE1544759228 | Transition Incentive Program | Lafayette | 7848 | 1 | 3.78 | Residential | Yes | Behind the Meter | Net-metered residential rooftop and canopy |  | None | Tesla Energy Operations Inc. | JCP&L | Accepted | 2020-03-23 | 2020-03-26 | 2021-10-30 | SolarEdge Technologies Ltd | SE3800H-US [240V] | Inverters | 3800 |  | 1 |  |  | 0.99 |  | Indoor | Indoor
NJSTRE1545389366 | NJSRRE1544759228 | Transition Incentive Program | Lafayette | 7848 | 1 | 3.78 | Residential | Yes | Behind the Meter | Net-metered residential rooftop and canopy |  | None | Tesla Energy Operations Inc. | JCP&L | Accepted | 2020-03-23 | 2020-03-26 | 2021-10-30 | Hanwha Q CELLS | Q.PEAK DUO BLK-G5/SC315 | Solar Panels |  | 0.315 | 12 | 176 | 37 |  | Fixed | Roof
NJSTRE1545389367 | NJSRRE1544897861 | Transition Incentive Program | Whiting | 8759 | 18 | 34.65 | Commercial | No | Behind the Meter | Net-metered non-residential rooftop and canopy |  | None | Ameresco | JCP&L | Accepted | 2020-04-30 | 2020-04-30 | 2021-10-30 | SolarEdge | SE14.4KUS | Inverters | 14.4 |  | 2 |  |  | 0.975 |  | Outdoor | None
NJSTRE1545389367 | NJSRRE1544897861 | Transition Incentive Program | Whiting | 8759 | 18 | 34.65 | Commercial | No | Behind the Meter | Net-metered non-residential rooftop and canopy |  | None | Ameresco | JCP&L | Accepted | 2020-04-30 | 2020-04-30 | 2021-10-30 | JA | JAM72S09 385/PR | Solar Panels |  | 0.385 | 90 | 157 | 26 |  | Fixed | Roof
NJSTRE1545389369 | NJSRRE1544802323 | Transition Incentive Program | MIDDLESEX | 8846 | 11 | 4.48 | Residential | Yes | Behind the Meter | Net-metered residential rooftop and canopy |  | None | Vivint Solar Developer, LLC | PSE&G | Accepted | 2020-04-06 | 2020-04-09 | 2021-10-30 | SolarEdge | SE3800H-US | Inverters | 3800 |  | 1 |  |  | 0.992 |  | Outdoor | Near the Utility Meter
NJSTRE1545389369 | NJSRRE1544802323 | Transition Incentive Program | MIDDLESEX | 8846 | 11 | 4.48 | Residential | Yes | Behind the Meter | Net-metered residential rooftop and canopy |  | None | Vivint Solar Developer, LLC | PSE&G | Accepted | 2020-04-06 | 2020-04-09 | 2021-10-30 | Jinko Solar | JKM320M-60HBL | Solar Panels |  | 0.32 | 10 | 354 | 42 |  | Fixed | Roof
NJSTRE1545389369 | NJSRRE1544802323 | Transition Incentive Program | MIDDLESEX | 8846 | 11 | 4.48 | Residential | Yes | Behind the Meter | Net-metered residential rooftop and canopy |  | None | Vivint Solar Developer, LLC | PSE&G | Accepted | 2020-04-06 | 2020-04-09 | 2021-10-30 | Jinko Solar | JKM320M-60HBL | Solar Panels |  | 0.32 | 4 | 264 | 27 |  | Fixed | Roof
NJSTRE1545389372 | NJSRRE1544621341 | Transition Incentive Program | Egg Harbor Township | 8234 | 19 | 7.04 | Residential | Yes | Behind the Meter | Behind the Meter |  | None | Skyline Solar, LLC | AC Electric | Eligible for TI Program | 2020-03-09 | 2020-03-12 | 2021-10-30 | SolarEdge | SE5000H-US | Inverters | 5000 |  | 1 |  |  | 0.99 |  | Outside | within ten feet of meter
NJSTRE1545389372 | NJSRRE1544621341 | Transition Incentive Program | Egg Harbor Township | 8234 | 19 | 7.04 | Residential | Yes | Behind the Meter | Behind the Meter |  | None | Skyline Solar, LLC | AC Electric | Eligible for TI Program | 2020-03-09 | 2020-03-12 | 2021-10-30 | Hanwha Q-Cells | Q.PEAK DUO-G5 320 | Solar Panels |  | 0.32 | 22 | 109 | 24 |  | Fixed | Roof
NJSTRE1545389373 | NJSRRE1544720024 | Transition Incentive Program | Tuckerton | 8087 | 18 | 5.89 | Residential | No | Behind the Meter | Net-metered residential rooftop and canopy |  | None | SunPower Corporation, Systems | AC Electric | Accepted | 2020-03-18 | 2020-03-23 | 2021-10-30 | SUNPOWER | SPR-E20-327-E-AC | Inverters | 320 |  | 18 |  |  | 0.96 |  | Other | under each panel
NJSTRE1545389373 | NJSRRE1544720024 | Transition Incentive Program | Tuckerton | 8087 | 18 | 5.89 | Residential | No | Behind the Meter | Net-metered residential rooftop and canopy |  | None | SunPower Corporation, Systems | AC Electric | Accepted | 2020-03-18 | 2020-03-23 | 2021-10-30 | SUNPOWER | SPR-E20-327-E-AC | Solar Panels |  | 0.327 | 18 | 229 | 20 |  | Fixed | Roof
NJSTRE1545389375 | NJSRRE1544736281 | Transition Incentive Program | Woodcliff Lake Boro | 7677 | 7 | 10.23 | Residential | Yes | Behind the Meter | Net-metered residential rooftop and canopy |  | None | Bright Planet Solar | PSE&G | Accepted | 2020-03-20 | 2020-03-25 | 2021-10-30 | SOLAR EDGE | SE10000H-USRGM | Inverters | 10000 |  | 1 |  |  | 0.98 |  | Outdoor | OUTSIDE
NJSTRE1545389375 | NJSRRE1544736281 | Transition Incentive Program | Woodcliff Lake Boro | 7677 | 7 | 10.23 | Residential | Yes | Behind the Meter | Net-metered residential rooftop and canopy |  | None | Bright Planet Solar | PSE&G | Accepted | 2020-03-20 | 2020-03-25 | 2021-10-30 | LONGI | LR-60HPB-310M | Solar Panels |  | 0.31 | 15 | 78 | 40 |  | Fixed | Roof
NJSTRE1545389375 | NJSRRE1544736281 | Transition Incentive Program | Woodcliff Lake Boro | 7677 | 7 | 10.23 | Residential | Yes | Behind the Meter | Net-metered residential rooftop and canopy |  | None | Bright Planet Solar | PSE&G | Accepted | 2020-03-20 | 2020-03-25 | 2021-10-30 | LONGI | LR-60HPB-310M | Solar Panels |  | 0.31 | 18 | 258 | 40 |  | Fixed | Roof
NJSTRE1545389381 | NJSRRE1544623351 | Transition Incentive Program | Flemington | 8822 | 4 | 9.6 | Residential | Yes | Behind the Meter | Behind the Meter |  | None | Skyline Solar, LLC | JCP&L | Eligible for TI Program | 2020-03-10 | 2020-03-13 | 2021-10-30 | SolarEdge | SE7600H-US | Inverters | 7600 |  | 1 |  |  | 0.99 |  | Outside | within ten feet of meter
NJSTRE1545389381 | NJSRRE1544623351 | Transition Incentive Program | Flemington | 8822 | 4 | 9.6 | Residential | Yes | Behind the Meter | Behind the Meter |  | None | Skyline Solar, LLC | JCP&L | Eligible for TI Program | 2020-03-10 | 2020-03-13 | 2021-10-30 | Hanwha Q-Cells | Q.PEAK DUO-G5 320 | Solar Panels |  | 0.32 | 30 | 275,95 | 29 |  | Fixed | Roof
NJSTRE1545389384 | NJSRRE1544805392 | Transition Incentive Program | Brigantine | 8203 | 19 | 9.6 | Residential | Yes | Behind the Meter | Behind the Meter |  | None | Steve Whitman LLC | AC Electric | Eligible for TI Program | 2020-04-07 | 2020-04-10 | 2021-10-30 | SolarEdge | SE7600H-US | Inverters | 7600 |  | 1 |  |  | 0.99 |  | Outside | within ten feet of meter
NJSTRE1545389384 | NJSRRE1544805392 | Transition Incentive Program | Brigantine | 8203 | 19 | 9.6 | Residential | Yes | Behind the Meter | Behind the Meter |  | None | Steve Whitman LLC | AC Electric | Eligible for TI Program | 2020-04-07 | 2020-04-10 | 2021-10-30 | Hanwha Q-Cells | Q.PEAK DUO-G5 320 | Solar Panels |  | 0.32 | 30 | 114,294,204,24 | 26 |  | Fixed | Roof
NJSTRE1545389385 | NJSRRE1544729000 | Transition Incentive Program | middletown | 7748 | 17 | 4.88 | Residential | No | Behind the Meter | Net-metered residential rooftop and canopy |  | JCPL | Maier Solar Engineering dba Solar Me | JCP&L | Accepted | 2020-03-20 | 2020-03-24 | 2021-10-30 | Enphase | IQ7X | Inverters | 315 |  | 15 |  |  | 0.96 |  | Outdoor | Next to meter
NJSTRE1545389385 | NJSRRE1544729000 | Transition Incentive Program | middletown | 7748 | 17 | 4.88 | Residential | No | Behind the Meter | Net-metered residential rooftop and canopy |  | JCPL | Maier Solar Engineering dba Solar Me | JCP&L | Accepted | 2020-03-20 | 2020-03-24 | 2021-10-30 | Panasonic | VBHN325KA03 | Solar Panels |  | 0.325 | 15 | 180 | 30 |  | Fixed | Roof
NJSTRE1545389386 | NJSRRE1544553644 | Transition Incentive Program | Waterford Works | 8089 | 14 | 12.4 | Residential | No | Behind the Meter | Net-metered residential ground mount |  | ACE | Vision Solar LLC | AC Electric | Accepted | 2020-03-02 | 2020-03-04 | 2021-10-30 | Enphase | IQ7-60-2-US | Inverters | 240 |  | 37 |  |  | 1 |  | Outdoor | Behind Panels
NJSTRE1545389386 | NJSRRE1544553644 | Transition Incentive Program | Waterford Works | 8089 | 14 | 12.4 | Residential | No | Behind the Meter | Net-metered residential ground mount |  | ACE | Vision Solar LLC | AC Electric | Accepted | 2020-03-02 | 2020-03-04 | 2021-10-30 | LG Solar | LG335N1K-V5 | Solar Panels |  | 0.335 | 37 | 180 | 30 |  | Single Axis | Ground
NJSTRE1545389387 | NJSRRE1544721048 | Transition Incentive Program | Newark City | 7104 | 9 | 3.78 | Residential | Yes | Behind the Meter | Net-metered residential rooftop and canopy |  | None | Tesla Energy Operations Inc | PSE&G | Accepted | 2020-03-19 | 2020-03-23 | 2021-10-30 | Delta Electronics | M4-TL-US [240V] | Inverters | 3840 |  | 1 |  |  | 0.975 |  | Outdoor | outdoor
NJSTRE1545389387 | NJSRRE1544721048 | Transition Incentive Program | Newark City | 7104 | 9 | 3.78 | Residential | Yes | Behind the Meter | Net-metered residential rooftop and canopy |  | None | Tesla Energy Operations Inc | PSE&G | Accepted | 2020-03-19 | 2020-03-23 | 2021-10-30 | Hanwha Q Cells | Q.PEAK DUO BLK-G5/SC315 | Solar Panels |  | 0.315 | 12 | 208 | 26 |  | Fixed | Roof
NJSTRE1545389389 | NJSRRE1544765118 | Transition Incentive Program | metuchen | 8840 | 11 | 14.41 | Residential | Yes | Behind the Meter | Net-metered residential rooftop and canopy |  | None | Vision Solar LLC | PSE&G | Accepted | 2020-03-25 | 2020-03-30 | 2021-10-30 | enphase | iq7-60-2-us | Inverters | 0.96 |  | 43 |  |  | 0.1 |  | Other | behind panels
NJSTRE1545389389 | NJSRRE1544765118 | Transition Incentive Program | metuchen | 8840 | 11 | 14.41 | Residential | Yes | Behind the Meter | Net-metered residential rooftop and canopy |  | None | Vision Solar LLC | PSE&G | Accepted | 2020-03-25 | 2020-03-30 | 2021-10-30 | lg solar | lg335n1k-v5 | Solar Panels |  | 0.335 | 13 | 29 | 266 |  | Fixed | Roof
NJSTRE1545389389 | NJSRRE1544765118 | Transition Incentive Program | metuchen | 8840 | 11 | 14.41 | Residential | Yes | Behind the Meter | Net-metered residential rooftop and canopy |  | None | Vision Solar LLC | PSE&G | Accepted | 2020-03-25 | 2020-03-30 | 2021-10-30 | lg solar | lg335n1k-v5 | Solar Panels |  | 0.335 | 26 | 86 | 29 |  | Fixed | Roof
NJSTRE1545389389 | NJSRRE1544765118 | Transition Incentive Program | metuchen | 8840 | 11 | 14.41 | Residential | Yes | Behind the Meter | Net-metered residential rooftop and canopy |  | None | Vision Solar LLC | PSE&G | Accepted | 2020-03-25 | 2020-03-30 | 2021-10-30 | lg solar | lg335n1k-v5 | Solar Panels |  | 0.335 | 4 | 176 | 22 |  | Fixed | Roof
NJSTRE1545389390 | NJSRRE1544791085 | Transition Incentive Program | Barnegat Light | 8006 | 18 | 6.75 | Residential | No | Behind the Meter | Net-metered residential rooftop and canopy |  | None | Solar States LLC | AC Electric | Accepted | 2020-04-02 | 2020-04-09 | 2021-10-30 | Enphase | IQ7PLUS-72-2-US | Inverters | 375 |  | 18 |  |  | 0.975 |  | Outdoor | Rooftop
NJSTRE1545389390 | NJSRRE1544791085 | Transition Incentive Program | Barnegat Light | 8006 | 18 | 6.75 | Residential | No | Behind the Meter | Net-metered residential rooftop and canopy |  | None | Solar States LLC | AC Electric | Accepted | 2020-04-02 | 2020-04-09 | 2021-10-30 | LG | LG375Q1C-V5 | Solar Panels |  | 0.375 | 18 | 205 | 25 |  | Fixed | Roof
NJSTRE1545389394 | NJSRRE1544626914 | Transition Incentive Program | Palisades Park | 7650 | 7 | 3.8 | Residential | No | Behind the Meter | Behind the Meter |  | None | Sunrun Installation Services, Inc. | PSE&G | Eligible for TI Program | 2020-03-11 | 2020-03-17 | 2021-10-30 | Enphase Energy | IQ7PLUS-72-x-US (240V) | Inverters | 290 |  | 11 |  |  | 0.96 |  | Outdoor | Rooftop
NJSTRE1545389394 | NJSRRE1544626914 | Transition Incentive Program | Palisades Park | 7650 | 7 | 3.8 | Residential | No | Behind the Meter | Behind the Meter |  | None | Sunrun Installation Services, Inc. | PSE&G | Eligible for TI Program | 2020-03-11 | 2020-03-17 | 2021-10-30 | LG Electronics | LG345N1C-V5 | Solar Panels |  | 0.345 | 11 | 127 | 14 |  | Fixed | Roof
NJSTRE1545389396 | NJSRRE1544905329 | Transition Incentive Program | Burlington Township | 8016 | 13 | 21.56 | Commercial | No | Behind the Meter | Net-metered non-residential rooftop and canopy |  | None | Ameresco | PSE&G | Accepted | 2020-04-30 | 2020-04-30 | 2021-10-30 | SolarEdge | SE9KUS | Inverters | 9 |  | 2 |  |  | 0.965 |  | Outdoor | N/A
NJSTRE1545389396 | NJSRRE1544905329 | Transition Incentive Program | Burlington Township | 8016 | 13 | 21.56 | Commercial | No | Behind the Meter | Net-metered non-residential rooftop and canopy |  | None | Ameresco | PSE&G | Accepted | 2020-04-30 | 2020-04-30 | 2021-10-30 | JA | JAM72S09 385/PR | Solar Panels |  | 0.385 | 56 | 162/251/254/74 | 28 |  | Fixed | Roof
NJSTRE1545389397 | NJSRRE1544813201 | Transition Incentive Program | Haddon TWP | 8108 | 14 | 6.82 | Residential | Yes | Behind the Meter | Net-metered residential rooftop and canopy |  | None | 1st Light Energy Inc | PSE&G | Accepted | 2020-04-08 | 2020-04-14 | 2021-10-30 | Solaredge | SE6000H-USRGM | Inverters | 6000 |  | 1 |  |  | 0.98 |  | Outside | Next To Meter
NJSTRE1545389397 | NJSRRE1544813201 | Transition Incentive Program | Haddon TWP | 8108 | 14 | 6.82 | Residential | Yes | Behind the Meter | Net-metered residential rooftop and canopy |  | None | 1st Light Energy Inc | PSE&G | Accepted | 2020-04-08 | 2020-04-14 | 2021-10-30 | Longi | LR6-60HPB-310M | Solar Panels |  | 0.31 | 22 | 148 | 27 |  | Fixed | Roof
NJSTRE1545389399 | NJSRRE1544695649 | Transition Incentive Program | ELMWOOD PARK | 7407 | 7 | 8.32 | Residential | No | Behind the Meter | Net-metered residential rooftop and canopy |  | None | Amergy Solar Inc | PSE&G | Accepted | 2020-03-16 | 2020-03-19 | 2021-10-30 | SolarEdge Technologies | SE7600H-USRGM | Inverters | 7.6 |  | 1 |  |  | 0.99 |  | Outside | on the wall
NJSTRE1545389399 | NJSRRE1544695649 | Transition Incentive Program | ELMWOOD PARK | 7407 | 7 | 8.32 | Residential | No | Behind the Meter | Net-metered residential rooftop and canopy |  | None | Amergy Solar Inc | PSE&G | Accepted | 2020-03-16 | 2020-03-19 | 2021-10-30 | Hanwha Q-CELL | Q-peak DUO BLK -G5 320 | Solar Panels |  | 0.32 | 8 | 160 | 29 |  | Fixed | Roof
NJSTRE1545389399 | NJSRRE1544695649 | Transition Incentive Program | ELMWOOD PARK | 7407 | 7 | 8.32 | Residential | No | Behind the Meter | Net-metered residential rooftop and canopy |  | None | Amergy Solar Inc | PSE&G | Accepted | 2020-03-16 | 2020-03-19 | 2021-10-30 | Hanwha Q-CELL | Q-PEAK DUO BLK-G5 320 | Solar Panels |  | 0.32 | 18 | 250 | 29 |  | Fixed | Roof
NJSTRE1545389401 | NJSRRE1544768646 | Transition Incentive Program | Paterson | 7502 | 6 | 6.7 | Residential | Yes | Behind the Meter | Behind the Meter |  | None | Trinity Solar | PSE&G | Eligible for TI Program | 2020-03-27 | 2020-04-01 | 2021-10-30 | Solar Edge | SE5000H-US000BNC4 | Inverters | 5000 |  | 1 |  |  | 0.97 |  | Outdoor | side of home
NJSTRE1545389401 | NJSRRE1544768646 | Transition Incentive Program | Paterson | 7502 | 6 | 6.7 | Residential | Yes | Behind the Meter | Behind the Meter |  | None | Trinity Solar | PSE&G | Eligible for TI Program | 2020-03-27 | 2020-04-01 | 2021-10-30 | HANWHA | QPEAK DUO BLK-G6 335 | Solar Panels |  | 0.335 | 12 | 50 | 27 |  | Fixed | Roof
NJSTRE1545389401 | NJSRRE1544768646 | Transition Incentive Program | Paterson | 7502 | 6 | 6.7 | Residential | Yes | Behind the Meter | Behind the Meter |  | None | Trinity Solar | PSE&G | Eligible for TI Program | 2020-03-27 | 2020-04-01 | 2021-10-30 | HANWHA | QPEAK DUO BLK-G6 335 | Solar Panels |  | 0.335 | 8 | 230 | 27 |  | Fixed | Roof
NJSTRE1545389407 | NJSRRE1544838133 | Transition Incentive Program | Englishtown | 7726 | 17 | 9.66 | Residential | No | Behind the Meter | Behind the Meter |  | None | Sunrun Installation Services, Inc. | JCP&L | Eligible for TI Program | 2020-04-14 | 2020-04-21 | 2021-10-30 | Enphase Energy | IQ7PLUS-72-x-US (240V) | Inverters | 290 |  | 28 |  |  | 0.96 |  | Outdoor | Rooftop
NJSTRE1545389407 | NJSRRE1544838133 | Transition Incentive Program | Englishtown | 7726 | 17 | 9.66 | Residential | No | Behind the Meter | Behind the Meter |  | None | Sunrun Installation Services, Inc. | JCP&L | Eligible for TI Program | 2020-04-14 | 2020-04-21 | 2021-10-30 | LG Electronics | LG345N1C-V5 | Solar Panels |  | 0.345 | 28 | 214 | 34 |  | Fixed | Roof
NJSTRE1545389409 | NJSRRE1544562316 | Transition Incentive Program | Pleasantville | 8232 | 19 | 12.16 | Residential | Yes | Behind the Meter | Net-metered residential rooftop and canopy |  | None | Castle Energy, LLC | AC Electric | Accepted | 2020-03-02 | 2020-03-05 | 2021-10-30 | Enphase Energy | IQ7-60-2-US | Inverters | 240 |  | 38 |  |  | 0.967 |  | Outdoor | on the rooftop under each solar panel
NJSTRE1545389409 | NJSRRE1544562316 | Transition Incentive Program | Pleasantville | 8232 | 19 | 12.16 | Residential | Yes | Behind the Meter | Net-metered residential rooftop and canopy |  | None | Castle Energy, LLC | AC Electric | Accepted | 2020-03-02 | 2020-03-05 | 2021-10-30 | Hanwha Q-Cells | Q.Peak DUO-G5 320 | Solar Panels |  | 0.32 | 22 | 124 | 25 |  | Fixed | Roof
NJSTRE1545389409 | NJSRRE1544562316 | Transition Incentive Program | Pleasantville | 8232 | 19 | 12.16 | Residential | Yes | Behind the Meter | Net-metered residential rooftop and canopy |  | None | Castle Energy, LLC | AC Electric | Accepted | 2020-03-02 | 2020-03-05 | 2021-10-30 | Hanwha Q-Cells | Q.Peak DUO-G5 320 | Solar Panels |  | 0.32 | 12 | 304 | 25 |  | Fixed | Roof
NJSTRE1545389409 | NJSRRE1544562316 | Transition Incentive Program | Pleasantville | 8232 | 19 | 12.16 | Residential | Yes | Behind the Meter | Net-metered residential rooftop and canopy |  | None | Castle Energy, LLC | AC Electric | Accepted | 2020-03-02 | 2020-03-05 | 2021-10-30 | Hanwha Q-Cells | Q.Peak DUO-G5 320 | Solar Panels |  | 0.32 | 4 | 124 | 25 |  | Fixed | Roof
NJSTRE1545389411 | NJSRRE1544836513 | Transition Incentive Program | Plainfield | 7062 | 10 | 5.89 | Residential | Yes | Behind the Meter | Behind the Meter |  | None | Sunrun Installation Services, Inc. | PSE&G | Eligible for TI Program | 2020-04-13 | 2020-04-20 | 2021-10-30 | Enphase Energy | IQ7-60-x-US (240V) | Inverters | 240 |  | 19 |  |  | 0.96 |  | Outdoor | Rooftop
NJSTRE1545389411 | NJSRRE1544836513 | Transition Incentive Program | Plainfield | 7062 | 10 | 5.89 | Residential | Yes | Behind the Meter | Behind the Meter |  | None | Sunrun Installation Services, Inc. | PSE&G | Eligible for TI Program | 2020-04-13 | 2020-04-20 | 2021-10-30 | REC Solar | REC310TP2M | Solar Panels |  | 0.31 | 19 | 217 | 18 |  | Fixed | Roof
NJSTRE1545389416 | NJSRRE1544779565 | Transition Incentive Program | Piscataway | 8854 | 11 | 14.7 | Residential | Yes | Behind the Meter | Net-metered residential rooftop and canopy |  | None | Pro Custom Solar dba Momentum Solar | PSE&G | Accepted | 2020-04-01 | 2020-04-09 | 2021-10-30 | ENPHASE | Envoy S Cellular | Meters |  |  | 1 |  |  |  | Yes | Outdoor
NJSTRE1545389416 | NJSRRE1544779565 | Transition Incentive Program | Piscataway | 8854 | 11 | 14.7 | Residential | Yes | Behind the Meter | Net-metered residential rooftop and canopy |  | None | Pro Custom Solar dba Momentum Solar | PSE&G | Accepted | 2020-04-01 | 2020-04-09 | 2021-10-30 | Enphase Energy | IQ7PLUS-72-2-US | Inverters | 290 |  | 42 |  |  | 0.97 |  | Outdoor | roof
NJSTRE1545389416 | NJSRRE1544779565 | Transition Incentive Program | Piscataway | 8854 | 11 | 14.7 | Residential | Yes | Behind the Meter | Net-metered residential rooftop and canopy |  | None | Pro Custom Solar dba Momentum Solar | PSE&G | Accepted | 2020-04-01 | 2020-04-09 | 2021-10-30 | lg electronics | LG 350N1C-V5 | Solar Panels |  | 0.35 | 21 | 230 | 24 |  | Fixed | Roof
NJSTRE1545389416 | NJSRRE1544779565 | Transition Incentive Program | Piscataway | 8854 | 11 | 14.7 | Residential | Yes | Behind the Meter | Net-metered residential rooftop and canopy |  | None | Pro Custom Solar dba Momentum Solar | PSE&G | Accepted | 2020-04-01 | 2020-04-09 | 2021-10-30 | lg electronics | LG 350N1C-V5 | Solar Panels |  | 0.35 | 21 | 50 | 24 |  | Fixed | Roof
NJSTRE1545389422 | NJSRRE1544630765 | Transition Incentive Program | Milford | 8848 | 4 | 64.8 | Commercial | No | Behind the Meter | Net-metered non-residential rooftop and canopy |  | None | Green Power Energy | JCP&L | Accepted | 2020-03-12 | 2020-03-17 | 2021-10-30 | SolarEdge Technologies | SE10000H-US | Inverters | 10000 |  | 6 |  |  | 0.97 |  | Outside | Next to meter
NJSTRE1545389422 | NJSRRE1544630765 | Transition Incentive Program | Milford | 8848 | 4 | 64.8 | Commercial | No | Behind the Meter | Net-metered non-residential rooftop and canopy |  | None | Green Power Energy | JCP&L | Accepted | 2020-03-12 | 2020-03-17 | 2021-10-30 | LG Electronics | LG400N2W-A5 | Solar Panels |  | 0.4 | 162 | 343 | 10 |  | Fixed | Roof
NJSTRE1545389424 | NJSRRE1544765083 | Transition Incentive Program | Port Monmouth | 7758 | 17 | 7.04 | Residential | Yes | Behind the Meter | Net-metered residential rooftop and canopy |  | None | Vivint Solar Developer, LLC | JCP&L | Accepted | 2020-03-26 | 2020-03-30 | 2021-10-30 | Solar Edge | SE7600H-US | Inverters | 7600 |  | 1 |  |  | 0.992 |  | Outdoor | Near the Utility Meter
NJSTRE1545389424 | NJSRRE1544765083 | Transition Incentive Program | Port Monmouth | 7758 | 17 | 7.04 | Residential | Yes | Behind the Meter | Net-metered residential rooftop and canopy |  | None | Vivint Solar Developer, LLC | JCP&L | Accepted | 2020-03-26 | 2020-03-30 | 2021-10-30 | Jinko Solar | JKM320M-60HBL | Solar Panels |  | 0.32 | 16 | 162 | 36 |  | Fixed | Roof
NJSTRE1545389424 | NJSRRE1544765083 | Transition Incentive Program | Port Monmouth | 7758 | 17 | 7.04 | Residential | Yes | Behind the Meter | Net-metered residential rooftop and canopy |  | None | Vivint Solar Developer, LLC | JCP&L | Accepted | 2020-03-26 | 2020-03-30 | 2021-10-30 | Jinko Solar | JKM320M-60HBL | Solar Panels |  | 0.32 | 6 | 162 | 26 |  | Fixed | Roof
NJSTRE1545389428 | NJSRRE1544728968 | Transition Incentive Program | Elizabeth City | 7208 | 10 | 5.7 | Residential | Yes | Behind the Meter | Net-metered residential rooftop and canopy |  | None | Vision Solar LLC | PSE&G | Accepted | 2020-03-21 | 2020-03-25 | 2021-10-30 | enphase | iq7-60-2-us | Inverters | 0.25 |  | 17 |  |  | 0.96 |  | Outside | behind panels
NJSTRE1545389428 | NJSRRE1544728968 | Transition Incentive Program | Elizabeth City | 7208 | 10 | 5.7 | Residential | Yes | Behind the Meter | Net-metered residential rooftop and canopy |  | None | Vision Solar LLC | PSE&G | Accepted | 2020-03-21 | 2020-03-25 | 2021-10-30 | lg solar | lg335n1k-v5 | Solar Panels |  | 0.335 | 9 | 95 | 21 |  | Fixed | Roof
NJSTRE1545389428 | NJSRRE1544728968 | Transition Incentive Program | Elizabeth City | 7208 | 10 | 5.7 | Residential | Yes | Behind the Meter | Net-metered residential rooftop and canopy |  | None | Vision Solar LLC | PSE&G | Accepted | 2020-03-21 | 2020-03-25 | 2021-10-30 | lg solar | lg335n1k-v5 | Solar Panels |  | 0.335 | 8 | 95 | 37 |  | Fixed | Roof
NJSTRE1545389433 | NJSRRE1544736068 | Transition Incentive Program | ABSECON | 8201 | 19 | 3.84 | Residential | Yes | Behind the Meter | Net-metered residential rooftop and canopy |  | None | Vivint Solar Developer, LLC | AC Electric | Accepted | 2020-03-20 | 2020-03-24 | 2021-10-30 | SolarEdge | SE3800H-US | Inverters | 3800 |  | 1 |  |  | 0.992 |  | Outdoor | Near the Utility Meter
NJSTRE1545389433 | NJSRRE1544736068 | Transition Incentive Program | ABSECON | 8201 | 19 | 3.84 | Residential | Yes | Behind the Meter | Net-metered residential rooftop and canopy |  | None | Vivint Solar Developer, LLC | AC Electric | Accepted | 2020-03-20 | 2020-03-24 | 2021-10-30 | Jinko Solar | JKM320M-60HBL | Solar Panels |  | 0.32 | 12 | 264 | 35 |  | Fixed | Roof
NJSTRE1545389437 | NJSRRE1544551388 | Transition Incentive Program | Perth Amboy | 8861 | 11 | 6.87 | Residential | Yes | Behind the Meter | Behind the Meter |  | PSEG | Fusion Solar Energy LLC | PSE&G | Eligible for TI Program | 2020-02-28 | 2020-03-04 | 2021-10-30 | Sunpower | Sunpower type e | Inverters | 320 |  | 21 |  |  | 0.94 |  | Outdoor | roof top
NJSTRE1545389437 | NJSRRE1544551388 | Transition Incentive Program | Perth Amboy | 8861 | 11 | 6.87 | Residential | Yes | Behind the Meter | Behind the Meter |  | PSEG | Fusion Solar Energy LLC | PSE&G | Eligible for TI Program | 2020-02-28 | 2020-03-04 | 2021-10-30 | Sunpower | Sunpower 327 E Ac | Solar Panels |  | 0.327 | 21 | South | 45 |  | Fixed | Roof
NJSTRE1545389439 | NJSRRE1544845326 | Transition Incentive Program | Linden | 7036 | 10 | 7.04 | Residential | Yes | Behind the Meter | Behind the Meter |  | None | Steve Whitman LLC | PSE&G | Eligible for TI Program | 2020-04-15 | 2020-04-22 | 2021-10-30 | SolarEdge | SE5000H-US | Inverters | 5000 |  | 1 |  |  | 0.99 |  | Outside | within ten feet of meter
NJSTRE1545389439 | NJSRRE1544845326 | Transition Incentive Program | Linden | 7036 | 10 | 7.04 | Residential | Yes | Behind the Meter | Behind the Meter |  | None | Steve Whitman LLC | PSE&G | Eligible for TI Program | 2020-04-15 | 2020-04-22 | 2021-10-30 | Hanwha Q-Cells | Q.PEAK DUO-G5 320 | Solar Panels |  | 0.32 | 22 | 129 | 24 |  | Fixed | Roof
NJSTRE1545389440 | NJSRRE1544705445 | Transition Incentive Program | MORRIS PLAINS | 7950 | 3 | 5.12 | Residential | Yes | Behind the Meter | Net-metered residential rooftop and canopy |  | None | Vivint Solar Developer, LLC | JCP&L | Accepted | 2020-03-19 | 2020-03-20 | 2021-10-30 | SolarEdge | SE3800H-US | Inverters | 3800 |  | 1 |  |  | 0.992 |  | Outdoor | Near the utility meter
NJSTRE1545389440 | NJSRRE1544705445 | Transition Incentive Program | MORRIS PLAINS | 7950 | 3 | 5.12 | Residential | Yes | Behind the Meter | Net-metered residential rooftop and canopy |  | None | Vivint Solar Developer, LLC | JCP&L | Accepted | 2020-03-19 | 2020-03-20 | 2021-10-30 | Jinko Solar | JKM320M-60HBL | Solar Panels |  | 0.32 | 4 | 122 | 36 |  | Fixed | Roof
NJSTRE1545389440 | NJSRRE1544705445 | Transition Incentive Program | MORRIS PLAINS | 7950 | 3 | 5.12 | Residential | Yes | Behind the Meter | Net-metered residential rooftop and canopy |  | None | Vivint Solar Developer, LLC | JCP&L | Accepted | 2020-03-19 | 2020-03-20 | 2021-10-30 | Jinko Solar | JKM320M-60HBL | Solar Panels |  | 0.32 | 8 | 122 | 36 |  | Fixed | Roof
NJSTRE1545389440 | NJSRRE1544705445 | Transition Incentive Program | MORRIS PLAINS | 7950 | 3 | 5.12 | Residential | Yes | Behind the Meter | Net-metered residential rooftop and canopy |  | None | Vivint Solar Developer, LLC | JCP&L | Accepted | 2020-03-19 | 2020-03-20 | 2021-10-30 | Jinko Solar | JKM320M-60HBL | Solar Panels |  | 0.32 | 4 | 212 | 36 |  | Fixed | Roof
NJSTRE1545389441 | NJSRRE1544776466 | Transition Incentive Program | SICKLERVILLE | 8081 | 14 | 7.68 | Residential | Yes | Behind the Meter | Net-metered residential rooftop and canopy |  | None | Vivint Solar Developer, LLC | AC Electric | Accepted | 2020-04-01 | 2020-04-09 | 2021-10-30 | SOLAREDGE | SE7600H-US | Inverters | 7600 |  | 1 |  |  | 0.992 |  | Outdoor | Near the Utility Meter
NJSTRE1545389441 | NJSRRE1544776466 | Transition Incentive Program | SICKLERVILLE | 8081 | 14 | 7.68 | Residential | Yes | Behind the Meter | Net-metered residential rooftop and canopy |  | None | Vivint Solar Developer, LLC | AC Electric | Accepted | 2020-04-01 | 2020-04-09 | 2021-10-30 | JINKO SOLAR | JKM320M-60HBL | Solar Panels |  | 0.32 | 24 | 100 | 29 |  | Fixed | Roof
NJSTRE1545389443 | NJSRRE1544598241 | Transition Incentive Program | PENNSAUKEN | 8110 | 14 | 7.88 | Residential | Yes | Behind the Meter | Net-metered residential rooftop and canopy |  | None | Vivint Solar Developer, LLC | PSE&G | Accepted | 2020-03-05 | 2020-03-10 | 2021-10-30 | Solar Edge | SE7600H-US | Inverters | 7600 |  | 1 |  |  | 0.992 |  | Outdoor | Near the Utility Meter
NJSTRE1545389443 | NJSRRE1544598241 | Transition Incentive Program | PENNSAUKEN | 8110 | 14 | 7.88 | Residential | Yes | Behind the Meter | Net-metered residential rooftop and canopy |  | None | Vivint Solar Developer, LLC | PSE&G | Accepted | 2020-03-05 | 2020-03-10 | 2021-10-30 | Hanwha Solar | Q.PEAK BLK-G5 315 | Solar Panels |  | 0.315 | 10 | 238 | 30 |  | Fixed | Roof
NJSTRE1545389443 | NJSRRE1544598241 | Transition Incentive Program | PENNSAUKEN | 8110 | 14 | 7.88 | Residential | Yes | Behind the Meter | Net-metered residential rooftop and canopy |  | None | Vivint Solar Developer, LLC | PSE&G | Accepted | 2020-03-05 | 2020-03-10 | 2021-10-30 | Hanwha Solar | Q.PEAK BLK-G5 315 | Solar Panels |  | 0.315 | 3 | 58 | 3 |  | Fixed | Roof
NJSTRE1545389443 | NJSRRE1544598241 | Transition Incentive Program | PENNSAUKEN | 8110 | 14 | 7.88 | Residential | Yes | Behind the Meter | Net-metered residential rooftop and canopy |  | None | Vivint Solar Developer, LLC | PSE&G | Accepted | 2020-03-05 | 2020-03-10 | 2021-10-30 | Hanwha Solar | Q.PEAK BLK-G5 315 | Solar Panels |  | 0.315 | 12 | 58 | 30 |  | Fixed | Roof
NJSTRE1545389444 | NJSRRE1544892922 | Transition Incentive Program | Newark | 7106 | 9 | 3.69 | Residential | Yes | Behind the Meter | Net-metered residential rooftop and canopy |  | None | Pro Custom Solar dba Momentum Solar | PSE&G | Accepted | 2020-04-24 | 2020-04-29 | 2021-10-30 | Enphase Energy | IQ7-60-2-US | Inverters | 240 |  | 11 |  |  | 0.97 |  | Outdoor | Roof
NJSTRE1545389444 | NJSRRE1544892922 | Transition Incentive Program | Newark | 7106 | 9 | 3.69 | Residential | Yes | Behind the Meter | Net-metered residential rooftop and canopy |  | None | Pro Custom Solar dba Momentum Solar | PSE&G | Accepted | 2020-04-24 | 2020-04-29 | 2021-10-30 | HANWHA | Q.PEAK DUO BLK G6+ 335 | Solar Panels |  | 0.335 | 11 | 221 | 1 |  | Fixed | Roof
NJSTRE1545389445 | NJSRRE1544805291 | Transition Incentive Program | Forked River | 8731 | 18 | 7.04 | Residential | Yes | Behind the Meter | Behind the Meter |  | None | Steve Whitman LLC | JCP&L | Eligible for TI Program | 2020-04-07 | 2020-04-10 | 2021-10-30 | SolarEdge | SE5000H-US | Inverters | 5000 |  | 1 |  |  | 0.99 |  | Outside | within ten feet of meter
NJSTRE1545389445 | NJSRRE1544805291 | Transition Incentive Program | Forked River | 8731 | 18 | 7.04 | Residential | Yes | Behind the Meter | Behind the Meter |  | None | Steve Whitman LLC | JCP&L | Eligible for TI Program | 2020-04-07 | 2020-04-10 | 2021-10-30 | Hanwha Q-Cells | Q.PEAK DUO-G5 320 | Solar Panels |  | 0.32 | 22 | 130 | 20 |  | Fixed | Roof
NJSTRE1545389446 | NJSRRE1544802318 | Transition Incentive Program | ewing | 8618 | 12 | 5.99 | Residential | No | Behind the Meter | Net-metered residential rooftop and canopy |  | None | Vision Solar LLC | PSE&G | Accepted | 2020-04-06 | 2020-04-09 | 2021-10-30 | enphase | iq7-60-2-us | Inverters | 0.25 |  | 19 |  |  | 0.96 |  | Other | behind panels
NJSTRE1545389446 | NJSRRE1544802318 | Transition Incentive Program | ewing | 8618 | 12 | 5.99 | Residential | No | Behind the Meter | Net-metered residential rooftop and canopy |  | None | Vision Solar LLC | PSE&G | Accepted | 2020-04-06 | 2020-04-09 | 2021-10-30 | hanwha qcells | qpeak duo g5 315 | Solar Panels |  | 0.315 | 19 | 107 | 35 |  | Fixed | Roof
NJSTRE1545389447 | NJSRRE1544767437 | Transition Incentive Program | Perth Amboy | 8861 | 11 | 6.51 | Residential | Yes | Behind the Meter | Net-metered residential rooftop and canopy |  | None | Sunrun Installation Services, Inc. | PSE&G | Accepted | 2020-03-26 | 2020-03-31 | 2021-10-30 | Enphase | X-IQ-AM1-240-3C | Meters |  |  | 1 |  |  |  | Yes
NJSTRE1545389447 | NJSRRE1544767437 | Transition Incentive Program | Perth Amboy | 8861 | 11 | 6.51 | Residential | Yes | Behind the Meter | Net-metered residential rooftop and canopy |  | None | Sunrun Installation Services, Inc. | PSE&G | Accepted | 2020-03-26 | 2020-03-31 | 2021-10-30 | Enphase Energy | IQ7-60-x-US (240V) | Inverters | 240 |  | 21 |  |  | 0.96 |  | Outdoor | Rooftop
NJSTRE1545389447 | NJSRRE1544767437 | Transition Incentive Program | Perth Amboy | 8861 | 11 | 6.51 | Residential | Yes | Behind the Meter | Net-metered residential rooftop and canopy |  | None | Sunrun Installation Services, Inc. | PSE&G | Accepted | 2020-03-26 | 2020-03-31 | 2021-10-30 | REC Solar | REC310TP2M | Solar Panels |  | 0.31 | 21 | 195 | 42 |  | Fixed | Roof
NJSTRE1545389449 | NJSRRE1544569022 | Transition Incentive Program | Williamstown | 8094 | 15 | 9.6 | Residential | Yes | Behind the Meter | Behind the Meter |  | None | Skyline Solar, LLC | AC Electric | Eligible for TI Program | 2020-03-03 | 2020-03-06 | 2021-10-30 | SolarEdge | SE7600H-US | Inverters | 7600 |  | 1 |  |  | 0.99 |  | Outside | within ten feet of meter
NJSTRE1545389449 | NJSRRE1544569022 | Transition Incentive Program | Williamstown | 8094 | 15 | 9.6 | Residential | Yes | Behind the Meter | Behind the Meter |  | None | Skyline Solar, LLC | AC Electric | Eligible for TI Program | 2020-03-03 | 2020-03-06 | 2021-10-30 | Hanwha Q-Cells | Q.PEAK DUO-G5 320 | Solar Panels |  | 0.32 | 30 | 209,29 | 27 |  | Fixed | Roof
NJSTRE1545389450 | NJSRRE1544816615 | Transition Incentive Program | SOMERDALE | 8083 | 14 | 4.8 | Residential | Yes | Behind the Meter | Net-metered residential rooftop and canopy |  | None | Vivint Solar Developer, LLC | PSE&G | Accepted | 2020-04-08 | 2020-04-15 | 2021-10-30 | SOLAREDGE | SE3800H-US | Inverters | 3800 |  | 1 |  |  | 0.992 |  | Outdoor | Near the Utility Meter
NJSTRE1545389450 | NJSRRE1544816615 | Transition Incentive Program | SOMERDALE | 8083 | 14 | 4.8 | Residential | Yes | Behind the Meter | Net-metered residential rooftop and canopy |  | None | Vivint Solar Developer, LLC | PSE&G | Accepted | 2020-04-08 | 2020-04-15 | 2021-10-30 | Jinko Solar | JKM320M-60HBL | Solar Panels |  | 0.32 | 13 | 1 | 21 |  | Fixed | Roof
NJSTRE1545389450 | NJSRRE1544816615 | Transition Incentive Program | SOMERDALE | 8083 | 14 | 4.8 | Residential | Yes | Behind the Meter | Net-metered residential rooftop and canopy |  | None | Vivint Solar Developer, LLC | PSE&G | Accepted | 2020-04-08 | 2020-04-15 | 2021-10-30 | Jinko Solar | JKM320M-60HBL | Solar Panels |  | 0.32 | 2 | 1 | 25 |  | Fixed | Roof
NJSTRE1545389451 | NJSRRE1544762444 | Transition Incentive Program | Mays Landing | 8330 | 19 | 12.16 | Residential | Yes | Behind the Meter | Behind the Meter |  | None | Acos Energy, LLC | AC Electric | Eligible for TI Program | 2020-03-25 | 2020-03-30 | 2021-10-30 | Enphase | IQ7 | Inverters | 0.24 |  | 38 |  |  | 0.97 |  | Outdoor | roof
NJSTRE1545389451 | NJSRRE1544762444 | Transition Incentive Program | Mays Landing | 8330 | 19 | 12.16 | Residential | Yes | Behind the Meter | Behind the Meter |  | None | Acos Energy, LLC | AC Electric | Eligible for TI Program | 2020-03-25 | 2020-03-30 | 2021-10-30 | Trina | TSM-DD06M05II 320W | Solar Panels |  | 0.32 | 10 | 110 | 28 |  | Fixed | Roof
NJSTRE1545389451 | NJSRRE1544762444 | Transition Incentive Program | Mays Landing | 8330 | 19 | 12.16 | Residential | Yes | Behind the Meter | Behind the Meter |  | None | Acos Energy, LLC | AC Electric | Eligible for TI Program | 2020-03-25 | 2020-03-30 | 2021-10-30 | Trina | TSM-DD06M05II 320W | Solar Panels |  | 0.32 | 28 | 200 | 28 |  | Fixed | Roof
NJSTRE1545389452 | NJSRRE1544708364 | Transition Incentive Program | Florence Township | 8518 | 13 | 10.88 | Residential | No | Behind the Meter | Behind the Meter |  | None | Greentech Solar USA LLC | PSE&G | Eligible for TI Program | 2020-03-17 | 2020-03-20 | 2021-10-30 | Growatt | 10000MTLP-US | Inverters | 10000 |  | 1 |  |  | 0.978 |  | Indoor | Basement Wall
NJSTRE1545389452 | NJSRRE1544708364 | Transition Incentive Program | Florence Township | 8518 | 13 | 10.88 | Residential | No | Behind the Meter | Behind the Meter |  | None | Greentech Solar USA LLC | PSE&G | Eligible for TI Program | 2020-03-17 | 2020-03-20 | 2021-10-30 | Trina Solar | TSM-DD5A 320M | Solar Panels |  | 0.32 | 34 | 150 | 31 |  | Fixed | Roof
NJSTRE1545389455 | NJSRRE1544735733 | Transition Incentive Program | Vineland | 8361 | 20 | 6.7 | Residential | Yes | Behind the Meter | Net-metered residential rooftop and canopy |  | None | Vision Solar LLC | Vineland Muni Electric | Accepted | 2020-03-20 | 2020-03-24 | 2021-10-30 | enphase | iq7-60-2-us | Inverters | 0.25 |  | 20 |  |  | 0.96 |  | Outside | behind panels
NJSTRE1545389455 | NJSRRE1544735733 | Transition Incentive Program | Vineland | 8361 | 20 | 6.7 | Residential | Yes | Behind the Meter | Net-metered residential rooftop and canopy |  | None | Vision Solar LLC | Vineland Muni Electric | Accepted | 2020-03-20 | 2020-03-24 | 2021-10-30 | lg solar | lg335n1k-v5 | Solar Panels |  | 0.335 | 20 | 313 | 12 |  | Fixed | Roof
NJSTRE1545389456 | NJSRRE1544838901 | Transition Incentive Program | Kresson | 8053 | 13 | 14.72 | Residential | Yes | Behind the Meter | Net-metered residential rooftop and canopy |  | None | All Season Solar | AC Electric | Accepted | 2020-04-14 | 2020-04-21 | 2021-10-30 | Enphase | IQ7 | Inverters | 240 |  | 46 |  |  | 0.97 |  | Outdoor | under module
NJSTRE1545389456 | NJSRRE1544838901 | Transition Incentive Program | Kresson | 8053 | 13 | 14.72 | Residential | Yes | Behind the Meter | Net-metered residential rooftop and canopy |  | None | All Season Solar | AC Electric | Accepted | 2020-04-14 | 2020-04-21 | 2021-10-30 | Trina | TSMDD06M.05II | Solar Panels |  | 0.32 | 36 | 243 | 26 |  | Fixed | Roof
NJSTRE1545389456 | NJSRRE1544838901 | Transition Incentive Program | Kresson | 8053 | 13 | 14.72 | Residential | Yes | Behind the Meter | Net-metered residential rooftop and canopy |  | None | All Season Solar | AC Electric | Accepted | 2020-04-14 | 2020-04-21 | 2021-10-30 | Trina | TSMDD06M.05II | Solar Panels |  | 0.32 | 5 | 26 | 243 |  | Fixed | Roof
NJSTRE1545389456 | NJSRRE1544838901 | Transition Incentive Program | Kresson | 8053 | 13 | 14.72 | Residential | Yes | Behind the Meter | Net-metered residential rooftop and canopy |  | None | All Season Solar | AC Electric | Accepted | 2020-04-14 | 2020-04-21 | 2021-10-30 | Trina | TSMDD06M.05II | Solar Panels |  | 0.32 | 5 | 63 | 26 |  | Fixed | Roof
NJSTRE1545389457 | NJSRRE1544639596 | Transition Incentive Program | Monroe Township | 8831 | 11 | 9.05 | Residential | Yes | Behind the Meter | Net-metered residential rooftop and canopy |  | None | Pro Custom Solar dba Momentum Solar | JCP&L | Accepted | 2020-03-12 | 2020-03-17 | 2021-10-30 | Enphase Energy | IQ7-60-2-US | Inverters | 250 |  | 27 |  |  | 0.97 |  | Outdoor | roof
NJSTRE1545389457 | NJSRRE1544639596 | Transition Incentive Program | Monroe Township | 8831 | 11 | 9.05 | Residential | Yes | Behind the Meter | Net-metered residential rooftop and canopy |  | None | Pro Custom Solar dba Momentum Solar | JCP&L | Accepted | 2020-03-12 | 2020-03-17 | 2021-10-30 | Hanwha | Q.Peak DUO BLK-G6+ 335 | Solar Panels |  | 0.335 | 27 | 260 | 37 |  | Fixed | Roof
NJSTRE1545389459 | NJSRRE1544553649 | Transition Incentive Program | WILLIAMSTOWN | 8094 | 15 | 5.76 | Residential | Yes | Behind the Meter | Net-metered residential rooftop and canopy |  | None | Vivint Solar Developer, LLC | AC Electric | Accepted | 2020-03-04 | 2020-03-04 | 2021-10-30 | SOLAREDGE | SE3800H-US | Inverters | 3800 |  | 1 |  |  | 0.992 |  | Outdoor | Near the Utility Meter
NJSTRE1545389459 | NJSRRE1544553649 | Transition Incentive Program | WILLIAMSTOWN | 8094 | 15 | 5.76 | Residential | Yes | Behind the Meter | Net-metered residential rooftop and canopy |  | None | Vivint Solar Developer, LLC | AC Electric | Accepted | 2020-03-04 | 2020-03-04 | 2021-10-30 | JINKO SOLAR | JKM320M-60HBL | Solar Panels |  | 0.32 | 18 | 108 | 37 |  | Fixed | Roof
NJSTRE1545389460 | NJSRRE1544802118 | Transition Incentive Program | Atlantic City | 8401 | 19 | 5.89 | Residential | Yes | Behind the Meter | Net-metered residential rooftop and canopy |  | None | Castle Energy, LLC | AC Electric | Accepted | 2020-04-06 | 2020-04-17 | 2021-10-30 | SunPower | SPR-E20-327-C-AC | Inverters | 320 |  | 18 |  |  | 0.975 |  | Outdoor | on the rooftop under each solar panel
NJSTRE1545389460 | NJSRRE1544802118 | Transition Incentive Program | Atlantic City | 8401 | 19 | 5.89 | Residential | Yes | Behind the Meter | Net-metered residential rooftop and canopy |  | None | Castle Energy, LLC | AC Electric | Accepted | 2020-04-06 | 2020-04-17 | 2021-10-30 | SunPower | SPR-E20-327-C-AC | Solar Panels |  | 0.327 | 18 | 148 | 30 |  | Fixed | Roof
NJSTRE1545389463 | NJSRRE1544612645 | Transition Incentive Program | WILLINGBORO | 8046 | 13 | 9.6 | Residential | Yes | Behind the Meter | Net-metered residential rooftop and canopy |  | None | Vivint Solar Developer, LLC | PSE&G | Accepted | 2020-03-06 | 2020-03-11 | 2021-10-30 | SolarEdge | SE7600H-US | Inverters | 7600 |  | 1 |  |  | 0.992 |  | Outdoor | Near the utility meter
NJSTRE1545389463 | NJSRRE1544612645 | Transition Incentive Program | WILLINGBORO | 8046 | 13 | 9.6 | Residential | Yes | Behind the Meter | Net-metered residential rooftop and canopy |  | None | Vivint Solar Developer, LLC | PSE&G | Accepted | 2020-03-06 | 2020-03-11 | 2021-10-30 | Jinko Solar | JKM320M-60HBL | Solar Panels |  | 0.32 | 26 | 109 | 41 |  | Fixed | Roof
NJSTRE1545389463 | NJSRRE1544612645 | Transition Incentive Program | WILLINGBORO | 8046 | 13 | 9.6 | Residential | Yes | Behind the Meter | Net-metered residential rooftop and canopy |  | None | Vivint Solar Developer, LLC | PSE&G | Accepted | 2020-03-06 | 2020-03-11 | 2021-10-30 | Jinko Solar | JKM320M-60HBL | Solar Panels |  | 0.32 | 4 | 109 | 12 |  | Fixed | Roof
NJSTRE1545389465 | NJSRRE1544892733 | Transition Incentive Program | Camden | 8104 | 14 | 5.12 | Residential | Yes | Behind the Meter | Behind the Meter |  | None | Steve Whitman LLC | PSE&G | Eligible for TI Program | 2020-04-24 | 2020-04-28 | 2021-10-30 | SolarEdge | SE3800H-US | Inverters | 3800 |  | 1 |  |  | 0.99 |  | Outside | within ten feet of meter
NJSTRE1545389465 | NJSRRE1544892733 | Transition Incentive Program | Camden | 8104 | 14 | 5.12 | Residential | Yes | Behind the Meter | Behind the Meter |  | None | Steve Whitman LLC | PSE&G | Eligible for TI Program | 2020-04-24 | 2020-04-28 | 2021-10-30 | Hanwha Q-Cells | Q.PEAK DUO-G5 320 | Solar Panels |  | 0.32 | 16 | 354 | 2 |  | Fixed | Roof
NJSTRE1545389467 | NJSRRE1544552201 | Transition Incentive Program | Princeton | 8540 | 12 | 11.29 | Residential | Yes | Behind the Meter | Net-metered residential rooftop and canopy |  | None | Complete Solar | PSE&G | Accepted | 2020-03-05 | 2020-03-10 | 2021-10-30 | SOLAREDGE TECHNOLOGIES | SE11400H-US | Inverters | 11400 |  | 1 |  |  | 0.97 |  | Outdoor | BY MSP
NJSTRE1545389467 | NJSRRE1544552201 | Transition Incentive Program | Princeton | 8540 | 12 | 11.29 | Residential | Yes | Behind the Meter | Net-metered residential rooftop and canopy |  | None | Complete Solar | PSE&G | Accepted | 2020-03-05 | 2020-03-10 | 2021-10-30 | LONGI SOLAR- | LR6-60PB-305M | Solar Panels |  | 0.305 | 37 | 242.5 | 30 |  | Fixed | Roof
NJSTRE1545389468 | NJSRRE1544626585 | Transition Incentive Program | Villas | 8251 | 21 | 4.49 | Residential | No | Behind the Meter | Behind the Meter |  | None | Sunrun Installation Services, Inc. | AC Electric | Eligible for TI Program | 2020-03-11 | 2020-03-16 | 2021-10-30 | Delta Electronics | M4-TL-US | Inverters | 4000 |  | 1 |  |  | 0.96 |  | Outdoor | Next To Meter
NJSTRE1545389468 | NJSRRE1544626585 | Transition Incentive Program | Villas | 8251 | 21 | 4.49 | Residential | No | Behind the Meter | Behind the Meter |  | None | Sunrun Installation Services, Inc. | AC Electric | Eligible for TI Program | 2020-03-11 | 2020-03-16 | 2021-10-30 | LG Electronics | LG345N1C-V5 | Solar Panels |  | 0.345 | 13 | 122 | 18 |  | Fixed | Roof
NJSTRE1545389469 | NJSRRE1544762420 | Transition Incentive Program | PENNSAUKEN | 8109 | 14 | 12.6 | Residential | Yes | Behind the Meter | Net-metered residential rooftop and canopy |  | None | Vivint Solar Developer, LLC | PSE&G | Accepted | 2020-03-25 | 2020-03-30 | 2021-10-30 | SolarEdge | SE10000H-US | Inverters | 10000 |  | 1 |  |  | 0.992 |  | Outdoor | Near the Utility Meter
NJSTRE1545389469 | NJSRRE1544762420 | Transition Incentive Program | PENNSAUKEN | 8109 | 14 | 12.6 | Residential | Yes | Behind the Meter | Net-metered residential rooftop and canopy |  | None | Vivint Solar Developer, LLC | PSE&G | Accepted | 2020-03-25 | 2020-03-30 | 2021-10-30 | Hanwha Solar | Q.PEAK BLK-G5 315 | Solar Panels |  | 0.315 | 15 | 100 | 24 |  | Fixed | Roof
NJSTRE1545389469 | NJSRRE1544762420 | Transition Incentive Program | PENNSAUKEN | 8109 | 14 | 12.6 | Residential | Yes | Behind the Meter | Net-metered residential rooftop and canopy |  | None | Vivint Solar Developer, LLC | PSE&G | Accepted | 2020-03-25 | 2020-03-30 | 2021-10-30 | Hanwha Solar | Q.PEAK BLK-G5 315 | Solar Panels |  | 0.315 | 5 | 280 | 24 |  | Fixed | Roof
NJSTRE1545389469 | NJSRRE1544762420 | Transition Incentive Program | PENNSAUKEN | 8109 | 14 | 12.6 | Residential | Yes | Behind the Meter | Net-metered residential rooftop and canopy |  | None | Vivint Solar Developer, LLC | PSE&G | Accepted | 2020-03-25 | 2020-03-30 | 2021-10-30 | Hanwha Solar | Q.PEAK BLK-G5 315 | Solar Panels |  | 0.315 | 5 | 100 | 24 |  | Fixed | Roof
NJSTRE1545389469 | NJSRRE1544762420 | Transition Incentive Program | PENNSAUKEN | 8109 | 14 | 12.6 | Residential | Yes | Behind the Meter | Net-metered residential rooftop and canopy |  | None | Vivint Solar Developer, LLC | PSE&G | Accepted | 2020-03-25 | 2020-03-30 | 2021-10-30 | Hanwha Solar | Q.PEAK BLK-G5 315 | Solar Panels |  | 0.315 | 15 | 280 | 24 |  | Fixed | Roof
NJSTRE1545389471 | NJSRRE1544621503 | Transition Incentive Program | Franklin Township | 8823 | 5 | 7.44 | Residential | No | Behind the Meter | Behind the Meter |  | None | Sunrun Installation Services, Inc. | PSE&G | Eligible for TI Program | 2020-03-09 | 2020-03-12 | 2021-10-30 | Enphase Energy | IQ7-60-x-US (240V) | Inverters | 240 |  | 24 |  |  | 0.96 |  | Outdoor | Rooftop
NJSTRE1545389471 | NJSRRE1544621503 | Transition Incentive Program | Franklin Township | 8823 | 5 | 7.44 | Residential | No | Behind the Meter | Behind the Meter |  | None | Sunrun Installation Services, Inc. | PSE&G | Eligible for TI Program | 2020-03-09 | 2020-03-12 | 2021-10-30 | REC Solar | REC310TP2M | Solar Panels |  | 0.31 | 24 | 158 | 27 |  | Fixed | Roof
NJSTRE1545389472 | NJSRRE1544701602 | Transition Incentive Program | Stewartsville | 8886 | 2 | 13.64 | Residential | No | Behind the Meter | Behind the Meter |  | None | Eznergy | JCP&L | Eligible for TI Program | 2020-03-16 | 2020-03-19 | 2021-10-30 | Enphase | IQ7 | Inverters | 240 |  | 44 |  |  | 0.97 |  | Outdoor | Under panels on rails
NJSTRE1545389472 | NJSRRE1544701602 | Transition Incentive Program | Stewartsville | 8886 | 2 | 13.64 | Residential | No | Behind the Meter | Behind the Meter |  | None | Eznergy | JCP&L | Eligible for TI Program | 2020-03-16 | 2020-03-19 | 2021-10-30 | Trina | TSM310 | Solar Panels |  | 0.31 | 44 | 190 | 30 |  | Fixed | Roof
NJSTRE1545389474 | NJSRRE1544790986 | Transition Incentive Program | West Orange Twp | 7052 | 9 | 7.56 | Residential | No | Behind the Meter | Net-metered residential rooftop and canopy |  | None | Tesla Energy Operations Inc | PSE&G | Accepted | 2020-04-02 | 2020-04-09 | 2021-10-30 | SolarEdge Technologies Ltd | SE7600H-US [240V] | Inverters | 7600 |  | 1 |  |  | 0.99 |  | Outdoor | outdoor
NJSTRE1545389474 | NJSRRE1544790986 | Transition Incentive Program | West Orange Twp | 7052 | 9 | 7.56 | Residential | No | Behind the Meter | Net-metered residential rooftop and canopy |  | None | Tesla Energy Operations Inc | PSE&G | Accepted | 2020-04-02 | 2020-04-09 | 2021-10-30 | Hanwha Q Cells | Q.Peak DUO BLK-G5/SC315 | Solar Panels |  | 0.315 | 24 | 156 | 36 |  | Fixed | Roof
NJSTRE1545389475 | NJSRRE1544719392 | Transition Incentive Program | Short Hills | 7078 | 9 | 4.49 | Residential | Yes | Behind the Meter | Behind the Meter |  | None | Sunrun Installation Services, Inc. | JCP&L | Eligible for TI Program | 2020-03-18 | 2020-03-23 | 2021-10-30 | Delta Electronics | M4-TL-US | Inverters | 4000 |  | 1 |  |  | 0.96 |  | Outdoor | Next To Meter
NJSTRE1545389475 | NJSRRE1544719392 | Transition Incentive Program | Short Hills | 7078 | 9 | 4.49 | Residential | Yes | Behind the Meter | Behind the Meter |  | None | Sunrun Installation Services, Inc. | JCP&L | Eligible for TI Program | 2020-03-18 | 2020-03-23 | 2021-10-30 | LG Electronics | LG345N1C-V5 | Solar Panels |  | 0.345 | 8 | 151 | 34 |  | Fixed | Roof
NJSTRE1545389475 | NJSRRE1544719392 | Transition Incentive Program | Short Hills | 7078 | 9 | 4.49 | Residential | Yes | Behind the Meter | Behind the Meter |  | None | Sunrun Installation Services, Inc. | JCP&L | Eligible for TI Program | 2020-03-18 | 2020-03-23 | 2021-10-30 | LG Electronics | LG345N1C-V5 | Solar Panels |  | 0.345 | 5 | 331 | 34 |  | Fixed | Roof
NJSTRE1545389477 | NJSRRE1544898390 | Transition Incentive Program | Orange | 7050 | 9 | 4.16 | Residential | Yes | Behind the Meter | Net-metered residential rooftop and canopy |  | None | Vivint Solar Developer, LLC | PSE&G | Accepted | 2020-04-27 | 2020-04-30 | 2021-10-30 | Solar Edge | SE3800H-US | Inverters | 3800 |  | 1 |  |  | 0.992 |  | Outdoor | Near the Utility Meter
NJSTRE1545389477 | NJSRRE1544898390 | Transition Incentive Program | Orange | 7050 | 9 | 4.16 | Residential | Yes | Behind the Meter | Net-metered residential rooftop and canopy |  | None | Vivint Solar Developer, LLC | PSE&G | Accepted | 2020-04-27 | 2020-04-30 | 2021-10-30 | JINKO SOLAR | JKM320M-60HBL | Solar Panels |  | 0.32 | 5 | 211 | 21 |  | Fixed | Roof
NJSTRE1545389477 | NJSRRE1544898390 | Transition Incentive Program | Orange | 7050 | 9 | 4.16 | Residential | Yes | Behind the Meter | Net-metered residential rooftop and canopy |  | None | Vivint Solar Developer, LLC | PSE&G | Accepted | 2020-04-27 | 2020-04-30 | 2021-10-30 | JINKO SOLAR | JKM320M-60HBL | Solar Panels |  | 0.32 | 8 | 31 | 21 |  | Fixed | Roof
NJSTRE1545389478 | NJSRRE1544796508 | Transition Incentive Program | Lambertville | 8530 | 4 | 9.6 | Residential | Yes | Behind the Meter | Behind the Meter |  | None | Steve Whitman LLC | JCP&L | Eligible for TI Program | 2020-04-03 | 2020-04-09 | 2021-10-30 | SolarEdge | SE7600H-US | Inverters | 7600 |  | 1 |  |  | 0.99 |  | Outside | within ten feet of meter
NJSTRE1545389478 | NJSRRE1544796508 | Transition Incentive Program | Lambertville | 8530 | 4 | 9.6 | Residential | Yes | Behind the Meter | Behind the Meter |  | None | Steve Whitman LLC | JCP&L | Eligible for TI Program | 2020-04-03 | 2020-04-09 | 2021-10-30 | Hanwha Q-Cells | Q.PEAK DUO-G5 320 | Solar Panels |  | 0.32 | 30 | 241 | 29 |  | Fixed | Roof
NJSTRE1545389481 | NJSRRE1544762494 | Transition Incentive Program | Pittsgrove | 8318 | 16 | 9 | Residential | Yes | Behind the Meter | Net-metered residential ground mount |  | None | Acos Energy, LLC | AC Electric | Accepted | 2020-03-25 | 2020-03-27 | 2021-10-30 | Enphase | IQ7 | Inverters | 0.24 |  | 30 |  |  | 0.97 |  | Outside | Ground mount
NJSTRE1545389481 | NJSRRE1544762494 | Transition Incentive Program | Pittsgrove | 8318 | 16 | 9 | Residential | Yes | Behind the Meter | Net-metered residential ground mount |  | None | Acos Energy, LLC | AC Electric | Accepted | 2020-03-25 | 2020-03-27 | 2021-10-30 | Jinko | JKM300M-60 300W | Solar Panels |  | 0.3 | 30 | 180 | 25 |  | Fixed | Ground
NJSTRE1545389484 | NJSRRE1544561522 | Transition Incentive Program | Camden City | 8105 | 14 | 9.92 | Residential | Yes | Behind the Meter | Net-metered residential rooftop and canopy |  | None | 1st Light Energy Inc | PSE&G | Accepted | 2020-03-02 | 2020-03-05 | 2021-10-30 | SolarEdge | SE7600H-USRGM (240V) | Inverters | 7600 |  | 1 |  |  | 0.99 |  | Outside | within 10 feet of meter
NJSTRE1545389484 | NJSRRE1544561522 | Transition Incentive Program | Camden City | 8105 | 14 | 9.92 | Residential | Yes | Behind the Meter | Net-metered residential rooftop and canopy |  | None | 1st Light Energy Inc | PSE&G | Accepted | 2020-03-02 | 2020-03-05 | 2021-10-30 | Longi | LR6-60HPB-310M | Solar Panels |  | 0.31 | 4 | 239 | 37 |  | Fixed | Roof
NJSTRE1545389484 | NJSRRE1544561522 | Transition Incentive Program | Camden City | 8105 | 14 | 9.92 | Residential | Yes | Behind the Meter | Net-metered residential rooftop and canopy |  | None | 1st Light Energy Inc | PSE&G | Accepted | 2020-03-02 | 2020-03-05 | 2021-10-30 | Longi | LR6-60HPB-310M | Solar Panels |  | 0.31 | 8 | 239 | 18 |  | Fixed | Roof
NJSTRE1545389484 | NJSRRE1544561522 | Transition Incentive Program | Camden City | 8105 | 14 | 9.92 | Residential | Yes | Behind the Meter | Net-metered residential rooftop and canopy |  | None | 1st Light Energy Inc | PSE&G | Accepted | 2020-03-02 | 2020-03-05 | 2021-10-30 | Longi | LR6-60HPB-310M | Solar Panels |  | 0.31 | 20 | 59 | 37 |  | Fixed | Roof
NJSTRE1545389485 | NJSRRE1544566773 | Transition Incentive Program | Cherry Hill | 8003 | 14 | 17.09 | Residential | No | Behind the Meter | Net-metered residential rooftop and canopy |  | None | Green Power Energy | PSE&G | Accepted | 2020-03-03 | 2020-03-05 | 2021-10-30 | SolarEdge | SE6000H-US | Inverters | 6000 |  | 2 |  |  | 0.97 |  | Outside | Next to meter
NJSTRE1545389485 | NJSRRE1544566773 | Transition Incentive Program | Cherry Hill | 8003 | 14 | 17.09 | Residential | No | Behind the Meter | Net-metered residential rooftop and canopy |  | None | Green Power Energy | PSE&G | Accepted | 2020-03-03 | 2020-03-05 | 2021-10-30 | Hanwha | Q-Cells Q.PEAK DUO BLK-G6 335 | Solar Panels |  | 0.335 | 6 | 255 | 27 |  | Fixed | Roof
NJSTRE1545389485 | NJSRRE1544566773 | Transition Incentive Program | Cherry Hill | 8003 | 14 | 17.09 | Residential | No | Behind the Meter | Net-metered residential rooftop and canopy |  | None | Green Power Energy | PSE&G | Accepted | 2020-03-03 | 2020-03-05 | 2021-10-30 | Hanwha | Q-Cells Q.PEAK DUO BLK-G6 335 | Solar Panels |  | 0.335 | 20 | 163 | 30 |  | Fixed | Roof
NJSTRE1545389485 | NJSRRE1544566773 | Transition Incentive Program | Cherry Hill | 8003 | 14 | 17.09 | Residential | No | Behind the Meter | Net-metered residential rooftop and canopy |  | None | Green Power Energy | PSE&G | Accepted | 2020-03-03 | 2020-03-05 | 2021-10-30 | Hanwha | Q-Cells Q.PEAK DUO BLK-G6 335 | Solar Panels |  | 0.335 | 15 | 253 | 30 |  | Fixed | Roof
NJSTRE1545389485 | NJSRRE1544566773 | Transition Incentive Program | Cherry Hill | 8003 | 14 | 17.09 | Residential | No | Behind the Meter | Net-metered residential rooftop and canopy |  | None | Green Power Energy | PSE&G | Accepted | 2020-03-03 | 2020-03-05 | 2021-10-30 | Hanwha | Q-Cells Q.PEAK DUO BLK-G6 335 | Solar Panels |  | 0.335 | 10 | 73 | 23 |  | Fixed | Roof
NJSTRE1545389488 | NJSRRE1544626499 | Transition Incentive Program | East Brunswick | 8816 | 11 | 6.51 | Residential | Yes | Behind the Meter | Behind the Meter |  | None | Sunrun Installation Services, Inc. | PSE&G | Eligible for TI Program | 2020-03-11 | 2020-03-16 | 2021-10-30 | Enphase Energy | IQ7-60-x-US (240V) | Inverters | 240 |  | 21 |  |  | 0.96 |  | Outdoor | Rooftop
NJSTRE1545389488 | NJSRRE1544626499 | Transition Incentive Program | East Brunswick | 8816 | 11 | 6.51 | Residential | Yes | Behind the Meter | Behind the Meter |  | None | Sunrun Installation Services, Inc. | PSE&G | Eligible for TI Program | 2020-03-11 | 2020-03-16 | 2021-10-30 | REC Solar | REC310TP2M | Solar Panels |  | 0.31 | 11 | 54 | 18 |  | Fixed | Roof
NJSTRE1545389488 | NJSRRE1544626499 | Transition Incentive Program | East Brunswick | 8816 | 11 | 6.51 | Residential | Yes | Behind the Meter | Behind the Meter |  | None | Sunrun Installation Services, Inc. | PSE&G | Eligible for TI Program | 2020-03-11 | 2020-03-16 | 2021-10-30 | REC Solar | REC310TP2M | Solar Panels |  | 0.31 | 10 | 234 | 18 |  | Fixed | Roof
NJSTRE1545389490 | NJSRRE1544794922 | Transition Incentive Program | LINDEN | 7036 | 10 | 4.48 | Residential | Yes | Behind the Meter | Net-metered residential rooftop and canopy |  | None | Vivint Solar Developer, LLC | PSE&G | Accepted | 2020-04-03 | 2020-04-09 | 2021-10-30 | SolarEdge | SE3800H-US | Inverters | 3800 |  | 1 |  |  | 0.992 |  | Other | Near the Utility Meter
NJSTRE1545389490 | NJSRRE1544794922 | Transition Incentive Program | LINDEN | 7036 | 10 | 4.48 | Residential | Yes | Behind the Meter | Net-metered residential rooftop and canopy |  | None | Vivint Solar Developer, LLC | PSE&G | Accepted | 2020-04-03 | 2020-04-09 | 2021-10-30 | Jinko Solar | JKM320M-60HBL | Solar Panels |  | 0.32 | 14 | 129 | 39 |  | Fixed | Roof
NJSTRE1545394830 |  | Transition Incentive Program | BRICK | 8724 | 18 | 11.66 | Residential | No | Behind the Meter | Net-metered residential rooftop and canopy |  | None | Suntuity Solar LLC | JCP&L | Accepted | 2020-08-03 | 2020-08-07 | 2021-10-30 | Enphase Energy | IQ7-60-2-US | Inverters | 240 |  | 37 |  |  | 0.97 |  | Outdoor | Behind the PV Modules
NJSTRE1545394830 |  | Transition Incentive Program | BRICK | 8724 | 18 | 11.66 | Residential | No | Behind the Meter | Net-metered residential rooftop and canopy |  | None | Suntuity Solar LLC | JCP&L | Accepted | 2020-08-03 | 2020-08-07 | 2021-10-30 | Longi | LR6-60HPB-315M | Solar Panels |  | 0.315 | 9 | 178 | 33 |  | Fixed | Roof
NJSTRE1545394830 |  | Transition Incentive Program | BRICK | 8724 | 18 | 11.66 | Residential | No | Behind the Meter | Net-metered residential rooftop and canopy |  | None | Suntuity Solar LLC | JCP&L | Accepted | 2020-08-03 | 2020-08-07 | 2021-10-30 | Longi | LR6-60HPB-315M | Solar Panels |  | 0.315 | 22 | 358 | 33 |  | Fixed | Roof
NJSTRE1545394830 |  | Transition Incentive Program | BRICK | 8724 | 18 | 11.66 | Residential | No | Behind the Meter | Net-metered residential rooftop and canopy |  | None | Suntuity Solar LLC | JCP&L | Accepted | 2020-08-03 | 2020-08-07 | 2021-10-30 | Longi | LR6-60HPB-315M | Solar Panels |  | 0.315 | 6 | 178 | 33 |  | Fixed | Roof
NJSTRE1545394835 |  | Transition Incentive Program | Vineland | 8360 | 20 | 5.36 | Residential | Yes | Behind the Meter | Net-metered residential rooftop and canopy |  | None | Suntuity Solar LLC | Vineland Muni Electric | Accepted | 2020-08-03 | 2020-08-07 | 2021-10-30 | Enphase Energy | IQ7-60-2-US | Inverters | 240 |  | 17 |  |  | 0.97 |  | Outdoor | Behind the PV Modules
NJSTRE1545394835 |  | Transition Incentive Program | Vineland | 8360 | 20 | 5.36 | Residential | Yes | Behind the Meter | Net-metered residential rooftop and canopy |  | None | Suntuity Solar LLC | Vineland Muni Electric | Accepted | 2020-08-03 | 2020-08-07 | 2021-10-30 | Longi | LR6-60HPB-315M | Solar Panels |  | 0.315 | 17 | 189 | 45 |  | Fixed | Roof
NJSTRE1545394836 |  | Transition Incentive Program | Belleville | 7109 | 9 | 5.1 | Residential | Yes | Behind the Meter | Net-metered residential rooftop and canopy |  | PSEG | Vision Solar LLC | PSE&G | Accepted | 2020-08-03 | 2020-08-07 | 2021-10-30 | ENPHASE | IQ7-60-2-US | Inverters | 0.24 |  | 15 |  |  | 0.96 |  | Other | behind each pannel
NJSTRE1545394836 |  | Transition Incentive Program | Belleville | 7109 | 9 | 5.1 | Residential | Yes | Behind the Meter | Net-metered residential rooftop and canopy |  | PSEG | Vision Solar LLC | PSE&G | Accepted | 2020-08-03 | 2020-08-07 | 2021-10-30 | HANWHA Q-CELLS | Q.PEAK DUO-G6 340 | Solar Panels |  | 0.34 | 1 | 194 | 27 |  | Fixed | Roof
NJSTRE1545394836 |  | Transition Incentive Program | Belleville | 7109 | 9 | 5.1 | Residential | Yes | Behind the Meter | Net-metered residential rooftop and canopy |  | PSEG | Vision Solar LLC | PSE&G | Accepted | 2020-08-03 | 2020-08-07 | 2021-10-30 | HANWHA Q-CELLS | Q.PEAK DUO-G6 340 | Solar Panels |  | 0.34 | 14 | 104 | 37 |  | Fixed | Roof
NJSTRE1545394840 |  | Transition Incentive Program | Waretown | 8758 | 18 | 5.78 | Residential | Yes | Behind the Meter | Net-metered residential rooftop and canopy |  | None | Trinity Solar | JCP&L | Accepted | 2020-08-03 | 2020-08-07 | 2021-10-30 | Solar Edge | SE5000 | Inverters | 5000 |  | 1 |  |  | 0.97 |  | Outside | side of home
NJSTRE1545394840 |  | Transition Incentive Program | Waretown | 8758 | 18 | 5.78 | Residential | Yes | Behind the Meter | Net-metered residential rooftop and canopy |  | None | Trinity Solar | JCP&L | Accepted | 2020-08-03 | 2020-08-07 | 2021-10-30 | Hanwha | Q.PEAK DUO BLK-G6 340 | Solar Panels |  | 0.34 | 17 | 128 | 27 |  | Fixed | Roof
NJSTRE1545394845 |  | Transition Incentive Program | Hamilton | 8620 | 12 | 5.04 | Residential | No | Behind the Meter | Net-metered residential rooftop and canopy |  | None | Suntuity Solar LLC | PSE&G | Accepted | 2020-08-03 | 2020-08-07 | 2021-10-30 | Enphase Energy | IQ7-60-2-US | Inverters | 240 |  | 16 |  |  | 0.97 |  | Outdoor | Behind the PV Modules
NJSTRE1545394845 |  | Transition Incentive Program | Hamilton | 8620 | 12 | 5.04 | Residential | No | Behind the Meter | Net-metered residential rooftop and canopy |  | None | Suntuity Solar LLC | PSE&G | Accepted | 2020-08-03 | 2020-08-07 | 2021-10-30 | Longi | LR6-60HPB-315M | Solar Panels |  | 0.315 | 7 | 253 | 25 |  | Fixed | Roof
NJSTRE1545394845 |  | Transition Incentive Program | Hamilton | 8620 | 12 | 5.04 | Residential | No | Behind the Meter | Net-metered residential rooftop and canopy |  | None | Suntuity Solar LLC | PSE&G | Accepted | 2020-08-03 | 2020-08-07 | 2021-10-30 | Longi | LR6-60HPB-315M | Solar Panels |  | 0.315 | 9 | 73 | 25 |  | Fixed | Roof
NJSTRE1545394899 |  | Transition Incentive Program | Lindenwold | 8021 | 14 | 9.75 | Residential | Yes | Behind the Meter | Net-metered residential rooftop and canopy |  | None | SunnyMac LLC | AC Electric | Accepted | 2020-08-03 | 2020-08-07 | 2021-10-30 | Solaredge | SE7600H-US | Inverters | 7600 |  | 1 |  |  | 0.99 |  | Outdoor | Next to Meter
NJSTRE1545394899 |  | Transition Incentive Program | Lindenwold | 8021 | 14 | 9.75 | Residential | Yes | Behind the Meter | Net-metered residential rooftop and canopy |  | None | SunnyMac LLC | AC Electric | Accepted | 2020-08-03 | 2020-08-07 | 2021-10-30 | REC | REC 325 N-PEAK Blk | Solar Panels |  | 0.325 | 6 | 293 | 6 |  | Fixed | Roof
NJSTRE1545394899 |  | Transition Incentive Program | Lindenwold | 8021 | 14 | 9.75 | Residential | Yes | Behind the Meter | Net-metered residential rooftop and canopy |  | None | SunnyMac LLC | AC Electric | Accepted | 2020-08-03 | 2020-08-07 | 2021-10-30 | REC | REC 325 N-PEAK Blk | Solar Panels |  | 0.325 | 8 | 293 | 6 |  | Fixed | Roof
NJSTRE1545394899 |  | Transition Incentive Program | Lindenwold | 8021 | 14 | 9.75 | Residential | Yes | Behind the Meter | Net-metered residential rooftop and canopy |  | None | SunnyMac LLC | AC Electric | Accepted | 2020-08-03 | 2020-08-07 | 2021-10-30 | REC | REC 325 N-PEAK Blk | Solar Panels |  | 0.325 | 6 | 113 | 30 |  | Fixed | Roof
NJSTRE1545394899 |  | Transition Incentive Program | Lindenwold | 8021 | 14 | 9.75 | Residential | Yes | Behind the Meter | Net-metered residential rooftop and canopy |  | None | SunnyMac LLC | AC Electric | Accepted | 2020-08-03 | 2020-08-07 | 2021-10-30 | REC | REC 325 N-PEAK Blk | Solar Panels |  | 0.325 | 2 | 203 | 15 |  | Fixed | Roof
NJSTRE1545394899 |  | Transition Incentive Program | Lindenwold | 8021 | 14 | 9.75 | Residential | Yes | Behind the Meter | Net-metered residential rooftop and canopy |  | None | SunnyMac LLC | AC Electric | Accepted | 2020-08-03 | 2020-08-07 | 2021-10-30 | REC | REC 325 N-PEAK Blk | Solar Panels |  | 0.325 | 8 | 293 | 22 |  | Fixed | Roof
NJSTRE1545394939 |  | Transition Incentive Program | Mt Laurel | 8054 | 13 | 18.9 | Residential | No | Behind the Meter | Net-metered residential rooftop and canopy |  | PSEG | Geoscape Solar | PSE&G | Accepted | 2020-08-03 | 2020-08-07 | 2021-10-30 | SolarEdge | SE7600H-US | Inverters | 7600 |  | 2 |  |  | 0.98 |  | Outdoor | adj. to utility meter
NJSTRE1545394939 |  | Transition Incentive Program | Mt Laurel | 8054 | 13 | 18.9 | Residential | No | Behind the Meter | Net-metered residential rooftop and canopy |  | PSEG | Geoscape Solar | PSE&G | Accepted | 2020-08-03 | 2020-08-07 | 2021-10-30 | LG Electronics | LG350N1C-V5 | Solar Panels |  | 0.35 | 30 | 120 | 21 |  | Fixed | Roof
NJSTRE1545394939 |  | Transition Incentive Program | Mt Laurel | 8054 | 13 | 18.9 | Residential | No | Behind the Meter | Net-metered residential rooftop and canopy |  | PSEG | Geoscape Solar | PSE&G | Accepted | 2020-08-03 | 2020-08-07 | 2021-10-30 | LG Electronics | LG350N1C-V5 | Solar Panels |  | 0.35 | 24 | 210 | 16 |  | Fixed | Roof
NJSTRE1545394943 |  | Transition Incentive Program | WEST CALDWELL | 7006 | 9 | 6.83 | Residential | Yes | Behind the Meter | Net-metered residential rooftop and canopy |  | None | Vivint Solar Developer, LLC | PSE&G | Accepted | 2020-08-12 | 2020-08-13 | 2021-10-30 | SOLAREDGE | SE7600H-US | Inverters | 7600 |  | 1 |  |  | 0.992 |  | Outdoor | Near the Utility Meter
NJSTRE1545394943 |  | Transition Incentive Program | WEST CALDWELL | 7006 | 9 | 6.83 | Residential | Yes | Behind the Meter | Net-metered residential rooftop and canopy |  | None | Vivint Solar Developer, LLC | PSE&G | Accepted | 2020-08-12 | 2020-08-13 | 2021-10-30 | JINKO SOLAR | JKM325M-60HBL | Solar Panels |  | 0.325 | 16 | 115 | 24 |  | Fixed | Roof
NJSTRE1545394943 |  | Transition Incentive Program | WEST CALDWELL | 7006 | 9 | 6.83 | Residential | Yes | Behind the Meter | Net-metered residential rooftop and canopy |  | None | Vivint Solar Developer, LLC | PSE&G | Accepted | 2020-08-12 | 2020-08-13 | 2021-10-30 | JINKO SOLAR | JKM325M-60HBL | Solar Panels |  | 0.325 | 5 | 205 | 24 |  | Fixed | Roof
NJSTRE1545394956 |  | Transition Incentive Program | Somerset | 8873 | 5 | 499.73 | Commercial | No | Behind the Meter | Net-metered non-residential rooftop and canopy |  | None | Spectacular Solar | PSE&G | Accepted | 2020-08-18 | 2020-08-18 | 2021-10-30 | Solar Edge | SE100K | Inverters | 100000 |  | 4 |  |  | 0.985 |  | Outside | Next to Meter
NJSTRE1545394956 |  | Transition Incentive Program | Somerset | 8873 | 5 | 499.73 | Commercial | No | Behind the Meter | Net-metered non-residential rooftop and canopy |  | None | Spectacular Solar | PSE&G | Accepted | 2020-08-18 | 2020-08-18 | 2021-10-30 | Trina Solar | tsm-de14a(ii) | Solar Panels |  | 0.385 | 1298 | 180 | 0 |  | Fixed | Roof
NJSTRE1545394973 |  | Transition Incentive Program | HASBROUCK HEIGHTS | 7604 | 7 | 14.63 | Residential | Yes | Behind the Meter | Net-metered residential rooftop and canopy |  | None | Vivint Solar Developer, LLC | PSE&G | Accepted | 2020-08-12 | 2020-08-12 | 2021-10-30 | SOLAREDGE | SE10000H-US | Inverters | 10000 |  | 1 |  |  | 0.992 |  | Outdoor | Near the Utility Meter
NJSTRE1545394973 |  | Transition Incentive Program | HASBROUCK HEIGHTS | 7604 | 7 | 14.63 | Residential | Yes | Behind the Meter | Net-metered residential rooftop and canopy |  | None | Vivint Solar Developer, LLC | PSE&G | Accepted | 2020-08-12 | 2020-08-12 | 2021-10-30 | JINKO SOLAR | JKM325M-60HBL | Solar Panels |  | 0.325 | 6 | 308 | 27 |  | Fixed | Roof
NJSTRE1545394973 |  | Transition Incentive Program | HASBROUCK HEIGHTS | 7604 | 7 | 14.63 | Residential | Yes | Behind the Meter | Net-metered residential rooftop and canopy |  | None | Vivint Solar Developer, LLC | PSE&G | Accepted | 2020-08-12 | 2020-08-12 | 2021-10-30 | JINKO SOLAR | JKM325M-60HBL | Solar Panels |  | 0.325 | 5 | 38 | 27 |  | Fixed | Roof
NJSTRE1545394973 |  | Transition Incentive Program | HASBROUCK HEIGHTS | 7604 | 7 | 14.63 | Residential | Yes | Behind the Meter | Net-metered residential rooftop and canopy |  | None | Vivint Solar Developer, LLC | PSE&G | Accepted | 2020-08-12 | 2020-08-12 | 2021-10-30 | JINKO SOLAR | JKM325M-60HBL | Solar Panels |  | 0.325 | 10 | 38 | 26 |  | Fixed | Roof
NJSTRE1545394973 |  | Transition Incentive Program | HASBROUCK HEIGHTS | 7604 | 7 | 14.63 | Residential | Yes | Behind the Meter | Net-metered residential rooftop and canopy |  | None | Vivint Solar Developer, LLC | PSE&G | Accepted | 2020-08-12 | 2020-08-12 | 2021-10-30 | JINKO SOLAR | JKM325M-60HBL | Solar Panels |  | 0.325 | 8 | 38 | 11 |  | Fixed | Roof
NJSTRE1545394973 |  | Transition Incentive Program | HASBROUCK HEIGHTS | 7604 | 7 | 14.63 | Residential | Yes | Behind the Meter | Net-metered residential rooftop and canopy |  | None | Vivint Solar Developer, LLC | PSE&G | Accepted | 2020-08-12 | 2020-08-12 | 2021-10-30 | JINKO SOLAR | JKM325M-60HBL | Solar Panels |  | 0.325 | 3 | 218 | 27 |  | Fixed | Roof
NJSTRE1545394973 |  | Transition Incentive Program | HASBROUCK HEIGHTS | 7604 | 7 | 14.63 | Residential | Yes | Behind the Meter | Net-metered residential rooftop and canopy |  | None | Vivint Solar Developer, LLC | PSE&G | Accepted | 2020-08-12 | 2020-08-12 | 2021-10-30 | JINKO SOLAR | JKM325M-60HBL | Solar Panels |  | 0.325 | 13 | 218 | 26 |  | Fixed | Roof
NJSTRE1545394988 |  | Transition Incentive Program | Alloway | 8001 | 16 | 9.6 | Residential | Yes | Behind the Meter | Net-metered residential ground mount |  | ACE | RCL Enterprises Inc. | AC Electric | Accepted | 2020-08-03 | 2020-08-07 | 2021-10-30 | Itron | CL200 | Meters |  |  | 1 |  |  |  | Yes | Outdoor
NJSTRE1545394988 |  | Transition Incentive Program | Alloway | 8001 | 16 | 9.6 | Residential | Yes | Behind the Meter | Net-metered residential ground mount |  | ACE | RCL Enterprises Inc. | AC Electric | Accepted | 2020-08-03 | 2020-08-07 | 2021-10-30 | Enphase | IQ7 | Inverters | 240 |  | 32 |  |  | 0.96 |  | Outdoor | under panels
NJSTRE1545394988 |  | Transition Incentive Program | Alloway | 8001 | 16 | 9.6 | Residential | Yes | Behind the Meter | Net-metered residential ground mount |  | ACE | RCL Enterprises Inc. | AC Electric | Accepted | 2020-08-03 | 2020-08-07 | 2021-10-30 | Jinko | JKM-300M | Solar Panels |  | 0.3 | 32 | 180 | 25 |  | Fixed | Ground
NJSTRE1545395039 |  | Transition Incentive Program | Williamstown | 8094 | 15 | 12.16 | Residential | No | Behind the Meter | Net-metered residential rooftop and canopy |  | ACE | RCL Enterprises Inc. | AC Electric | Accepted | 2020-08-03 | 2020-08-07 | 2021-10-30 | Enphase | IQ7 | Inverters | 4320 |  | 18 |  |  | 0.96 |  | Outdoor | under panels
NJSTRE1545395039 |  | Transition Incentive Program | Williamstown | 8094 | 15 | 12.16 | Residential | No | Behind the Meter | Net-metered residential rooftop and canopy |  | ACE | RCL Enterprises Inc. | AC Electric | Accepted | 2020-08-03 | 2020-08-07 | 2021-10-30 | Enphase | IQ7 | Inverters | 4800 |  | 20 |  |  | 0.96 |  | Outdoor | under panels
NJSTRE1545395039 |  | Transition Incentive Program | Williamstown | 8094 | 15 | 12.16 | Residential | No | Behind the Meter | Net-metered residential rooftop and canopy |  | ACE | RCL Enterprises Inc. | AC Electric | Accepted | 2020-08-03 | 2020-08-07 | 2021-10-30 | Canadian Solar | CS1H-320MS | Solar Panels |  | 0.32 | 20 | 106 | 16 |  | Fixed | Roof
NJSTRE1545395039 |  | Transition Incentive Program | Williamstown | 8094 | 15 | 12.16 | Residential | No | Behind the Meter | Net-metered residential rooftop and canopy |  | ACE | RCL Enterprises Inc. | AC Electric | Accepted | 2020-08-03 | 2020-08-07 | 2021-10-30 | Canadian Solar | CS1H-320MS | Solar Panels |  | 0.32 | 18 | 106 | 16 |  | Fixed | Roof
NJSTRE1545395044 |  | Transition Incentive Program | Paramus | 7652 | 7 | 3.3 | Residential | No | Behind the Meter | Net-metered residential rooftop and canopy |  | None | UnitedSolar LLC | PSE&G | Accepted | 2020-08-05 | 2020-08-07 | 2021-10-30 | ap systems | ecu-r | Meters |  |  | 1 |  |  |  | No | Outdoor
NJSTRE1545395044 |  | Transition Incentive Program | Paramus | 7652 | 7 | 3.3 | Residential | No | Behind the Meter | Net-metered residential rooftop and canopy |  | None | UnitedSolar LLC | PSE&G | Accepted | 2020-08-05 | 2020-08-07 | 2021-10-30 | enphase | iq7-60-2-us | Inverters | 240 |  | 11 |  |  | 0.965 |  | Outdoor | roof
NJSTRE1545395044 |  | Transition Incentive Program | Paramus | 7652 | 7 | 3.3 | Residential | No | Behind the Meter | Net-metered residential rooftop and canopy |  | None | UnitedSolar LLC | PSE&G | Accepted | 2020-08-05 | 2020-08-07 | 2021-10-30 | trina | tsm-300DD05A.05(II) | Solar Panels |  | 0.3 | 11 | 110 | 18 |  | Fixed | Roof
NJSTRE1545395281 |  | Transition Incentive Program | Irvington | 7111 | 9 | 7.04 | Residential | No | Behind the Meter | Net-metered residential rooftop and canopy |  | None | United Solar LLC | PSE&G | Accepted | 2020-08-03 | 2020-08-10 | 2021-10-30 | AP Systems | Ecu-R | Meters |  |  | 1 |  |  |  | No
NJSTRE1545395281 |  | Transition Incentive Program | Irvington | 7111 | 9 | 7.04 | Residential | No | Behind the Meter | Net-metered residential rooftop and canopy |  | None | United Solar LLC | PSE&G | Accepted | 2020-08-03 | 2020-08-10 | 2021-10-30 | APS | YC600 | Inverters | 548 |  | 11 |  |  | 0.965 |  | Outdoor | Roof
NJSTRE1545395281 |  | Transition Incentive Program | Irvington | 7111 | 9 | 7.04 | Residential | No | Behind the Meter | Net-metered residential rooftop and canopy |  | None | United Solar LLC | PSE&G | Accepted | 2020-08-03 | 2020-08-10 | 2021-10-30 | Axitec | AC-320p/156-72S | Solar Panels |  | 0.32 | 22 | 212 | 25 |  | Fixed | Roof
NJSTRE1545395288 |  | Transition Incentive Program | COLUMBUS | 8022 | 13 | 11.05 | Residential | Yes | Behind the Meter | Net-metered residential rooftop and canopy |  | None | Vivint Solar Developer, LLC | PSE&G | Accepted | 2020-08-03 | 2020-08-07 | 2021-10-30 | SolarEdge | SE7600H-US | Inverters | 7600 |  | 1 |  |  | 0.992 |  | Outdoor | Near the Utility Meter
NJSTRE1545395288 |  | Transition Incentive Program | COLUMBUS | 8022 | 13 | 11.05 | Residential | Yes | Behind the Meter | Net-metered residential rooftop and canopy |  | None | Vivint Solar Developer, LLC | PSE&G | Accepted | 2020-08-03 | 2020-08-07 | 2021-10-30 | Jinko Solar | JKM325M-60HBL | Solar Panels |  | 0.325 | 4 | 130 | 22 |  | Fixed | Roof
NJSTRE1545395288 |  | Transition Incentive Program | COLUMBUS | 8022 | 13 | 11.05 | Residential | Yes | Behind the Meter | Net-metered residential rooftop and canopy |  | None | Vivint Solar Developer, LLC | PSE&G | Accepted | 2020-08-03 | 2020-08-07 | 2021-10-30 | Jinko Solar | JKM325M-60HBL | Solar Panels |  | 0.325 | 13 | 130 | 22 |  | Fixed | Roof
NJSTRE1545395288 |  | Transition Incentive Program | COLUMBUS | 8022 | 13 | 11.05 | Residential | Yes | Behind the Meter | Net-metered residential rooftop and canopy |  | None | Vivint Solar Developer, LLC | PSE&G | Accepted | 2020-08-03 | 2020-08-07 | 2021-10-30 | Jinko Solar | JKM325M-60HBL | Solar Panels |  | 0.325 | 17 | 310 | 22 |  | Fixed | Roof
NJSTRE1545395317 |  | Transition Incentive Program | Passaic | 7055 | 6 | 9.36 | Residential | No | Behind the Meter | Net-metered residential rooftop and canopy |  | None | Trinity Solar | PSE&G | Accepted | 2020-08-03 | 2020-08-07 | 2021-10-30 | Solar Edge | SE7600 | Inverters | 7600 |  | 1 |  |  | 0.97 |  | Outside | side of home
NJSTRE1545395317 |  | Transition Incentive Program | Passaic | 7055 | 6 | 9.36 | Residential | No | Behind the Meter | Net-metered residential rooftop and canopy |  | None | Trinity Solar | PSE&G | Accepted | 2020-08-03 | 2020-08-07 | 2021-10-30 | Solaria 360 | Solaria PowerXT-360R-PD | Solar Panels |  | 0.36 | 26 | 161 | 45 |  | Fixed | Roof
NJSTRE1545395329 |  | Transition Incentive Program | Monmouth Beach | 7750 | 17 | 4.08 | Residential | Yes | Behind the Meter | Net-metered residential rooftop and canopy |  | None | Trinity Solar | JCP&L | Accepted | 2020-08-03 | 2020-08-07 | 2021-10-30 | Solar Edge | SE3800 | Inverters | 3800 |  | 1 |  |  | 0.97 |  | Outside | side of home
NJSTRE1545395329 |  | Transition Incentive Program | Monmouth Beach | 7750 | 17 | 4.08 | Residential | Yes | Behind the Meter | Net-metered residential rooftop and canopy |  | None | Trinity Solar | JCP&L | Accepted | 2020-08-03 | 2020-08-07 | 2021-10-30 | Hanwha | Q.PEAK DUO BLK-G6 340 | Solar Panels |  | 0.34 | 12 | 167 | 30 |  | Fixed | Roof
NJSTRE1545395331 |  | Transition Incentive Program | CHERRY HILL TWP | 8002 | 14 | 9.92 | Residential | No | Behind the Meter | Net-metered residential rooftop and canopy |  | None | Bright Planet Solar | PSE&G | Accepted | 2020-08-03 | 2020-08-07 | 2021-10-30 | SOLAR EDGE | SE7600H-USRGM | Inverters | 7600 |  | 1 |  |  | 0.98 |  | Outdoor | OUTSIDE
NJSTRE1545395331 |  | Transition Incentive Program | CHERRY HILL TWP | 8002 | 14 | 9.92 | Residential | No | Behind the Meter | Net-metered residential rooftop and canopy |  | None | Bright Planet Solar | PSE&G | Accepted | 2020-08-03 | 2020-08-07 | 2021-10-30 | LONGI | LR6-60HPB-310M | Solar Panels |  | 0.31 | 8 | 127 | 18 |  | Fixed | Roof
NJSTRE1545395331 |  | Transition Incentive Program | CHERRY HILL TWP | 8002 | 14 | 9.92 | Residential | No | Behind the Meter | Net-metered residential rooftop and canopy |  | None | Bright Planet Solar | PSE&G | Accepted | 2020-08-03 | 2020-08-07 | 2021-10-30 | LONGI | LR6-60HPB-310M | Solar Panels |  | 0.31 | 10 | 218 | 26 |  | Fixed | Roof
NJSTRE1545395331 |  | Transition Incentive Program | CHERRY HILL TWP | 8002 | 14 | 9.92 | Residential | No | Behind the Meter | Net-metered residential rooftop and canopy |  | None | Bright Planet Solar | PSE&G | Accepted | 2020-08-03 | 2020-08-07 | 2021-10-30 | LONGI | LR6-60HPB-310M | Solar Panels |  | 0.31 | 14 | 127 | 30 |  | Fixed | Roof
NJSTRE1545395352 |  | Transition Incentive Program | Blackwood | 8012 | 14 | 4.76 | Residential | Yes | Behind the Meter | Net-metered residential rooftop and canopy |  | None | Trinity Solar | PSE&G | Accepted | 2020-08-03 | 2020-08-07 | 2021-10-30 | Solar Edge | SE3800 | Inverters | 3800 |  | 1 |  |  | 0.97 |  | Outside | side of home
NJSTRE1545395352 |  | Transition Incentive Program | Blackwood | 8012 | 14 | 4.76 | Residential | Yes | Behind the Meter | Net-metered residential rooftop and canopy |  | None | Trinity Solar | PSE&G | Accepted | 2020-08-03 | 2020-08-07 | 2021-10-30 | Hanwha | Q.PEAK DUO BLK-G6 340 | Solar Panels |  | 0.34 | 14 | 240 | 20 |  | Fixed | Roof
NJSTRE1545395353 |  | Transition Incentive Program | Williamstown | 8094 | 15 | 12.48 | Residential | No | Behind the Meter | Net-metered residential rooftop and canopy |  | None | RCL Enterprises Inc. | AC Electric | Accepted | 2020-08-03 | 2020-08-07 | 2021-10-30 | Aclara | CL200 | Meters |  |  | 1 |  |  |  | Yes | Outdoor
NJSTRE1545395353 |  | Transition Incentive Program | Williamstown | 8094 | 15 | 12.48 | Residential | No | Behind the Meter | Net-metered residential rooftop and canopy |  | None | RCL Enterprises Inc. | AC Electric | Accepted | 2020-08-03 | 2020-08-07 | 2021-10-30 | Enphase | IQ7 | Inverters | 240 |  | 39 |  |  | 0.96 |  | Outdoor | under panels
NJSTRE1545395353 |  | Transition Incentive Program | Williamstown | 8094 | 15 | 12.48 | Residential | No | Behind the Meter | Net-metered residential rooftop and canopy |  | None | RCL Enterprises Inc. | AC Electric | Accepted | 2020-08-03 | 2020-08-07 | 2021-10-30 | Canadian Solar | CS1H-320MS | Solar Panels |  | 0.32 | 1 | 260 | 35 |  | Fixed | Roof
NJSTRE1545395353 |  | Transition Incentive Program | Williamstown | 8094 | 15 | 12.48 | Residential | No | Behind the Meter | Net-metered residential rooftop and canopy |  | None | RCL Enterprises Inc. | AC Electric | Accepted | 2020-08-03 | 2020-08-07 | 2021-10-30 | Canadian Solar | CS1H-320MS | Solar Panels |  | 0.32 | 15 | 170 | 30 |  | Fixed | Roof
NJSTRE1545395353 |  | Transition Incentive Program | Williamstown | 8094 | 15 | 12.48 | Residential | No | Behind the Meter | Net-metered residential rooftop and canopy |  | None | RCL Enterprises Inc. | AC Electric | Accepted | 2020-08-03 | 2020-08-07 | 2021-10-30 | Canadian Solar | CS1H-320MS | Solar Panels |  | 0.32 | 23 | 170 | 30 |  | Fixed | Roof
NJSTRE1545395356 |  | Transition Incentive Program | NEPTUNE | 7753 | 17 | 4.88 | Residential | No | Behind the Meter | Net-metered residential rooftop and canopy |  | None | Sunrun Installation Services, Inc. | JCP&L | Accepted | 2020-08-03 | 2020-08-07 | 2021-10-30 | Delta Electronics | M4-TL-US | Inverters | 4000 |  | 1 |  |  | 0.96 |  | Outdoor | Next To Meter
NJSTRE1545395356 |  | Transition Incentive Program | NEPTUNE | 7753 | 17 | 4.88 | Residential | No | Behind the Meter | Net-metered residential rooftop and canopy |  | None | Sunrun Installation Services, Inc. | JCP&L | Accepted | 2020-08-03 | 2020-08-07 | 2021-10-30 | LONGi Green Energy Technology Co Ltd | LR6-60HPB-305M | Solar Panels |  | 0.305 | 16 | 176 | 23 |  | Fixed | Roof
NJSTRE1545395406 |  | Transition Incentive Program | PORT MONMOUTH | 7758 | 17 | 4.55 | Residential | Yes | Behind the Meter | Net-metered residential rooftop and canopy |  | None | Vivint Solar Developer, LLC | JCP&L | Accepted | 2020-08-03 | 2020-08-07 | 2021-10-30 | SolarEdge | SE7600H-US | Inverters | 7600 |  | 1 |  |  | 0.992 |  | Outdoor | Near the Utility Meter
NJSTRE1545395406 |  | Transition Incentive Program | PORT MONMOUTH | 7758 | 17 | 4.55 | Residential | Yes | Behind the Meter | Net-metered residential rooftop and canopy |  | None | Vivint Solar Developer, LLC | JCP&L | Accepted | 2020-08-03 | 2020-08-07 | 2021-10-30 | Jinko Solar | JKM325M-60HBL | Solar Panels |  | 0.325 | 12 | 274 | 19 |  | Fixed | Roof
NJSTRE1545395406 |  | Transition Incentive Program | PORT MONMOUTH | 7758 | 17 | 4.55 | Residential | Yes | Behind the Meter | Net-metered residential rooftop and canopy |  | None | Vivint Solar Developer, LLC | JCP&L | Accepted | 2020-08-03 | 2020-08-07 | 2021-10-30 | Jinko Solar | JKM325M-60HBL | Solar Panels |  | 0.325 | 2 | 95 | 19 |  | Fixed | Roof
NJSTRE1545395442 |  | Transition Incentive Program | Brick | 8723 | 18 | 7.04 | Residential | No | Behind the Meter | Net-metered residential rooftop and canopy |  | None | Whitman Construction, LLC | JCP&L | Accepted | 2020-08-03 | 2020-08-07 | 2021-10-30 | enphase energy | IQ7-60-2-US | Inverters | 240 |  | 22 |  |  | 0.975 |  | Outdoor | microinverters located under modules
NJSTRE1545395442 |  | Transition Incentive Program | Brick | 8723 | 18 | 7.04 | Residential | No | Behind the Meter | Net-metered residential rooftop and canopy |  | None | Whitman Construction, LLC | JCP&L | Accepted | 2020-08-03 | 2020-08-07 | 2021-10-30 | trina | tsm 320dd05h.05 | Solar Panels |  | 0.32 | 22 | 171 | 29 |  | Fixed | Roof
NJSTRE1545395461 |  | Transition Incentive Program | Hazlet | 7730 | 17 | 8.16 | Residential | Yes | Behind the Meter | Net-metered residential rooftop and canopy |  | None | Trinity Solar | JCP&L | Accepted | 2020-08-03 | 2020-08-07 | 2021-10-30 | Solar Edge | SE7600 | Inverters | 7600 |  | 1 |  |  | 0.97 |  | Outside | side of home
NJSTRE1545395461 |  | Transition Incentive Program | Hazlet | 7730 | 17 | 8.16 | Residential | Yes | Behind the Meter | Net-metered residential rooftop and canopy |  | None | Trinity Solar | JCP&L | Accepted | 2020-08-03 | 2020-08-07 | 2021-10-30 | Hanwha | Q.PEAK DUO BLK-G6 340 | Solar Panels |  | 0.34 | 7 | 260 | 24 |  | Fixed | Roof
NJSTRE1545395461 |  | Transition Incentive Program | Hazlet | 7730 | 17 | 8.16 | Residential | Yes | Behind the Meter | Net-metered residential rooftop and canopy |  | None | Trinity Solar | JCP&L | Accepted | 2020-08-03 | 2020-08-07 | 2021-10-30 | Hanwha | Q.PEAK DUO BLK-G6 340 | Solar Panels |  | 0.34 | 15 | 80 | 24 |  | Fixed | Roof
NJSTRE1545395461 |  | Transition Incentive Program | Hazlet | 7730 | 17 | 8.16 | Residential | Yes | Behind the Meter | Net-metered residential rooftop and canopy |  | None | Trinity Solar | JCP&L | Accepted | 2020-08-03 | 2020-08-07 | 2021-10-30 | Hanwha | Q.PEAK DUO BLK-G6 340 | Solar Panels |  | 0.34 | 2 | 169 | 18 |  | Fixed | Roof
NJSTRE1545395470 |  | Transition Incentive Program | Wayne | 7470 | 6 | 14.97 | Residential | No | Behind the Meter | Net-metered residential rooftop and canopy |  | None | Tesla Energy Operations Inc. | JCP&L | Accepted | 2020-08-03 | 2020-08-07 | 2021-10-30 | Delta | M8-TL-US [240V] | Inverters | 7680 |  | 2 |  |  | 0.975 |  | Outdoor | Outdoor
NJSTRE1545395470 |  | Transition Incentive Program | Wayne | 7470 | 6 | 14.97 | Residential | No | Behind the Meter | Net-metered residential rooftop and canopy |  | None | Tesla Energy Operations Inc. | JCP&L | Accepted | 2020-08-03 | 2020-08-07 | 2021-10-30 | Tesla | SR60T1 | Solar Panels |  | 0.05847 | 71 | 269 | 23 |  | Fixed | Roof
NJSTRE1545395470 |  | Transition Incentive Program | Wayne | 7470 | 6 | 14.97 | Residential | No | Behind the Meter | Net-metered residential rooftop and canopy |  | None | Tesla Energy Operations Inc. | JCP&L | Accepted | 2020-08-03 | 2020-08-07 | 2021-10-30 | Tesla | SR60T1 | Solar Panels |  | 0.05847 | 127 | 179 | 23 |  | Fixed | Roof
NJSTRE1545395470 |  | Transition Incentive Program | Wayne | 7470 | 6 | 14.97 | Residential | No | Behind the Meter | Net-metered residential rooftop and canopy |  | None | Tesla Energy Operations Inc. | JCP&L | Accepted | 2020-08-03 | 2020-08-07 | 2021-10-30 | Tesla | SR60T1 | Solar Panels |  | 0.05847 | 58 | 89 | 23 |  | Fixed | Roof
NJSTRE1545395472 |  | Transition Incentive Program | Sickerville | 8081 | 14 | 7.63 | Residential | Yes | Behind the Meter | Net-metered residential rooftop and canopy |  | None | Sunrun Installation Services, Inc. | AC Electric | Accepted | 2020-08-03 | 2020-08-07 | 2021-10-30 | Enphase Energy | IQ7-60-x-US (240V) | Inverters | 240 |  | 25 |  |  | 0.96 |  | Outdoor | Rooftop
NJSTRE1545395472 |  | Transition Incentive Program | Sickerville | 8081 | 14 | 7.63 | Residential | Yes | Behind the Meter | Net-metered residential rooftop and canopy |  | None | Sunrun Installation Services, Inc. | AC Electric | Accepted | 2020-08-03 | 2020-08-07 | 2021-10-30 | LONGi Green Energy Technology Co Ltd | LR6-60HPB-305M | Solar Panels |  | 0.305 | 5 | 106 | 45 |  | Fixed | Roof
NJSTRE1545395472 |  | Transition Incentive Program | Sickerville | 8081 | 14 | 7.63 | Residential | Yes | Behind the Meter | Net-metered residential rooftop and canopy |  | None | Sunrun Installation Services, Inc. | AC Electric | Accepted | 2020-08-03 | 2020-08-07 | 2021-10-30 | LONGi Green Energy Technology Co Ltd | LR6-60HPB-305M | Solar Panels |  | 0.305 | 6 | 16 | 34 |  | Fixed | Roof
NJSTRE1545395472 |  | Transition Incentive Program | Sickerville | 8081 | 14 | 7.63 | Residential | Yes | Behind the Meter | Net-metered residential rooftop and canopy |  | None | Sunrun Installation Services, Inc. | AC Electric | Accepted | 2020-08-03 | 2020-08-07 | 2021-10-30 | LONGi Green Energy Technology Co Ltd | LR6-60HPB-305M | Solar Panels |  | 0.305 | 7 | 196 | 34 |  | Fixed | Roof
NJSTRE1545395472 |  | Transition Incentive Program | Sickerville | 8081 | 14 | 7.63 | Residential | Yes | Behind the Meter | Net-metered residential rooftop and canopy |  | None | Sunrun Installation Services, Inc. | AC Electric | Accepted | 2020-08-03 | 2020-08-07 | 2021-10-30 | LONGi Green Energy Technology Co Ltd | LR6-60HPB-305M | Solar Panels |  | 0.305 | 3 | 196 | 48 |  | Fixed | Roof
NJSTRE1545395472 |  | Transition Incentive Program | Sickerville | 8081 | 14 | 7.63 | Residential | Yes | Behind the Meter | Net-metered residential rooftop and canopy |  | None | Sunrun Installation Services, Inc. | AC Electric | Accepted | 2020-08-03 | 2020-08-07 | 2021-10-30 | LONGi Green Energy Technology Co Ltd | LR6-60HPB-305M | Solar Panels |  | 0.305 | 4 | 286 | 45 |  | Fixed | Roof
NJSTRE1545395485 |  | Transition Incentive Program | MONTCLAIR | 7042 | 9 | 5.53 | Residential | No | Behind the Meter | Net-metered residential rooftop and canopy |  | None | Infinity Solar Systems | PSE&G | Accepted | 2020-08-03 | 2020-08-07 | 2021-10-30 | ENPHASE | IQ7-60-X-US | Inverters | 240 |  | 17 |  |  | 0.97 |  | Outside | MICROINVERTERS
NJSTRE1545395485 |  | Transition Incentive Program | MONTCLAIR | 7042 | 9 | 5.53 | Residential | No | Behind the Meter | Net-metered residential rooftop and canopy |  | None | Infinity Solar Systems | PSE&G | Accepted | 2020-08-03 | 2020-08-07 | 2021-10-30 | CANADIAN SOLAR | CS1H-325-MS | Solar Panels |  | 0.325 | 5 | 187 | 25 |  | Fixed | Roof
NJSTRE1545395485 |  | Transition Incentive Program | MONTCLAIR | 7042 | 9 | 5.53 | Residential | No | Behind the Meter | Net-metered residential rooftop and canopy |  | None | Infinity Solar Systems | PSE&G | Accepted | 2020-08-03 | 2020-08-07 | 2021-10-30 | CANADIAN SOLAR | CS1H-325-MS | Solar Panels |  | 0.325 | 7 | 187 | 10 |  | Fixed | Roof
NJSTRE1545395485 |  | Transition Incentive Program | MONTCLAIR | 7042 | 9 | 5.53 | Residential | No | Behind the Meter | Net-metered residential rooftop and canopy |  | None | Infinity Solar Systems | PSE&G | Accepted | 2020-08-03 | 2020-08-07 | 2021-10-30 | CANADIAN SOLAR | CS1H-325-MS | Solar Panels |  | 0.325 | 2 | 187 | 10 |  | Fixed | Roof
NJSTRE1545395485 |  | Transition Incentive Program | MONTCLAIR | 7042 | 9 | 5.53 | Residential | No | Behind the Meter | Net-metered residential rooftop and canopy |  | None | Infinity Solar Systems | PSE&G | Accepted | 2020-08-03 | 2020-08-07 | 2021-10-30 | CANADIAN SOLAR | CS1H-325-MS | Solar Panels |  | 0.325 | 3 | 7 | 10 |  | Fixed | Roof
NJSTRE1545395582 |  | Transition Incentive Program | Vineland | 8360 | 20 | 7.14 | Residential | Yes | Behind the Meter | Net-metered residential rooftop and canopy |  | None | Trinity Solar | Vineland Muni Electric | Accepted | 2020-08-03 | 2020-08-07 | 2021-10-30 | Solar Edge | SE6000 | Inverters | 6000 |  | 1 |  |  | 0.97 |  | Outside | side of home
NJSTRE1545395582 |  | Transition Incentive Program | Vineland | 8360 | 20 | 7.14 | Residential | Yes | Behind the Meter | Net-metered residential rooftop and canopy |  | None | Trinity Solar | Vineland Muni Electric | Accepted | 2020-08-03 | 2020-08-07 | 2021-10-30 | Hanwha | Q.PEAK DUO BLK-G6 340 | Solar Panels |  | 0.34 | 7 | 183 | 9 |  | Fixed | Roof
NJSTRE1545395582 |  | Transition Incentive Program | Vineland | 8360 | 20 | 7.14 | Residential | Yes | Behind the Meter | Net-metered residential rooftop and canopy |  | None | Trinity Solar | Vineland Muni Electric | Accepted | 2020-08-03 | 2020-08-07 | 2021-10-30 | Hanwha | Q.PEAK DUO BLK-G6 340 | Solar Panels |  | 0.34 | 7 | 183 | 23 |  | Fixed | Roof
NJSTRE1545395582 |  | Transition Incentive Program | Vineland | 8360 | 20 | 7.14 | Residential | Yes | Behind the Meter | Net-metered residential rooftop and canopy |  | None | Trinity Solar | Vineland Muni Electric | Accepted | 2020-08-03 | 2020-08-07 | 2021-10-30 | Hanwha | Q.PEAK DUO BLK-G6 340 | Solar Panels |  | 0.34 | 2 | 273 | 23 |  | Fixed | Roof
NJSTRE1545395582 |  | Transition Incentive Program | Vineland | 8360 | 20 | 7.14 | Residential | Yes | Behind the Meter | Net-metered residential rooftop and canopy |  | None | Trinity Solar | Vineland Muni Electric | Accepted | 2020-08-03 | 2020-08-07 | 2021-10-30 | Hanwha | Q.PEAK DUO BLK-G6 340 | Solar Panels |  | 0.34 | 3 | 93 | 23 |  | Fixed | Roof
NJSTRE1545395582 |  | Transition Incentive Program | Vineland | 8360 | 20 | 7.14 | Residential | Yes | Behind the Meter | Net-metered residential rooftop and canopy |  | None | Trinity Solar | Vineland Muni Electric | Accepted | 2020-08-03 | 2020-08-07 | 2021-10-30 | Hanwha | Q.PEAK DUO BLK-G6 340 | Solar Panels |  | 0.34 | 2 | 273 | 23 |  | Fixed | Roof
NJSTRE1545395649 |  | Transition Incentive Program | Montclair TWP | 7042 | 9 | 7.56 | Residential | No | Behind the Meter | Net-metered residential rooftop and canopy |  | None | Tesla Energy Operations Inc. | PSE&G | Accepted | 2020-08-03 | 2020-08-07 | 2021-10-30 | SolarEdge Technologies | SE7600H-US [240V] | Inverters | 7600 |  | 1 |  |  | 0.99 |  | Outside | Outside
NJSTRE1545395649 |  | Transition Incentive Program | Montclair TWP | 7042 | 9 | 7.56 | Residential | No | Behind the Meter | Net-metered residential rooftop and canopy |  | None | Tesla Energy Operations Inc. | PSE&G | Accepted | 2020-08-03 | 2020-08-07 | 2021-10-30 | Hanwha Q CELLS | Q.PEAK DUO BLK-G5/SC315 | Solar Panels |  | 0.315 | 6 | 277 | 23 |  | Fixed | Roof
NJSTRE1545395649 |  | Transition Incentive Program | Montclair TWP | 7042 | 9 | 7.56 | Residential | No | Behind the Meter | Net-metered residential rooftop and canopy |  | None | Tesla Energy Operations Inc. | PSE&G | Accepted | 2020-08-03 | 2020-08-07 | 2021-10-30 | Hanwha Q CELLS | Q.PEAK DUO BLK-G5/SC315 | Solar Panels |  | 0.315 | 3 | 187 | 30 |  | Fixed | Roof
NJSTRE1545395649 |  | Transition Incentive Program | Montclair TWP | 7042 | 9 | 7.56 | Residential | No | Behind the Meter | Net-metered residential rooftop and canopy |  | None | Tesla Energy Operations Inc. | PSE&G | Accepted | 2020-08-03 | 2020-08-07 | 2021-10-30 | Hanwha Q CELLS | Q.PEAK DUO BLK-G5/SC315 | Solar Panels |  | 0.315 | 9 | 97 | 23 |  | Fixed | Roof
NJSTRE1545395649 |  | Transition Incentive Program | Montclair TWP | 7042 | 9 | 7.56 | Residential | No | Behind the Meter | Net-metered residential rooftop and canopy |  | None | Tesla Energy Operations Inc. | PSE&G | Accepted | 2020-08-03 | 2020-08-07 | 2021-10-30 | Hanwha Q CELLS | Q.PEAK DUO BLK-G5/SC315 | Solar Panels |  | 0.315 | 6 | 7 | 30 |  | Fixed | Roof
NJSTRE1545395653 |  | Transition Incentive Program | KEYPORT | 7735 | 17 | 5.85 | Residential | Yes | Behind the Meter | Net-metered residential rooftop and canopy |  | None | Vivint Solar Developer, LLC | JCP&L | Accepted | 2020-08-03 | 2020-08-07 | 2021-10-30 | SolarEdge | SE7600H-US | Inverters | 7600 |  | 1 |  |  | 0.992 |  | Outdoor | Near the Utility Meter
NJSTRE1545395653 |  | Transition Incentive Program | KEYPORT | 7735 | 17 | 5.85 | Residential | Yes | Behind the Meter | Net-metered residential rooftop and canopy |  | None | Vivint Solar Developer, LLC | JCP&L | Accepted | 2020-08-03 | 2020-08-07 | 2021-10-30 | Jinko Solar | JKM325M-60HBL | Solar Panels |  | 0.325 | 6 | 356 | 4 |  | Fixed | Roof
NJSTRE1545395653 |  | Transition Incentive Program | KEYPORT | 7735 | 17 | 5.85 | Residential | Yes | Behind the Meter | Net-metered residential rooftop and canopy |  | None | Vivint Solar Developer, LLC | JCP&L | Accepted | 2020-08-03 | 2020-08-07 | 2021-10-30 | Jinko Solar | JKM325M-60HBL | Solar Panels |  | 0.325 | 12 | 176 | 30 |  | Fixed | Roof
NJSTRE1545395678 |  | Transition Incentive Program | NORTH BRUNSWICK | 8902 | 11 | 9.43 | Residential | Yes | Behind the Meter | Net-metered residential rooftop and canopy |  | None | Vivint Solar Developer, LLC | PSE&G | Accepted | 2020-08-12 | 2020-08-12 | 2021-10-30 | SOLAREDGE | SE7600H-US | Inverters | 7600 |  | 1 |  |  | 0.992 |  | Outdoor | Near the Utility Meter
NJSTRE1545395678 |  | Transition Incentive Program | NORTH BRUNSWICK | 8902 | 11 | 9.43 | Residential | Yes | Behind the Meter | Net-metered residential rooftop and canopy |  | None | Vivint Solar Developer, LLC | PSE&G | Accepted | 2020-08-12 | 2020-08-12 | 2021-10-30 | JINKO SOLAR | JKM325M-60HBL | Solar Panels |  | 0.325 | 2 | 39 | 22 |  | Fixed | Roof
NJSTRE1545395678 |  | Transition Incentive Program | NORTH BRUNSWICK | 8902 | 11 | 9.43 | Residential | Yes | Behind the Meter | Net-metered residential rooftop and canopy |  | None | Vivint Solar Developer, LLC | PSE&G | Accepted | 2020-08-12 | 2020-08-12 | 2021-10-30 | JINKO SOLAR | JKM325M-60HBL | Solar Panels |  | 0.325 | 6 | 39 | 22 |  | Fixed | Roof
NJSTRE1545395678 |  | Transition Incentive Program | NORTH BRUNSWICK | 8902 | 11 | 9.43 | Residential | Yes | Behind the Meter | Net-metered residential rooftop and canopy |  | None | Vivint Solar Developer, LLC | PSE&G | Accepted | 2020-08-12 | 2020-08-12 | 2021-10-30 | JINKO SOLAR | JKM325M-60HBL | Solar Panels |  | 0.325 | 3 | 129 | 22 |  | Fixed | Roof
NJSTRE1545395678 |  | Transition Incentive Program | NORTH BRUNSWICK | 8902 | 11 | 9.43 | Residential | Yes | Behind the Meter | Net-metered residential rooftop and canopy |  | None | Vivint Solar Developer, LLC | PSE&G | Accepted | 2020-08-12 | 2020-08-12 | 2021-10-30 | JINKO SOLAR | JKM325M-60HBL | Solar Panels |  | 0.325 | 11 | 219 | 22 |  | Fixed | Roof
NJSTRE1545395678 |  | Transition Incentive Program | NORTH BRUNSWICK | 8902 | 11 | 9.43 | Residential | Yes | Behind the Meter | Net-metered residential rooftop and canopy |  | None | Vivint Solar Developer, LLC | PSE&G | Accepted | 2020-08-12 | 2020-08-12 | 2021-10-30 | JINKO SOLAR | JKM325M-60HBL | Solar Panels |  | 0.325 | 7 | 309 | 22 |  | Fixed | Roof
NJSTRE1545395698 |  | Transition Incentive Program | ROCHELLE PARK | 7662 | 7 | 3.9 | Residential | Yes | Behind the Meter | Net-metered residential rooftop and canopy |  | None | Vivint Solar Developer, LLC | PSE&G | Accepted | 2020-08-04 | 2020-08-07 | 2021-10-30 | SolarEdge | SE3800H-US | Inverters | 3800 |  | 1 |  |  | 0.992 |  | Outdoor | Near the Utility Meter
NJSTRE1545395698 |  | Transition Incentive Program | ROCHELLE PARK | 7662 | 7 | 3.9 | Residential | Yes | Behind the Meter | Net-metered residential rooftop and canopy |  | None | Vivint Solar Developer, LLC | PSE&G | Accepted | 2020-08-04 | 2020-08-07 | 2021-10-30 | Jinko Solar | JKM325M-60HBL | Solar Panels |  | 0.325 | 8 | 86 | 10 |  | Fixed | Roof
NJSTRE1545395698 |  | Transition Incentive Program | ROCHELLE PARK | 7662 | 7 | 3.9 | Residential | Yes | Behind the Meter | Net-metered residential rooftop and canopy |  | None | Vivint Solar Developer, LLC | PSE&G | Accepted | 2020-08-04 | 2020-08-07 | 2021-10-30 | Jinko Solar | JKM325M-60HBL | Solar Panels |  | 0.325 | 4 | 86 | 25 |  | Fixed | Roof
NJSTRE1545395719 |  | Transition Incentive Program | BARRINGTON BORO | 8007 | 14 | 18.3 | Residential | No | Behind the Meter | Net-metered residential rooftop and canopy |  | None | Sunrun Installation Services, Inc. | PSE&G | Accepted | 2020-08-03 | 2020-08-07 | 2021-10-30 | Enphase Energy | IQ7-60-x-US (240V) | Inverters | 240 |  | 60 |  |  | 0.96 |  | Outdoor | Rooftop
NJSTRE1545395719 |  | Transition Incentive Program | BARRINGTON BORO | 8007 | 14 | 18.3 | Residential | No | Behind the Meter | Net-metered residential rooftop and canopy |  | None | Sunrun Installation Services, Inc. | PSE&G | Accepted | 2020-08-03 | 2020-08-07 | 2021-10-30 | LONGi Green Energy Technology Co Ltd | LR6-60HPB-305M | Solar Panels |  | 0.305 | 4 | 150 | 20 |  | Fixed | Roof
NJSTRE1545395719 |  | Transition Incentive Program | BARRINGTON BORO | 8007 | 14 | 18.3 | Residential | No | Behind the Meter | Net-metered residential rooftop and canopy |  | None | Sunrun Installation Services, Inc. | PSE&G | Accepted | 2020-08-03 | 2020-08-07 | 2021-10-30 | LONGi Green Energy Technology Co Ltd | LR6-60HPB-305M | Solar Panels |  | 0.305 | 6 | 285 | 20 |  | Fixed | Roof
NJSTRE1545395719 |  | Transition Incentive Program | BARRINGTON BORO | 8007 | 14 | 18.3 | Residential | No | Behind the Meter | Net-metered residential rooftop and canopy |  | None | Sunrun Installation Services, Inc. | PSE&G | Accepted | 2020-08-03 | 2020-08-07 | 2021-10-30 | LONGi Green Energy Technology Co Ltd | LR6-60HPB-305M | Solar Panels |  | 0.305 | 19 | 150 | 25 |  | Fixed | Roof
NJSTRE1545395719 |  | Transition Incentive Program | BARRINGTON BORO | 8007 | 14 | 18.3 | Residential | No | Behind the Meter | Net-metered residential rooftop and canopy |  | None | Sunrun Installation Services, Inc. | PSE&G | Accepted | 2020-08-03 | 2020-08-07 | 2021-10-30 | LONGi Green Energy Technology Co Ltd | LR6-60HPB-305M | Solar Panels |  | 0.305 | 12 | 330 | 27 |  | Fixed | Roof
NJSTRE1545395719 |  | Transition Incentive Program | BARRINGTON BORO | 8007 | 14 | 18.3 | Residential | No | Behind the Meter | Net-metered residential rooftop and canopy |  | None | Sunrun Installation Services, Inc. | PSE&G | Accepted | 2020-08-03 | 2020-08-07 | 2021-10-30 | LONGi Green Energy Technology Co Ltd | LR6-60HPB-305M | Solar Panels |  | 0.305 | 13 | 240 | 27 |  | Fixed | Roof
NJSTRE1545395719 |  | Transition Incentive Program | BARRINGTON BORO | 8007 | 14 | 18.3 | Residential | No | Behind the Meter | Net-metered residential rooftop and canopy |  | None | Sunrun Installation Services, Inc. | PSE&G | Accepted | 2020-08-03 | 2020-08-07 | 2021-10-30 | LONGi Green Energy Technology Co Ltd | LR6-60HPB-305M | Solar Panels |  | 0.305 | 6 | 105 | 20 |  | Fixed | Roof
NJSTRE1545395729 |  | Transition Incentive Program | MOUNT LAUREL | 8054 | 13 | 5.85 | Residential | Yes | Behind the Meter | Net-metered residential rooftop and canopy |  | None | Vivint Solar Developer, LLC | PSE&G | Accepted | 2020-08-04 | 2020-08-07 | 2021-10-30 | SolarEdge | SE3800H-US | Inverters | 3800 |  | 1 |  |  | 0.992 |  | Outdoor | Near the Utility Meter
NJSTRE1545395729 |  | Transition Incentive Program | MOUNT LAUREL | 8054 | 13 | 5.85 | Residential | Yes | Behind the Meter | Net-metered residential rooftop and canopy |  | None | Vivint Solar Developer, LLC | PSE&G | Accepted | 2020-08-04 | 2020-08-07 | 2021-10-30 | Jinko Solar | JKM325M-60HBL | Solar Panels |  | 0.325 | 6 | 205 | 22 |  | Fixed | Roof
NJSTRE1545395729 |  | Transition Incentive Program | MOUNT LAUREL | 8054 | 13 | 5.85 | Residential | Yes | Behind the Meter | Net-metered residential rooftop and canopy |  | None | Vivint Solar Developer, LLC | PSE&G | Accepted | 2020-08-04 | 2020-08-07 | 2021-10-30 | Jinko Solar | JKM325M-60HBL | Solar Panels |  | 0.325 | 12 | 115 | 22 |  | Fixed | Roof
NJSTRE1545396062 |  | Transition Incentive Program | Edison | 8817 | 11 | 5.95 | Residential | Yes | Behind the Meter | Net-metered residential rooftop and canopy |  | None | Pro Custom Solar dba Momentum Solar | PSE&G | Accepted | 2020-08-03 | 2020-08-07 | 2021-10-30 | Enphase | IQ7Plus-72-2-US | Inverters | 290 |  | 17 |  |  | 0.97 |  | Outdoor | Roof
NJSTRE1545396062 |  | Transition Incentive Program | Edison | 8817 | 11 | 5.95 | Residential | Yes | Behind the Meter | Net-metered residential rooftop and canopy |  | None | Pro Custom Solar dba Momentum Solar | PSE&G | Accepted | 2020-08-03 | 2020-08-07 | 2021-10-30 | LG ELECTRONICS | LG 350N1C-V5 | Solar Panels |  | 0.35 | 17 | 123 | 27 |  | Fixed | Roof
NJSTRE1545396077 |  | Transition Incentive Program | North Plainfiel | 7063 | 10 | 7.7 | Residential | No | Behind the Meter | Net-metered residential rooftop and canopy |  | None | Pro Custom Solar dba Momentum Solar | PSE&G | Accepted | 2020-08-03 | 2020-08-07 | 2021-10-30 | Enphase | IQ7Plus-72-2-US | Inverters | 290 |  | 22 |  |  | 0.97 |  | Outdoor | Roof
NJSTRE1545396077 |  | Transition Incentive Program | North Plainfiel | 7063 | 10 | 7.7 | Residential | No | Behind the Meter | Net-metered residential rooftop and canopy |  | None | Pro Custom Solar dba Momentum Solar | PSE&G | Accepted | 2020-08-03 | 2020-08-07 | 2021-10-30 | LG ELECTRONICS | LG 350N1C-V5 | Solar Panels |  | 0.35 | 4 | 39 | 23 |  | Fixed | Roof
NJSTRE1545396077 |  | Transition Incentive Program | North Plainfiel | 7063 | 10 | 7.7 | Residential | No | Behind the Meter | Net-metered residential rooftop and canopy |  | None | Pro Custom Solar dba Momentum Solar | PSE&G | Accepted | 2020-08-03 | 2020-08-07 | 2021-10-30 | LG ELECTRONICS | LG 350N1C-V5 | Solar Panels |  | 0.35 | 12 | 219 | 45 |  | Fixed | Roof
NJSTRE1545396077 |  | Transition Incentive Program | North Plainfiel | 7063 | 10 | 7.7 | Residential | No | Behind the Meter | Net-metered residential rooftop and canopy |  | None | Pro Custom Solar dba Momentum Solar | PSE&G | Accepted | 2020-08-03 | 2020-08-07 | 2021-10-30 | LG ELECTRONICS | LG 350N1C-V5 | Solar Panels |  | 0.35 | 6 | 39 | 45 |  | Fixed | Roof
NJSTRE1545396096 |  | Transition Incentive Program | Closter | 7624 | 7 | 11.99 | Residential | No | Behind the Meter | Net-metered residential rooftop and canopy |  | None | Tesla Energy Operations Inc. | Orange Rockland Electric | Accepted | 2020-08-03 | 2020-08-07 | 2021-10-30 | Tesla | AC Powerwall 2.0 | Electric Storage Battery |  |  | 3 |  |  |  | Lithium Ion |  | Inside
NJSTRE1545396096 |  | Transition Incentive Program | Closter | 7624 | 7 | 11.99 | Residential | No | Behind the Meter | Net-metered residential rooftop and canopy |  | None | Tesla Energy Operations Inc. | Orange Rockland Electric | Accepted | 2020-08-03 | 2020-08-07 | 2021-10-30 | Delta | M8-TL-US [240V] | Inverters | 7680 |  | 1 |  |  | 0.975 |  | Outdoor | Outdoor
NJSTRE1545396096 |  | Transition Incentive Program | Closter | 7624 | 7 | 11.99 | Residential | No | Behind the Meter | Net-metered residential rooftop and canopy |  | None | Tesla Energy Operations Inc. | Orange Rockland Electric | Accepted | 2020-08-03 | 2020-08-07 | 2021-10-30 | Delta | M4-TL-US [240V] | Inverters | 3840 |  | 1 |  |  | 0.975 |  | Outdoor | Outdoor
NJSTRE1545396096 |  | Transition Incentive Program | Closter | 7624 | 7 | 11.99 | Residential | No | Behind the Meter | Net-metered residential rooftop and canopy |  | None | Tesla Energy Operations Inc. | Orange Rockland Electric | Accepted | 2020-08-03 | 2020-08-07 | 2021-10-30 | Tesla | SR60T1 | Solar Panels |  | 0.05847 | 122 | 190 | 27 |  | Fixed | Roof
NJSTRE1545396096 |  | Transition Incentive Program | Closter | 7624 | 7 | 11.99 | Residential | No | Behind the Meter | Net-metered residential rooftop and canopy |  | None | Tesla Energy Operations Inc. | Orange Rockland Electric | Accepted | 2020-08-03 | 2020-08-07 | 2021-10-30 | Tesla | SR60T1 | Solar Panels |  | 0.05847 | 83 | 10 | 27 |  | Fixed | Roof
NJSTRE1545397951 |  | Transition Incentive Program | EAST WINDSOR | 8520 | 12 | 6.3 | Residential | No | Behind the Meter | Net-metered residential rooftop and canopy |  | None | Suntuity Solar LLC | JCP&L | Accepted | 2020-08-04 | 2020-08-07 | 2021-10-30 | Enphase Energy | IQ7-60-2-US | Inverters | 240 |  | 31 |  |  | 0.97 |  | Outdoor | Behind the PV Modules
NJSTRE1545397951 |  | Transition Incentive Program | EAST WINDSOR | 8520 | 12 | 6.3 | Residential | No | Behind the Meter | Net-metered residential rooftop and canopy |  | None | Suntuity Solar LLC | JCP&L | Accepted | 2020-08-04 | 2020-08-07 | 2021-10-30 | Hanwha Solar | Q-Cells 315 Mono | Solar Panels |  | 0.315 | 12 | 179 | 30 |  | Fixed | Roof
NJSTRE1545397951 |  | Transition Incentive Program | EAST WINDSOR | 8520 | 12 | 6.3 | Residential | No | Behind the Meter | Net-metered residential rooftop and canopy |  | None | Suntuity Solar LLC | JCP&L | Accepted | 2020-08-04 | 2020-08-07 | 2021-10-30 | Hanwha Solar | Q-Cells 315 Mono | Solar Panels |  | 0.315 | 8 | 179 | 31 |  | Fixed | Roof
NJSTRE1545397955 |  | Transition Incentive Program | Hamilton | 8620 | 12 | 3.84 | Residential | No | Behind the Meter | Net-metered residential rooftop and canopy |  | None | Posigen NJ LLC | PSE&G | Accepted | 2020-08-04 | 2020-08-07 | 2021-10-30 | SolarEdge | SE3800H-US | Inverters | 3800 |  | 1 |  |  | 0.99 |  | Outside | within ten feet of meter
NJSTRE1545397955 |  | Transition Incentive Program | Hamilton | 8620 | 12 | 3.84 | Residential | No | Behind the Meter | Net-metered residential rooftop and canopy |  | None | Posigen NJ LLC | PSE&G | Accepted | 2020-08-04 | 2020-08-07 | 2021-10-30 | Hanwha Q-Cells | Q.PEAK DUO-G5 320 | Solar Panels |  | 0.32 | 12 | 199 | 30 |  | Fixed | Roof
NJSTRE1545397958 |  | Transition Incentive Program | Forked River | 8731 | 18 | 7.04 | Residential | No | Behind the Meter | Net-metered residential rooftop and canopy |  | None | Posigen NJ LLC | JCP&L | Accepted | 2020-08-04 | 2020-08-07 | 2021-10-30 | SolarEdge | SE7600H-US | Inverters | 7600 |  | 1 |  |  | 0.99 |  | Outside | within ten feet of meter
NJSTRE1545397958 |  | Transition Incentive Program | Forked River | 8731 | 18 | 7.04 | Residential | No | Behind the Meter | Net-metered residential rooftop and canopy |  | None | Posigen NJ LLC | JCP&L | Accepted | 2020-08-04 | 2020-08-07 | 2021-10-30 | Hanwha Q-Cells | Q.PEAK DUO-G5 320 | Solar Panels |  | 0.32 | 22 | 105 | 22 |  | Fixed | Roof
NJSTRE1545397959 |  | Transition Incentive Program | West Berlin | 8091 | 14 | 3.84 | Residential | No | Behind the Meter | Net-metered residential rooftop and canopy |  | None | Posigen NJ LLC | AC Electric | Accepted | 2020-08-04 | 2020-08-07 | 2021-10-30 | SolarEdge | SE3800H-US | Inverters | 3800 |  | 1 |  |  | 0.99 |  | Outside | within ten feet of meter
NJSTRE1545397959 |  | Transition Incentive Program | West Berlin | 8091 | 14 | 3.84 | Residential | No | Behind the Meter | Net-metered residential rooftop and canopy |  | None | Posigen NJ LLC | AC Electric | Accepted | 2020-08-04 | 2020-08-07 | 2021-10-30 | Hanwha Q-Cells | Q.PEAK DUO-G5 320 | Solar Panels |  | 0.32 | 12 | 242 | 25 |  | Fixed | Roof
NJSTRE1545397970 |  | Transition Incentive Program | Millville | 8332 | 20 | 14.96 | Residential | Yes | Behind the Meter | Net-metered residential rooftop and canopy |  | None | Trinity Solar | AC Electric | Accepted | 2020-08-04 | 2020-08-12 | 2021-10-30 | Solar Edge | SE11400 | Inverters | 11400 |  | 1 |  |  | 0.97 |  | Outside | side of home
NJSTRE1545397970 |  | Transition Incentive Program | Millville | 8332 | 20 | 14.96 | Residential | Yes | Behind the Meter | Net-metered residential rooftop and canopy |  | None | Trinity Solar | AC Electric | Accepted | 2020-08-04 | 2020-08-12 | 2021-10-30 | Hanwha | Q.PEAK DUO BLK-G6 340 | Solar Panels |  | 0.34 | 22 | 161 | 18 |  | Fixed | Roof
NJSTRE1545397970 |  | Transition Incentive Program | Millville | 8332 | 20 | 14.96 | Residential | Yes | Behind the Meter | Net-metered residential rooftop and canopy |  | None | Trinity Solar | AC Electric | Accepted | 2020-08-04 | 2020-08-12 | 2021-10-30 | Hanwha | Q.PEAK DUO BLK-G6 340 | Solar Panels |  | 0.34 | 9 | 161 | 21 |  | Fixed | Roof
NJSTRE1545397970 |  | Transition Incentive Program | Millville | 8332 | 20 | 14.96 | Residential | Yes | Behind the Meter | Net-metered residential rooftop and canopy |  | None | Trinity Solar | AC Electric | Accepted | 2020-08-04 | 2020-08-12 | 2021-10-30 | Hanwha | Q.PEAK DUO BLK-G6 340 | Solar Panels |  | 0.34 | 13 | 160 | 32 |  | Fixed | Roof
NJSTRE1545397980 |  | Transition Incentive Program | Millville | 8332 | 20 | 7.04 | Residential | No | Behind the Meter | Net-metered residential rooftop and canopy |  | None | Posigen NJ LLC | AC Electric | Accepted | 2020-08-04 | 2020-08-07 | 2021-10-30 | SolarEdge | SE7600H-US | Inverters | 7600 |  | 1 |  |  | 0.99 |  | Outside | within ten feet of meter
NJSTRE1545397980 |  | Transition Incentive Program | Millville | 8332 | 20 | 7.04 | Residential | No | Behind the Meter | Net-metered residential rooftop and canopy |  | None | Posigen NJ LLC | AC Electric | Accepted | 2020-08-04 | 2020-08-07 | 2021-10-30 | Hanwha Q-Cells | Q.PEAK DUO-G5 320 | Solar Panels |  | 0.32 | 22 | 21201 | 22 |  | Fixed | Roof
NJSTRE1545397993 |  | Transition Incentive Program | Irvington | 7111 | 9 | 5.12 | Residential | No | Behind the Meter | Net-metered residential rooftop and canopy |  | None | Posigen NJ LLC | PSE&G | Accepted | 2020-08-04 | 2020-08-07 | 2021-10-30 | SolarEdge | SE6000H-US | Inverters | 6000 |  | 1 |  |  | 0.99 |  | Outside | within ten feet of meter
NJSTRE1545397993 |  | Transition Incentive Program | Irvington | 7111 | 9 | 5.12 | Residential | No | Behind the Meter | Net-metered residential rooftop and canopy |  | None | Posigen NJ LLC | PSE&G | Accepted | 2020-08-04 | 2020-08-07 | 2021-10-30 | Hanwha Q-Cells | Q.PEAK DUO-G5 320 | Solar Panels |  | 0.32 | 16 | 124 | 20 |  | Fixed | Roof
NJSTRE1545398013 |  | Transition Incentive Program | Beverly | 8010 | 13 | 5.25 | Residential | Yes | Behind the Meter | Net-metered residential rooftop and canopy |  | None | Pro Custom Solar dba Momentum Solar | PSE&G | Accepted | 2020-08-04 | 2020-08-07 | 2021-10-30 | Enphase | IQ7PLUS-72-2-US | Inverters | 290 |  | 15 |  |  | 0.97 |  | Outdoor | Roof
NJSTRE1545398013 |  | Transition Incentive Program | Beverly | 8010 | 13 | 5.25 | Residential | Yes | Behind the Meter | Net-metered residential rooftop and canopy |  | None | Pro Custom Solar dba Momentum Solar | PSE&G | Accepted | 2020-08-04 | 2020-08-07 | 2021-10-30 | LG | LG 350N1C-V5 | Solar Panels |  | 0.35 | 15 | 163 | 31 |  | Fixed | Roof
NJSTRE1545398014 |  | Transition Incentive Program | Irvington | 7111 | 9 | 7.56 | Residential | No | Behind the Meter | Net-metered residential rooftop and canopy |  | None | UnitedSolar LLC | PSE&G | Accepted | 2020-08-04 | 2020-08-07 | 2021-10-30 | ap systems | ecu-r | Meters |  |  | 1 |  |  |  | No | Outdoor
NJSTRE1545398014 |  | Transition Incentive Program | Irvington | 7111 | 9 | 7.56 | Residential | No | Behind the Meter | Net-metered residential rooftop and canopy |  | None | UnitedSolar LLC | PSE&G | Accepted | 2020-08-04 | 2020-08-07 | 2021-10-30 | aps | yc600(240v) | Inverters | 240 |  | 12 |  |  | 0.965 |  | Outdoor | roof
NJSTRE1545398014 |  | Transition Incentive Program | Irvington | 7111 | 9 | 7.56 | Residential | No | Behind the Meter | Net-metered residential rooftop and canopy |  | None | UnitedSolar LLC | PSE&G | Accepted | 2020-08-04 | 2020-08-07 | 2021-10-30 | axitec | ac-315p/156-72s | Solar Panels |  | 0.315 | 24 | 314 | 35 |  | Fixed | Roof
NJSTRE1545398026 |  | Transition Incentive Program | RAHWAY | 7065 | 10 | 13.33 | Residential | No | Behind the Meter | Net-metered residential rooftop and canopy |  | None | Infinity Solar Systems | PSE&G | Accepted | 2020-08-04 | 2020-08-07 | 2021-10-30 | ENPHASE | IQ7-60-X-US | Inverters | 240 |  | 42 |  |  | 0.97 |  | Outside | MICROINVERTERS
NJSTRE1545398026 |  | Transition Incentive Program | RAHWAY | 7065 | 10 | 13.33 | Residential | No | Behind the Meter | Net-metered residential rooftop and canopy |  | None | Infinity Solar Systems | PSE&G | Accepted | 2020-08-04 | 2020-08-07 | 2021-10-30 | CANADIAN SOLAR | CS1H-325-MS | Solar Panels |  | 0.325 | 6 | 190 | 23 |  | Fixed | Roof
NJSTRE1545398026 |  | Transition Incentive Program | RAHWAY | 7065 | 10 | 13.33 | Residential | No | Behind the Meter | Net-metered residential rooftop and canopy |  | None | Infinity Solar Systems | PSE&G | Accepted | 2020-08-04 | 2020-08-07 | 2021-10-30 | CANADIAN SOLAR | CS1H-325-MS | Solar Panels |  | 0.325 | 8 | 10 | 23 |  | Fixed | Roof
NJSTRE1545398026 |  | Transition Incentive Program | RAHWAY | 7065 | 10 | 13.33 | Residential | No | Behind the Meter | Net-metered residential rooftop and canopy |  | None | Infinity Solar Systems | PSE&G | Accepted | 2020-08-04 | 2020-08-07 | 2021-10-30 | CANADIAN SOLAR | CS1H-325-MS | Solar Panels |  | 0.325 | 9 | 100 | 23 |  | Fixed | Roof
NJSTRE1545398026 |  | Transition Incentive Program | RAHWAY | 7065 | 10 | 13.33 | Residential | No | Behind the Meter | Net-metered residential rooftop and canopy |  | None | Infinity Solar Systems | PSE&G | Accepted | 2020-08-04 | 2020-08-07 | 2021-10-30 | CANADIAN SOLAR | CS1H-325-MS | Solar Panels |  | 0.325 | 4 | 190 | 23 |  | Fixed | Roof
NJSTRE1545398026 |  | Transition Incentive Program | RAHWAY | 7065 | 10 | 13.33 | Residential | No | Behind the Meter | Net-metered residential rooftop and canopy |  | None | Infinity Solar Systems | PSE&G | Accepted | 2020-08-04 | 2020-08-07 | 2021-10-30 | CANADIAN SOLAR | CS1H-325-MS | Solar Panels |  | 0.325 | 6 | 10 | 23 |  | Fixed | Roof
NJSTRE1545398026 |  | Transition Incentive Program | RAHWAY | 7065 | 10 | 13.33 | Residential | No | Behind the Meter | Net-metered residential rooftop and canopy |  | None | Infinity Solar Systems | PSE&G | Accepted | 2020-08-04 | 2020-08-07 | 2021-10-30 | CANADIAN SOLAR | CS1H-325-MS | Solar Panels |  | 0.325 | 4 | 280 | 23 |  | Fixed | Roof
NJSTRE1545398026 |  | Transition Incentive Program | RAHWAY | 7065 | 10 | 13.33 | Residential | No | Behind the Meter | Net-metered residential rooftop and canopy |  | None | Infinity Solar Systems | PSE&G | Accepted | 2020-08-04 | 2020-08-07 | 2021-10-30 | CANADIAN SOLAR | CS1H-325-MS | Solar Panels |  | 0.325 | 2 | 100 | 23 |  | Fixed | Roof
NJSTRE1545398026 |  | Transition Incentive Program | RAHWAY | 7065 | 10 | 13.33 | Residential | No | Behind the Meter | Net-metered residential rooftop and canopy |  | None | Infinity Solar Systems | PSE&G | Accepted | 2020-08-04 | 2020-08-07 | 2021-10-30 | CANADIAN SOLAR | CS1H-325-MS | Solar Panels |  | 0.325 | 2 | 280 | 23 |  | Fixed | Roof
NJSTRE1545398042 |  | Transition Incentive Program | Princeton Junction | 8550 | 12 | 13.6 | Residential | No | Behind the Meter | Net-metered residential rooftop and canopy |  | None | CE Team Inc. | JCP&L | Accepted | 2020-08-04 | 2020-08-07 | 2021-10-30 | Enphase | IQ7a | Inverters | 349 |  | 40 |  |  | 0.97 |  | Outside | under each panel
NJSTRE1545398042 |  | Transition Incentive Program | Princeton Junction | 8550 | 12 | 13.6 | Residential | No | Behind the Meter | Net-metered residential rooftop and canopy |  | None | CE Team Inc. | JCP&L | Accepted | 2020-08-04 | 2020-08-07 | 2021-10-30 | Hanwha | G6-340 | Solar Panels |  | 0.34 | 7 | 140 | 27 |  | Fixed | Roof
NJSTRE1545398042 |  | Transition Incentive Program | Princeton Junction | 8550 | 12 | 13.6 | Residential | No | Behind the Meter | Net-metered residential rooftop and canopy |  | None | CE Team Inc. | JCP&L | Accepted | 2020-08-04 | 2020-08-07 | 2021-10-30 | Hanwha | g6-340 | Solar Panels |  | 0.34 | 33 | 230 | 27 |  | Fixed | Roof
NJSTRE1545398078 |  | Transition Incentive Program | Burlington | 8016 | 13 | 10.85 | Residential | Yes | Behind the Meter | Net-metered residential rooftop and canopy |  | None | Pro Custom Solar dba Momentum Solar | PSE&G | Accepted | 2020-08-04 | 2020-08-07 | 2021-10-30 | Enphase | IQ7PLUS-72-2-US | Inverters | 290 |  | 31 |  |  | 0.97 |  | Outdoor | Roof
NJSTRE1545398078 |  | Transition Incentive Program | Burlington | 8016 | 13 | 10.85 | Residential | Yes | Behind the Meter | Net-metered residential rooftop and canopy |  | None | Pro Custom Solar dba Momentum Solar | PSE&G | Accepted | 2020-08-04 | 2020-08-07 | 2021-10-30 | LG | LG 350N1C-V5 | Solar Panels |  | 0.35 | 13 | 265 | 5 |  | Fixed | Roof
NJSTRE1545398078 |  | Transition Incentive Program | Burlington | 8016 | 13 | 10.85 | Residential | Yes | Behind the Meter | Net-metered residential rooftop and canopy |  | None | Pro Custom Solar dba Momentum Solar | PSE&G | Accepted | 2020-08-04 | 2020-08-07 | 2021-10-30 | LG | LG 350N1C-V5 | Solar Panels |  | 0.35 | 8 | 85 | 9 |  | Fixed | Roof
NJSTRE1545398078 |  | Transition Incentive Program | Burlington | 8016 | 13 | 10.85 | Residential | Yes | Behind the Meter | Net-metered residential rooftop and canopy |  | None | Pro Custom Solar dba Momentum Solar | PSE&G | Accepted | 2020-08-04 | 2020-08-07 | 2021-10-30 | LG | LG 350N1C-V5 | Solar Panels |  | 0.35 | 10 | 85 | 14 |  | Fixed | Roof
NJSTRE1545398127 |  | Transition Incentive Program | WOODBINE | 8270 | 21 | 3.9 | Residential | Yes | Behind the Meter | Net-metered residential rooftop and canopy |  | None | Vivint Solar Developer, LLC | AC Electric | Accepted | 2020-08-12 | 2020-08-12 | 2021-10-30 | SolarEdge | SE3800H-US | Inverters | 3800 |  | 1 |  |  | 0.992 |  | Outdoor | Near the Utility Meter
NJSTRE1545398127 |  | Transition Incentive Program | WOODBINE | 8270 | 21 | 3.9 | Residential | Yes | Behind the Meter | Net-metered residential rooftop and canopy |  | None | Vivint Solar Developer, LLC | AC Electric | Accepted | 2020-08-12 | 2020-08-12 | 2021-10-30 | Jinko Solar | JKM325M-60HBL | Solar Panels |  | 0.325 | 12 | 172 | 20 |  | Fixed | Roof
NJSTRE1545398140 |  | Transition Incentive Program | Union | 7083 | 10 | 13.12 | Residential | No | Behind the Meter | Net-metered residential rooftop and canopy |  | None | UnitedSolar LLC | PSE&G | Accepted | 2020-08-05 | 2020-08-10 | 2021-10-30 | Ap systems | Ecu-R | Meters |  |  | 1 |  |  |  | No
NJSTRE1545398140 |  | Transition Incentive Program | Union | 7083 | 10 | 13.12 | Residential | No | Behind the Meter | Net-metered residential rooftop and canopy |  | None | UnitedSolar LLC | PSE&G | Accepted | 2020-08-05 | 2020-08-10 | 2021-10-30 | APS | YC600 | Inverters | 548 |  | 21 |  |  | 0.965 |  | Outdoor | roof
NJSTRE1545398140 |  | Transition Incentive Program | Union | 7083 | 10 | 13.12 | Residential | No | Behind the Meter | Net-metered residential rooftop and canopy |  | None | UnitedSolar LLC | PSE&G | Accepted | 2020-08-05 | 2020-08-10 | 2021-10-30 | axitec | AC-320P/156-72S | Solar Panels |  | 0.32 | 41 | 290 | 25 |  | Fixed | Roof
NJSTRE1545398153 |  | Transition Incentive Program | NORTH BRUNSWICK TWP | 8902 | 11 | 3.97 | Residential | No | Behind the Meter | Net-metered residential rooftop and canopy |  | None | Sunrun Installation Services, Inc. | PSE&G | Accepted | 2020-08-04 | 2020-08-07 | 2021-10-30 | Delta Electronics | M4-TL-US | Inverters | 4000 |  | 1 |  |  | 0.96 |  | Outdoor | Next To Meter
NJSTRE1545398153 |  | Transition Incentive Program | NORTH BRUNSWICK TWP | 8902 | 11 | 3.97 | Residential | No | Behind the Meter | Net-metered residential rooftop and canopy |  | None | Sunrun Installation Services, Inc. | PSE&G | Accepted | 2020-08-04 | 2020-08-07 | 2021-10-30 | LONGi Green Energy Technology Co Ltd | LR6-60HPB-305M | Solar Panels |  | 0.305 | 13 | 138 | 18 |  | Fixed | Roof
NJSTRE1545398167 |  | Transition Incentive Program | Northfield | 8225 | 19 | 4.48 | Residential | Yes | Behind the Meter | Net-metered residential rooftop and canopy |  | None | Sunbound Solar | AC Electric | Accepted | 2020-08-04 | 2020-08-07 | 2021-10-30 | Enhase | IQ7-60-2-US (Microinverter, 60-Cell) | Inverters | 60 |  | 14 |  |  | 0.976 |  | Outdoor | Under module
NJSTRE1545398167 |  | Transition Incentive Program | Northfield | 8225 | 19 | 4.48 | Residential | Yes | Behind the Meter | Net-metered residential rooftop and canopy |  | None | Sunbound Solar | AC Electric | Accepted | 2020-08-04 | 2020-08-07 | 2021-10-30 | Hanwha | Q.PEAK DUO BLK-G5 320 | Solar Panels |  | 0.32 | 9 | 206 | 26 |  | Fixed | Roof
NJSTRE1545398167 |  | Transition Incentive Program | Northfield | 8225 | 19 | 4.48 | Residential | Yes | Behind the Meter | Net-metered residential rooftop and canopy |  | None | Sunbound Solar | AC Electric | Accepted | 2020-08-04 | 2020-08-07 | 2021-10-30 | Hanwha | Q.PEAK DUO BLK-G5 320 | Solar Panels |  | 0.32 | 5 | 116 | 16 |  | Fixed | Roof
NJSTRE1545398171 |  | Transition Incentive Program | Orange city | 7050 | 9 | 5.44 | Residential | Yes | Behind the Meter | Net-metered residential rooftop and canopy |  | PSEG | Vision Solar LLC | PSE&G | Accepted | 2020-08-04 | 2020-08-07 | 2021-10-30 | ENPHASE | IQ7-60-2-US | Inverters | 0.24 |  | 16 |  |  | 0.96 |  | Other | behind each panel
NJSTRE1545398171 |  | Transition Incentive Program | Orange city | 7050 | 9 | 5.44 | Residential | Yes | Behind the Meter | Net-metered residential rooftop and canopy |  | PSEG | Vision Solar LLC | PSE&G | Accepted | 2020-08-04 | 2020-08-07 | 2021-10-30 | HANWHA Q-CELLS | Q.PEAK DUO-G6 340 | Solar Panels |  | 0.34 | 3 | 208 | 29 |  | Fixed | Roof
NJSTRE1545398171 |  | Transition Incentive Program | Orange city | 7050 | 9 | 5.44 | Residential | Yes | Behind the Meter | Net-metered residential rooftop and canopy |  | PSEG | Vision Solar LLC | PSE&G | Accepted | 2020-08-04 | 2020-08-07 | 2021-10-30 | HANWHA Q-CELLS | Q.PEAK DUO-G6 340 | Solar Panels |  | 0.34 | 3 | 298 | 40 |  | Fixed | Roof
NJSTRE1545398171 |  | Transition Incentive Program | Orange city | 7050 | 9 | 5.44 | Residential | Yes | Behind the Meter | Net-metered residential rooftop and canopy |  | PSEG | Vision Solar LLC | PSE&G | Accepted | 2020-08-04 | 2020-08-07 | 2021-10-30 | HANWHA Q-CELLS | Q.PEAK DUO-G6 340 | Solar Panels |  | 0.34 | 6 | 208 | 35 |  | Fixed | Roof
NJSTRE1545398171 |  | Transition Incentive Program | Orange city | 7050 | 9 | 5.44 | Residential | Yes | Behind the Meter | Net-metered residential rooftop and canopy |  | PSEG | Vision Solar LLC | PSE&G | Accepted | 2020-08-04 | 2020-08-07 | 2021-10-30 | HANWHA Q-CELLS | Q.PEAK DUO-G6 340 | Solar Panels |  | 0.34 | 3 | 28 | 35 |  | Fixed | Roof
NJSTRE1545398171 |  | Transition Incentive Program | Orange city | 7050 | 9 | 5.44 | Residential | Yes | Behind the Meter | Net-metered residential rooftop and canopy |  | PSEG | Vision Solar LLC | PSE&G | Accepted | 2020-08-04 | 2020-08-07 | 2021-10-30 | HANWHA Q-CELLS | Q.PEAK DUO-G6 340 | Solar Panels |  | 0.34 | 1 | 118 | 40 |  | Fixed | Roof
NJSTRE1545398354 |  | Transition Incentive Program | Pennsauken | 8110 | 14 | 8.4 | Residential | Yes | Behind the Meter | Net-metered residential rooftop and canopy |  | None | Pro Custom Solar dba Momentum Solar | PSE&G | Accepted | 2020-08-04 | 2020-08-07 | 2021-10-30 | Enphase | IQ7PLUS-72-2-US | Inverters | 290 |  | 24 |  |  | 0.97 |  | Outdoor | Roof
NJSTRE1545398354 |  | Transition Incentive Program | Pennsauken | 8110 | 14 | 8.4 | Residential | Yes | Behind the Meter | Net-metered residential rooftop and canopy |  | None | Pro Custom Solar dba Momentum Solar | PSE&G | Accepted | 2020-08-04 | 2020-08-07 | 2021-10-30 | LG | LG 350N1C-V5 | Solar Panels |  | 0.35 | 11 | 320 | 35 |  | Fixed | Roof
NJSTRE1545398354 |  | Transition Incentive Program | Pennsauken | 8110 | 14 | 8.4 | Residential | Yes | Behind the Meter | Net-metered residential rooftop and canopy |  | None | Pro Custom Solar dba Momentum Solar | PSE&G | Accepted | 2020-08-04 | 2020-08-07 | 2021-10-30 | LG | LG 350N1C-V5 | Solar Panels |  | 0.35 | 13 | 140 | 35 |  | Fixed | Roof
NJSTRE1545398379 |  | Transition Incentive Program | Marlboro | 7746 | 17 | 12 | Residential | No | Behind the Meter | Net-metered residential rooftop and canopy |  | None | Power Home Remodeling Group | JCP&L | Accepted | 2020-08-04 | 2020-08-07 | 2021-10-30 | SolaEdge | Revenue Grade Data Ansi C12.20 | Meters |  |  | 1 |  |  |  | Yes | Outdoor
NJSTRE1545398379 |  | Transition Incentive Program | Marlboro | 7746 | 17 | 12 | Residential | No | Behind the Meter | Net-metered residential rooftop and canopy |  | None | Power Home Remodeling Group | JCP&L | Accepted | 2020-08-04 | 2020-08-07 | 2021-10-30 | SolarEdge | SE10000H-US | Inverters | 10000 |  | 1 |  |  | 0.99 |  | Outdoor | Near meter
NJSTRE1545398379 |  | Transition Incentive Program | Marlboro | 7746 | 17 | 12 | Residential | No | Behind the Meter | Net-metered residential rooftop and canopy |  | None | Power Home Remodeling Group | JCP&L | Accepted | 2020-08-04 | 2020-08-07 | 2021-10-30 | Hyundai | HiS-S300RG | Solar Panels |  | 0.3 | 9 | 165 | 23 |  | Fixed | Roof
NJSTRE1545398379 |  | Transition Incentive Program | Marlboro | 7746 | 17 | 12 | Residential | No | Behind the Meter | Net-metered residential rooftop and canopy |  | None | Power Home Remodeling Group | JCP&L | Accepted | 2020-08-04 | 2020-08-07 | 2021-10-30 | Hyundai | HiS-S300RG | Solar Panels |  | 0.3 | 4 | 75 | 23 |  | Fixed | Roof
NJSTRE1545398379 |  | Transition Incentive Program | Marlboro | 7746 | 17 | 12 | Residential | No | Behind the Meter | Net-metered residential rooftop and canopy |  | None | Power Home Remodeling Group | JCP&L | Accepted | 2020-08-04 | 2020-08-07 | 2021-10-30 | Hyundai | HiS-S300RG | Solar Panels |  | 0.3 | 15 | 255 | 23 |  | Fixed | Roof
NJSTRE1545398379 |  | Transition Incentive Program | Marlboro | 7746 | 17 | 12 | Residential | No | Behind the Meter | Net-metered residential rooftop and canopy |  | None | Power Home Remodeling Group | JCP&L | Accepted | 2020-08-04 | 2020-08-07 | 2021-10-30 | Hyundai | HiS-S300RG | Solar Panels |  | 0.3 | 12 | 75 | 23 |  | Fixed | Roof
NJSTRE1545398437 |  | Transition Incentive Program | Toms River | 8753 | 18 | 9.6 | Residential | No | Behind the Meter | Net-metered residential rooftop and canopy |  | None | Posigen NJ LLC | JCP&L | Accepted | 2020-08-04 | 2020-08-07 | 2021-10-30 | SolarEdge | SE10000H-US | Inverters | 10000 |  | 1 |  |  | 0.99 |  | Outside | within ten feet of meter
NJSTRE1545398437 |  | Transition Incentive Program | Toms River | 8753 | 18 | 9.6 | Residential | No | Behind the Meter | Net-metered residential rooftop and canopy |  | None | Posigen NJ LLC | JCP&L | Accepted | 2020-08-04 | 2020-08-07 | 2021-10-30 | Hanwha Q-Cells | Q.PEAK DUO-G5 320 | Solar Panels |  | 0.32 | 30 | 108 | 36 |  | Fixed | Roof
NJSTRE1545398454 |  | Transition Incentive Program | Boonton | 7005 | 3 | 3.9 | Residential | Yes | Behind the Meter | Net-metered residential rooftop and canopy |  | None | Vivint Solar Developer, LLC | JCP&L | Accepted | 2020-08-06 | 2020-08-07 | 2021-10-30 | SolarEdge | SE3800H-US | Inverters | 3800 |  | 1 |  |  | 0.992 |  | Outdoor | Near the Utility Meter
NJSTRE1545398454 |  | Transition Incentive Program | Boonton | 7005 | 3 | 3.9 | Residential | Yes | Behind the Meter | Net-metered residential rooftop and canopy |  | None | Vivint Solar Developer, LLC | JCP&L | Accepted | 2020-08-06 | 2020-08-07 | 2021-10-30 | Jinko Solar | JKM325M-60HBL | Solar Panels |  | 0.325 | 12 | 88 | 36 |  | Fixed | Roof
NJSTRE1545398463 |  | Transition Incentive Program | Pennsauken TWP | 8110 | 14 | 6.4 | Residential | Yes | Behind the Meter | Net-metered residential rooftop and canopy |  | None | Sunbound Solar | PSE&G | Accepted | 2020-08-04 | 2020-08-10 | 2021-10-30 | enphase | IQ7-60-2-US (Microinverter, 60-Cell) | Inverters | 60 |  | 20 |  |  | 0.976 |  | Outdoor | under module
NJSTRE1545398463 |  | Transition Incentive Program | Pennsauken TWP | 8110 | 14 | 6.4 | Residential | Yes | Behind the Meter | Net-metered residential rooftop and canopy |  | None | Sunbound Solar | PSE&G | Accepted | 2020-08-04 | 2020-08-10 | 2021-10-30 | Hanwha | Q.PEAK DUO BLK-G5 320 | Solar Panels |  | 0.32 | 9 | 238 | 30 |  | Fixed | Roof
NJSTRE1545398463 |  | Transition Incentive Program | Pennsauken TWP | 8110 | 14 | 6.4 | Residential | Yes | Behind the Meter | Net-metered residential rooftop and canopy |  | None | Sunbound Solar | PSE&G | Accepted | 2020-08-04 | 2020-08-10 | 2021-10-30 | Hanwha | Q.PEAK DUO BLK-G5 320 | Solar Panels |  | 0.32 | 5 | 58 | 30 |  | Fixed | Roof
NJSTRE1545398463 |  | Transition Incentive Program | Pennsauken TWP | 8110 | 14 | 6.4 | Residential | Yes | Behind the Meter | Net-metered residential rooftop and canopy |  | None | Sunbound Solar | PSE&G | Accepted | 2020-08-04 | 2020-08-10 | 2021-10-30 | Hanwha | Q.PEAK DUO BLK-G5 320 | Solar Panels |  | 0.32 | 6 | 148 | 16 |  | Fixed | Roof
NJSTRE1545398482 |  | Transition Incentive Program | CLIFTON | 7011 | 6 | 5.2 | Residential | Yes | Behind the Meter | Net-metered residential rooftop and canopy |  | None | Vivint Solar Developer, LLC | PSE&G | Accepted | 2020-08-07 | 2020-08-10 | 2021-10-30 | SolarEdge | SE7600H-US | Inverters | 7600 |  | 1 |  |  | 0.992 |  | Outdoor | Near the Utility Meter
NJSTRE1545398482 |  | Transition Incentive Program | CLIFTON | 7011 | 6 | 5.2 | Residential | Yes | Behind the Meter | Net-metered residential rooftop and canopy |  | None | Vivint Solar Developer, LLC | PSE&G | Accepted | 2020-08-07 | 2020-08-10 | 2021-10-30 | Jinko Solar | JKM325M-60HBL | Solar Panels |  | 0.325 | 2 | 257 | 24 |  | Fixed | Roof
NJSTRE1545398482 |  | Transition Incentive Program | CLIFTON | 7011 | 6 | 5.2 | Residential | Yes | Behind the Meter | Net-metered residential rooftop and canopy |  | None | Vivint Solar Developer, LLC | PSE&G | Accepted | 2020-08-07 | 2020-08-10 | 2021-10-30 | Jinko Solar | JKM325M-60HBL | Solar Panels |  | 0.325 | 14 | 167 | 25 |  | Fixed | Roof
NJSTRE1545398506 |  | Transition Incentive Program | BURLINGTON | 8016 | 13 | 9.75 | Residential | Yes | Behind the Meter | Net-metered residential rooftop and canopy |  | None | Vivint Solar Developer, LLC | PSE&G | Accepted | 2020-08-12 | 2020-08-12 | 2021-10-30 | SolarEdge | SE7600H-US | Inverters | 7600 |  | 1 |  |  | 0.992 |  | Outdoor | Near the Utility Meter
NJSTRE1545398506 |  | Transition Incentive Program | BURLINGTON | 8016 | 13 | 9.75 | Residential | Yes | Behind the Meter | Net-metered residential rooftop and canopy |  | None | Vivint Solar Developer, LLC | PSE&G | Accepted | 2020-08-12 | 2020-08-12 | 2021-10-30 | Jinko Solar | JKM325M-60HBL | Solar Panels |  | 0.325 | 30 | 250 | 30 |  | Fixed | Roof
NJSTRE1545398533 |  | Transition Incentive Program | HACKETTSTOWN | 7840 | 2 | 16.43 | Residential | Yes | Behind the Meter | Net-metered residential rooftop and canopy |  | None | Bright Planet Solar | JCP&L | Accepted | 2020-08-04 | 2020-08-10 | 2021-10-30 | SOLAR EDGE | SE7600H-USRGM | Inverters | 7600 |  | 2 |  |  | 0.98 |  | Outdoor | OUTSIDE
NJSTRE1545398533 |  | Transition Incentive Program | HACKETTSTOWN | 7840 | 2 | 16.43 | Residential | Yes | Behind the Meter | Net-metered residential rooftop and canopy |  | None | Bright Planet Solar | JCP&L | Accepted | 2020-08-04 | 2020-08-10 | 2021-10-30 | LONGI | LR6-60HPB-310M | Solar Panels |  | 0.31 | 8 | 155 | 30 |  | Fixed | Roof
NJSTRE1545398533 |  | Transition Incentive Program | HACKETTSTOWN | 7840 | 2 | 16.43 | Residential | Yes | Behind the Meter | Net-metered residential rooftop and canopy |  | None | Bright Planet Solar | JCP&L | Accepted | 2020-08-04 | 2020-08-10 | 2021-10-30 | LONGI | LR6-60HPB-310M | Solar Panels |  | 0.31 | 16 | 245 | 45 |  | Fixed | Roof
NJSTRE1545398533 |  | Transition Incentive Program | HACKETTSTOWN | 7840 | 2 | 16.43 | Residential | Yes | Behind the Meter | Net-metered residential rooftop and canopy |  | None | Bright Planet Solar | JCP&L | Accepted | 2020-08-04 | 2020-08-10 | 2021-10-30 | LONGI | LR6-60HPB-310M | Solar Panels |  | 0.31 | 14 | 155 | 18 |  | Fixed | Roof
NJSTRE1545398533 |  | Transition Incentive Program | HACKETTSTOWN | 7840 | 2 | 16.43 | Residential | Yes | Behind the Meter | Net-metered residential rooftop and canopy |  | None | Bright Planet Solar | JCP&L | Accepted | 2020-08-04 | 2020-08-10 | 2021-10-30 | LONGI | LR6-60HPB-310M | Solar Panels |  | 0.31 | 9 | 155 | 30 |  | Fixed | Roof
NJSTRE1545398533 |  | Transition Incentive Program | HACKETTSTOWN | 7840 | 2 | 16.43 | Residential | Yes | Behind the Meter | Net-metered residential rooftop and canopy |  | None | Bright Planet Solar | JCP&L | Accepted | 2020-08-04 | 2020-08-10 | 2021-10-30 | LONGI | LR6-60HPB-310M | Solar Panels |  | 0.31 | 6 | 335 | 18 |  | Fixed | Roof
NJSTRE1545398545 |  | Transition Incentive Program | Hammonton | 8037 | 19 | 10.15 | Residential | Yes | Behind the Meter | Net-metered residential rooftop and canopy |  | None | Solar Spectrum LLC | AC Electric | Accepted | 2020-08-05 | 2020-08-07 | 2021-10-30 | Solar Edge Technologies | SE10000H-US | Inverters | 42 |  | 1 |  |  | 0.99 |  | Outdoor | Near meter
NJSTRE1545398545 |  | Transition Incentive Program | Hammonton | 8037 | 19 | 10.15 | Residential | Yes | Behind the Meter | Net-metered residential rooftop and canopy |  | None | Solar Spectrum LLC | AC Electric | Accepted | 2020-08-05 | 2020-08-07 | 2021-10-30 | LG Electronics | LG350N1C-V5 | Solar Panels |  | 0.35 | 29 | 224 | 24 |  | Fixed | Roof
NJSTRE1545398580 |  | Transition Incentive Program | Rockaway | 7866 | 3 | 8.48 | Residential | No | Behind the Meter | Net-metered residential rooftop and canopy |  | None | Tesla Energy Operations Inc. | JCP&L | Accepted | 2020-08-04 | 2020-08-07 | 2021-10-30 | Tesla | AC Powerwall 2.0 | Electric Storage Battery |  |  | 1 |  |  |  | Lithium Ion |  | Inside
NJSTRE1545398580 |  | Transition Incentive Program | Rockaway | 7866 | 3 | 8.48 | Residential | No | Behind the Meter | Net-metered residential rooftop and canopy |  | None | Tesla Energy Operations Inc. | JCP&L | Accepted | 2020-08-04 | 2020-08-07 | 2021-10-30 | Delta | M8-TL-US [240V] | Inverters | 7680 |  | 1 |  |  | 0.975 |  | Indoor | Indoor
NJSTRE1545398580 |  | Transition Incentive Program | Rockaway | 7866 | 3 | 8.48 | Residential | No | Behind the Meter | Net-metered residential rooftop and canopy |  | None | Tesla Energy Operations Inc. | JCP&L | Accepted | 2020-08-04 | 2020-08-07 | 2021-10-30 | Tesla | SR60T1 | Solar Panels |  | 0.05847 | 74 | 341 | 23 |  | Fixed | Roof
NJSTRE1545398580 |  | Transition Incentive Program | Rockaway | 7866 | 3 | 8.48 | Residential | No | Behind the Meter | Net-metered residential rooftop and canopy |  | None | Tesla Energy Operations Inc. | JCP&L | Accepted | 2020-08-04 | 2020-08-07 | 2021-10-30 | Tesla | SR60T1 | Solar Panels |  | 0.05847 | 71 | 161 | 23 |  | Fixed | Roof
NJSTRE1545398582 |  | Transition Incentive Program | Oaklyn | 8107 | 14 | 8.13 | Residential | Yes | Behind the Meter | Net-metered residential rooftop and canopy |  | None | Vivint Solar Developer, LLC | PSE&G | Accepted | 2020-08-07 | 2020-08-10 | 2021-10-30 | SolarEdge | SE7600H-US | Inverters | 7600 |  | 1 |  |  | 0.992 |  | Outdoor | Near the Utility Meter
NJSTRE1545398582 |  | Transition Incentive Program | Oaklyn | 8107 | 14 | 8.13 | Residential | Yes | Behind the Meter | Net-metered residential rooftop and canopy |  | None | Vivint Solar Developer, LLC | PSE&G | Accepted | 2020-08-07 | 2020-08-10 | 2021-10-30 | JINKO SOLAR | JKM325M-60HBL | Solar Panels |  | 0.325 | 2 | 131 | 16 |  | Fixed | Roof
NJSTRE1545398582 |  | Transition Incentive Program | Oaklyn | 8107 | 14 | 8.13 | Residential | Yes | Behind the Meter | Net-metered residential rooftop and canopy |  | None | Vivint Solar Developer, LLC | PSE&G | Accepted | 2020-08-07 | 2020-08-10 | 2021-10-30 | Jinko Solar | JKM325M-60HBL | Solar Panels |  | 0.325 | 2 | 311 | 16 |  | Fixed | Roof
NJSTRE1545398582 |  | Transition Incentive Program | Oaklyn | 8107 | 14 | 8.13 | Residential | Yes | Behind the Meter | Net-metered residential rooftop and canopy |  | None | Vivint Solar Developer, LLC | PSE&G | Accepted | 2020-08-07 | 2020-08-10 | 2021-10-30 | Jinko Solar | JKM325M-60HBL | Solar Panels |  | 0.325 | 3 | 311 | 31 |  | Fixed | Roof
NJSTRE1545398582 |  | Transition Incentive Program | Oaklyn | 8107 | 14 | 8.13 | Residential | Yes | Behind the Meter | Net-metered residential rooftop and canopy |  | None | Vivint Solar Developer, LLC | PSE&G | Accepted | 2020-08-07 | 2020-08-10 | 2021-10-30 | JINKO SOLAR | JKM325M-60HBL | Solar Panels |  | 0.325 | 4 | 131 | 31 |  | Fixed | Roof
NJSTRE1545398582 |  | Transition Incentive Program | Oaklyn | 8107 | 14 | 8.13 | Residential | Yes | Behind the Meter | Net-metered residential rooftop and canopy |  | None | Vivint Solar Developer, LLC | PSE&G | Accepted | 2020-08-07 | 2020-08-10 | 2021-10-30 | Jinko Solar | JKM325M-60HBL | Solar Panels |  | 0.325 | 14 | 41 | 34 |  | Fixed | Roof
NJSTRE1545398606 |  | Transition Incentive Program | EWING | 8638 | 12 | 13.6 | Residential | Yes | Behind the Meter | Net-metered residential rooftop and canopy |  | PSEG SL3 | Vision Solar LLC | PSE&G | Accepted | 2020-08-04 | 2020-08-11 | 2021-10-30 | HANWHA Q-CELLS | Q.PEAK DUO-G6 340 | Inverters | 0.24 |  | 40 |  |  | 0.96 |  | Other | behind each panel
NJSTRE1545398606 |  | Transition Incentive Program | EWING | 8638 | 12 | 13.6 | Residential | Yes | Behind the Meter | Net-metered residential rooftop and canopy |  | PSEG SL3 | Vision Solar LLC | PSE&G | Accepted | 2020-08-04 | 2020-08-11 | 2021-10-30 | HANWHA Q-CELLS | Q.PEAK DUO-G6 340 | Solar Panels |  | 0.34 | 21 | 69 | 20 |  | Fixed | Roof
NJSTRE1545398606 |  | Transition Incentive Program | EWING | 8638 | 12 | 13.6 | Residential | Yes | Behind the Meter | Net-metered residential rooftop and canopy |  | PSEG SL3 | Vision Solar LLC | PSE&G | Accepted | 2020-08-04 | 2020-08-11 | 2021-10-30 | HANWHA Q-CELLS | Q.PEAK DUO-G6 340 | Solar Panels |  | 0.34 | 19 | 249 | 20 |  | Fixed | Roof
NJSTRE1545398612 |  | Transition Incentive Program | Paterson | 7504 | 6 | 9.52 | Residential | No | Behind the Meter | Net-metered residential rooftop and canopy |  | None | Trinity Solar | PSE&G | Accepted | 2020-08-04 | 2020-08-07 | 2021-10-30 | Solar Edge | SE7600 | Inverters | 7600 |  | 1 |  |  | 0.97 |  | Outside | side of home
NJSTRE1545398612 |  | Transition Incentive Program | Paterson | 7504 | 6 | 9.52 | Residential | No | Behind the Meter | Net-metered residential rooftop and canopy |  | None | Trinity Solar | PSE&G | Accepted | 2020-08-04 | 2020-08-07 | 2021-10-30 | Hanwha 340 | Q.PEAK DUO BLK-G6 340 | Solar Panels |  | 0.34 | 6 | 188 | 27 |  | Fixed | Pole
NJSTRE1545398612 |  | Transition Incentive Program | Paterson | 7504 | 6 | 9.52 | Residential | No | Behind the Meter | Net-metered residential rooftop and canopy |  | None | Trinity Solar | PSE&G | Accepted | 2020-08-04 | 2020-08-07 | 2021-10-30 | Hanwha 340 | Q.PEAK DUO BLK-G6 340 | Solar Panels |  | 0.34 | 6 | 279 | 27 |  | Fixed | Roof
NJSTRE1545398612 |  | Transition Incentive Program | Paterson | 7504 | 6 | 9.52 | Residential | No | Behind the Meter | Net-metered residential rooftop and canopy |  | None | Trinity Solar | PSE&G | Accepted | 2020-08-04 | 2020-08-07 | 2021-10-30 | Hanwha 340 | Q.PEAK DUO BLK-G6 340 | Solar Panels |  | 0.34 | 4 | 279 | 27 |  | Fixed | Roof
NJSTRE1545398612 |  | Transition Incentive Program | Paterson | 7504 | 6 | 9.52 | Residential | No | Behind the Meter | Net-metered residential rooftop and canopy |  | None | Trinity Solar | PSE&G | Accepted | 2020-08-04 | 2020-08-07 | 2021-10-30 | Hanwha 340 | Q.PEAK DUO BLK-G6 340 | Solar Panels |  | 0.34 | 2 | 189 | 34 |  | Fixed | Roof
NJSTRE1545398612 |  | Transition Incentive Program | Paterson | 7504 | 6 | 9.52 | Residential | No | Behind the Meter | Net-metered residential rooftop and canopy |  | None | Trinity Solar | PSE&G | Accepted | 2020-08-04 | 2020-08-07 | 2021-10-30 | Hanwha 340 | Q.PEAK DUO BLK-G6 340 | Solar Panels |  | 0.34 | 10 | 99 | 27 |  | Fixed | Roof
NJSTRE1545398699 |  | Transition Incentive Program | Barnsboro | 8080 | 15 | 10.23 | Residential | No | Behind the Meter | Net-metered residential rooftop and canopy |  | None | Tesla Energy Operations Inc. | AC Electric | Accepted | 2020-08-04 | 2020-08-07 | 2021-10-30 | Delta | M4-TL-US [240V] | Inverters | 3840 |  | 1 |  |  | 0.975 |  | Indoor | Indoor
NJSTRE1545398699 |  | Transition Incentive Program | Barnsboro | 8080 | 15 | 10.23 | Residential | No | Behind the Meter | Net-metered residential rooftop and canopy |  | None | Tesla Energy Operations Inc. | AC Electric | Accepted | 2020-08-04 | 2020-08-07 | 2021-10-30 | Delta | M8-TL-US [240V] | Inverters | 7680 |  | 1 |  |  | 0.975 |  | Indoor | Indoor
NJSTRE1545398699 |  | Transition Incentive Program | Barnsboro | 8080 | 15 | 10.23 | Residential | No | Behind the Meter | Net-metered residential rooftop and canopy |  | None | Tesla Energy Operations Inc. | AC Electric | Accepted | 2020-08-04 | 2020-08-07 | 2021-10-30 | Tesla | SR60T1 | Solar Panels |  | 0.05847 | 58 | 128 | 19 |  | Fixed | Roof
NJSTRE1545398699 |  | Transition Incentive Program | Barnsboro | 8080 | 15 | 10.23 | Residential | No | Behind the Meter | Net-metered residential rooftop and canopy |  | None | Tesla Energy Operations Inc. | AC Electric | Accepted | 2020-08-04 | 2020-08-07 | 2021-10-30 | Tesla | SR60T1 | Solar Panels |  | 0.05847 | 23 | 308 | 25 |  | Fixed | Roof
NJSTRE1545398699 |  | Transition Incentive Program | Barnsboro | 8080 | 15 | 10.23 | Residential | No | Behind the Meter | Net-metered residential rooftop and canopy |  | None | Tesla Energy Operations Inc. | AC Electric | Accepted | 2020-08-04 | 2020-08-07 | 2021-10-30 | Tesla | SR60T1 | Solar Panels |  | 0.05847 | 32 | 308 | 19 |  | Fixed | Roof
NJSTRE1545398699 |  | Transition Incentive Program | Barnsboro | 8080 | 15 | 10.23 | Residential | No | Behind the Meter | Net-metered residential rooftop and canopy |  | None | Tesla Energy Operations Inc. | AC Electric | Accepted | 2020-08-04 | 2020-08-07 | 2021-10-30 | TESLA | SR60T1 | Solar Panels |  | 0.05847 | 62 | 128 | 32 |  | Fixed | Roof
NJSTRE1545398737 |  | Transition Incentive Program | Sparta | 7871 | 1 | 7.78 | Residential | No | Behind the Meter | Net-metered residential rooftop and canopy |  | None | Tesla Energy Operations Inc. | JCP&L | Accepted | 2020-08-04 | 2020-08-07 | 2021-10-30 | Delta | M8-TL-US [240V] | Inverters | 7680 |  | 1 |  |  | 0.975 |  | Outside | Outside
NJSTRE1545398737 |  | Transition Incentive Program | Sparta | 7871 | 1 | 7.78 | Residential | No | Behind the Meter | Net-metered residential rooftop and canopy |  | None | Tesla Energy Operations Inc. | JCP&L | Accepted | 2020-08-04 | 2020-08-07 | 2021-10-30 | Tesla | SR60T1 | Solar Panels |  | 0.05847 | 42 | 133 | 40 |  | Fixed | Roof
NJSTRE1545398737 |  | Transition Incentive Program | Sparta | 7871 | 1 | 7.78 | Residential | No | Behind the Meter | Net-metered residential rooftop and canopy |  | None | Tesla Energy Operations Inc. | JCP&L | Accepted | 2020-08-04 | 2020-08-07 | 2021-10-30 | Tesla | SR60T1 | Solar Panels |  | 0.05847 | 25 | 313 | 40 |  | Fixed | Roof
NJSTRE1545398737 |  | Transition Incentive Program | Sparta | 7871 | 1 | 7.78 | Residential | No | Behind the Meter | Net-metered residential rooftop and canopy |  | None | Tesla Energy Operations Inc. | JCP&L | Accepted | 2020-08-04 | 2020-08-07 | 2021-10-30 | Tesla | SR60T1 | Solar Panels |  | 0.05847 | 66 | 223 | 40 |  | Fixed | Roof
NJSTRE1545398929 |  | Transition Incentive Program | Clarksboro | 8020 | 15 | 14.4 | Residential | No | Behind the Meter | Net-metered residential rooftop and canopy |  | None | EMT Renewables | AC Electric | Accepted | 2020-08-04 | 2020-08-07 | 2021-10-30 | Enphase | IQ7-60-2-US | Inverters | 240 |  | 45 |  |  | 0.97 |  | Outside | under the panels
NJSTRE1545398929 |  | Transition Incentive Program | Clarksboro | 8020 | 15 | 14.4 | Residential | No | Behind the Meter | Net-metered residential rooftop and canopy |  | None | EMT Renewables | AC Electric | Accepted | 2020-08-04 | 2020-08-07 | 2021-10-30 | Trina | 320-BLK | Solar Panels |  | 0.32 | 19 | 166 | 18 |  | Fixed | Roof
NJSTRE1545398929 |  | Transition Incentive Program | Clarksboro | 8020 | 15 | 14.4 | Residential | No | Behind the Meter | Net-metered residential rooftop and canopy |  | None | EMT Renewables | AC Electric | Accepted | 2020-08-04 | 2020-08-07 | 2021-10-30 | Trina | 320-BLK | Solar Panels |  | 0.32 | 26 | 346 | 18 |  | Fixed | Roof
NJSTRE1545398930 |  | Transition Incentive Program | Glassboro | 8028 | 15 | 172.48 | Commercial | Yes | Behind the Meter | Net-metered non-residential rooftop and canopy |  | None | South Jersey Gas | AC Electric | Accepted | 2020-08-05 | 2020-08-21 | 2021-10-30 | Veris | E51C3 | Meters |  |  | 1 |  |  |  | Yes | Outdoor
NJSTRE1545398930 |  | Transition Incentive Program | Glassboro | 8028 | 15 | 172.48 | Commercial | Yes | Behind the Meter | Net-metered non-residential rooftop and canopy |  | None | South Jersey Gas | AC Electric | Accepted | 2020-08-05 | 2020-08-21 | 2021-10-30 | SolarEdge | SE14.4KUS | Inverters | 14400 |  | 11 |  |  | 0.975 |  | Outdoor | Roof
NJSTRE1545398930 |  | Transition Incentive Program | Glassboro | 8028 | 15 | 172.48 | Commercial | Yes | Behind the Meter | Net-metered non-residential rooftop and canopy |  | None | South Jersey Gas | AC Electric | Accepted | 2020-08-05 | 2020-08-21 | 2021-10-30 | Boviet | BVM6612M-385 | Solar Panels |  | 0.385 | 448 | 190 | 5 |  | Fixed | Roof
NJSTRE1545398937 |  | Transition Incentive Program | Woodbridge Township | 8832 | 11 | 7.38 | Residential | No | Behind the Meter | Net-metered residential rooftop and canopy |  | None | Seabright Solar | PSE&G | Accepted | 2020-08-04 | 2020-08-07 | 2021-10-30 | Sunpower | SPR-A-410-G-AC | Inverters | 0.32 |  | 18 |  |  | 0.99 |  | Outside | Roof
NJSTRE1545398937 |  | Transition Incentive Program | Woodbridge Township | 8832 | 11 | 7.38 | Residential | No | Behind the Meter | Net-metered residential rooftop and canopy |  | None | Seabright Solar | PSE&G | Accepted | 2020-08-04 | 2020-08-07 | 2021-10-30 | Sunpower | SPR-A-410-G-AC | Solar Panels |  | 0.41 | 6 | 187 | 11 |  | Fixed | Roof
NJSTRE1545398937 |  | Transition Incentive Program | Woodbridge Township | 8832 | 11 | 7.38 | Residential | No | Behind the Meter | Net-metered residential rooftop and canopy |  | None | Seabright Solar | PSE&G | Accepted | 2020-08-04 | 2020-08-07 | 2021-10-30 | Sunpower | SPR-A-410-G-AC | Solar Panels |  | 0.41 | 12 | 187 | 23 |  | Fixed | Roof
NJSTRE1545399986 |  | Transition Incentive Program | NORTH BRUNSWICK TWP | 8902 | 11 | 6.41 | Residential | Yes | Behind the Meter | Net-metered residential rooftop and canopy |  | None | Sunrun Installation Services, Inc. | PSE&G | Accepted | 2020-08-05 | 2020-08-31 | 2021-10-30 | Enphase Energy | IQ7-60-x-US (240V) | Inverters | 240 |  | 21 |  |  | 0.96 |  | Outdoor | Rooftop
NJSTRE1545399986 |  | Transition Incentive Program | NORTH BRUNSWICK TWP | 8902 | 11 | 6.41 | Residential | Yes | Behind the Meter | Net-metered residential rooftop and canopy |  | None | Sunrun Installation Services, Inc. | PSE&G | Accepted | 2020-08-05 | 2020-08-31 | 2021-10-30 | LONGi Green Energy Technology Co Ltd | LR6-60HPB-305M | Solar Panels |  | 0.305 | 11 | 309 | 14 |  | Fixed | Roof
NJSTRE1545399986 |  | Transition Incentive Program | NORTH BRUNSWICK TWP | 8902 | 11 | 6.41 | Residential | Yes | Behind the Meter | Net-metered residential rooftop and canopy |  | None | Sunrun Installation Services, Inc. | PSE&G | Accepted | 2020-08-05 | 2020-08-31 | 2021-10-30 | LONGi Green Energy Technology Co Ltd | LR6-60HPB-305M | Solar Panels |  | 0.305 | 7 | 218 | 23 |  | Fixed | Roof
NJSTRE1545399986 |  | Transition Incentive Program | NORTH BRUNSWICK TWP | 8902 | 11 | 6.41 | Residential | Yes | Behind the Meter | Net-metered residential rooftop and canopy |  | None | Sunrun Installation Services, Inc. | PSE&G | Accepted | 2020-08-05 | 2020-08-31 | 2021-10-30 | LONGi Green Energy Technology Co Ltd | LR6-60HPB-305M | Solar Panels |  | 0.305 | 3 | 38 | 23 |  | Fixed | Roof
NJSTRE1545400463 |  | Transition Incentive Program | Jersey City | 7307 | 8 | 5.49 | Residential | Yes | Behind the Meter | Net-metered residential rooftop and canopy |  | None | Sunrun Installation Services, Inc. | PSE&G | Accepted | 2020-08-05 | 2020-08-07 | 2021-10-30 | Enphase Energy | IQ7-60-x-US (240V) | Inverters | 240 |  | 18 |  |  | 0.96 |  | Outdoor | Rooftop
NJSTRE1545400463 |  | Transition Incentive Program | Jersey City | 7307 | 8 | 5.49 | Residential | Yes | Behind the Meter | Net-metered residential rooftop and canopy |  | None | Sunrun Installation Services, Inc. | PSE&G | Accepted | 2020-08-05 | 2020-08-07 | 2021-10-30 | LONGi Green Energy Technology Co Ltd | LR6-60HPB-305M | Solar Panels |  | 0.305 | 18 | 26 | 20 |  | Fixed | Roof
NJSTRE1545400475 |  | Transition Incentive Program | Vineland | 8361 | 20 | 7.25 | Residential | No | Behind the Meter | Net-metered residential rooftop and canopy |  | None | Suntuity Solar LLC | Vineland Muni Electric | Accepted | 2020-08-05 | 2020-08-10 | 2021-10-30 | Enphase Energy | IQ7-60-2-US | Inverters | 240 |  | 23 |  |  | 0.97 |  | Outdoor | Behind the PV Modules
NJSTRE1545400475 |  | Transition Incentive Program | Vineland | 8361 | 20 | 7.25 | Residential | No | Behind the Meter | Net-metered residential rooftop and canopy |  | None | Suntuity Solar LLC | Vineland Muni Electric | Accepted | 2020-08-05 | 2020-08-10 | 2021-10-30 | Longi | LR6-60HPB-315M | Solar Panels |  | 0.315 | 11 | 92 | 27 |  | Fixed | Roof
NJSTRE1545400475 |  | Transition Incentive Program | Vineland | 8361 | 20 | 7.25 | Residential | No | Behind the Meter | Net-metered residential rooftop and canopy |  | None | Suntuity Solar LLC | Vineland Muni Electric | Accepted | 2020-08-05 | 2020-08-10 | 2021-10-30 | Longi | LR6-60HPB-315M | Solar Panels |  | 0.315 | 12 | 184 | 20 |  | Fixed | Roof
NJSTRE1545400488 |  | Transition Incentive Program | Gillette | 7933 | 3 | 5.44 | Residential | No | Behind the Meter | Net-metered residential rooftop and canopy |  | JCPL | Vision Solar LLC | JCP&L | Accepted | 2020-08-05 | 2020-08-11 | 2021-10-30 | ENPHASE | IQ7-60-2-US | Inverters | 0.24 |  | 16 |  |  | 0.96 |  | Other | BEHIND EACH PANEL
NJSTRE1545400488 |  | Transition Incentive Program | Gillette | 7933 | 3 | 5.44 | Residential | No | Behind the Meter | Net-metered residential rooftop and canopy |  | JCPL | Vision Solar LLC | JCP&L | Accepted | 2020-08-05 | 2020-08-11 | 2021-10-30 | HANWHA Q-CELLS | Q.PEAK DUO-G6 340 | Solar Panels |  | 0.34 | 6 | 350 | 20 |  | Fixed | Roof
NJSTRE1545400488 |  | Transition Incentive Program | Gillette | 7933 | 3 | 5.44 | Residential | No | Behind the Meter | Net-metered residential rooftop and canopy |  | JCPL | Vision Solar LLC | JCP&L | Accepted | 2020-08-05 | 2020-08-11 | 2021-10-30 | HANWHA Q-CELLS | Q.PEAK DUO-G6 340 | Solar Panels |  | 0.34 | 3 | 350 | 30 |  | Fixed | Roof
NJSTRE1545400488 |  | Transition Incentive Program | Gillette | 7933 | 3 | 5.44 | Residential | No | Behind the Meter | Net-metered residential rooftop and canopy |  | JCPL | Vision Solar LLC | JCP&L | Accepted | 2020-08-05 | 2020-08-11 | 2021-10-30 | HANWHA Q-CELLS | Q.PEAK DUO-G6 340 | Solar Panels |  | 0.34 | 5 | 260 | 15 |  | Fixed | Roof
NJSTRE1545400488 |  | Transition Incentive Program | Gillette | 7933 | 3 | 5.44 | Residential | No | Behind the Meter | Net-metered residential rooftop and canopy |  | JCPL | Vision Solar LLC | JCP&L | Accepted | 2020-08-05 | 2020-08-11 | 2021-10-30 | HANWHA Q-CELLS | Q.PEAK DUO-G6 340 | Solar Panels |  | 0.34 | 2 | 170 | 30 |  | Fixed | Roof
NJSTRE1545400509 |  | Transition Incentive Program | North Bergen | 7047 | 8 | 8.3 | Residential | No | Behind the Meter | Net-metered residential rooftop and canopy |  | None | Green House Solar | PSE&G | Accepted | 2020-08-05 | 2020-08-10 | 2021-10-30 | Sunpower | SPWR-A4 | Inverters | 349 |  | 20 |  |  | 0.97 |  | Other | Panel Mounted
NJSTRE1545400509 |  | Transition Incentive Program | North Bergen | 7047 | 8 | 8.3 | Residential | No | Behind the Meter | Net-metered residential rooftop and canopy |  | None | Green House Solar | PSE&G | Accepted | 2020-08-05 | 2020-08-10 | 2021-10-30 | Sunpower | A415-G-AC | Solar Panels |  | 0.415 | 20 | 119 | 35 |  | Fixed | Roof
NJSTRE1545400523 |  | Transition Incentive Program | IRVINGTON | 7111 | 9 | 5.78 | Residential | No | Behind the Meter | Net-metered residential rooftop and canopy |  | PSEG | Vision Solar LLC | PSE&G | Accepted | 2020-08-05 | 2020-08-10 | 2021-10-30 | ENPHASE | IQ7-60-2-US | Inverters | 0.24 |  | 17 |  |  | 0.96 |  | Other | BEHIND EACH PANEL
NJSTRE1545400523 |  | Transition Incentive Program | IRVINGTON | 7111 | 9 | 5.78 | Residential | No | Behind the Meter | Net-metered residential rooftop and canopy |  | PSEG | Vision Solar LLC | PSE&G | Accepted | 2020-08-05 | 2020-08-10 | 2021-10-30 | HANWHA Q-CELLS | Q.PEAK DUO-G6 340 | Solar Panels |  | 0.34 | 1 | 126 | 33 |  | Fixed | Roof
NJSTRE1545400523 |  | Transition Incentive Program | IRVINGTON | 7111 | 9 | 5.78 | Residential | No | Behind the Meter | Net-metered residential rooftop and canopy |  | PSEG | Vision Solar LLC | PSE&G | Accepted | 2020-08-05 | 2020-08-10 | 2021-10-30 | HANWHA Q-CELLS | Q.PEAK DUO-G6 340 | Solar Panels |  | 0.34 | 1 | 306 | 33 |  | Fixed | Roof
NJSTRE1545400523 |  | Transition Incentive Program | IRVINGTON | 7111 | 9 | 5.78 | Residential | No | Behind the Meter | Net-metered residential rooftop and canopy |  | PSEG | Vision Solar LLC | PSE&G | Accepted | 2020-08-05 | 2020-08-10 | 2021-10-30 | HANWHA Q-CELLS | Q.PEAK DUO-G6 340 | Solar Panels |  | 0.34 | 15 | 216 | 34 |  | Fixed | Roof
NJSTRE1545400529 |  | Transition Incentive Program | Hamilton | 8619 | 12 | 8.82 | Residential | No | Behind the Meter | Net-metered residential rooftop and canopy |  | None | Kopp Electric Company | PSE&G | Accepted | 2020-08-05 | 2020-08-10 | 2021-10-30 | Solar Edge | SE7600H-US | Inverters | 7600 |  | 1 |  |  | 0.975 |  | Outdoor | Next to meter
NJSTRE1545400529 |  | Transition Incentive Program | Hamilton | 8619 | 12 | 8.82 | Residential | No | Behind the Meter | Net-metered residential rooftop and canopy |  | None | Kopp Electric Company | PSE&G | Accepted | 2020-08-05 | 2020-08-10 | 2021-10-30 | CertainTeed | CT315HC1-04 | Solar Panels |  | 0.315 | 28 | 120 | 36 |  | Fixed | Roof
NJSTRE1545400535 |  | Transition Incentive Program | NORTH BRUNSWICK | 8902 | 11 | 7.63 | Residential | Yes | Behind the Meter | Net-metered residential rooftop and canopy |  | None | Sunrun Installation Services, Inc. | PSE&G | Accepted | 2020-08-06 | 2020-08-10 | 2021-10-30 | Enphase Energy | IQ7-60-x-US | Inverters | 240 |  | 25 |  |  | 0.99 |  | Outside | Roof
NJSTRE1545400535 |  | Transition Incentive Program | NORTH BRUNSWICK | 8902 | 11 | 7.63 | Residential | Yes | Behind the Meter | Net-metered residential rooftop and canopy |  | None | Sunrun Installation Services, Inc. | PSE&G | Accepted | 2020-08-06 | 2020-08-10 | 2021-10-30 | LONGi Green Energy Technology Co Ltd | LR6-60HPB-305M | Solar Panels |  | 0.305 | 12 | 84 | 23 |  | Fixed | Roof
NJSTRE1545400535 |  | Transition Incentive Program | NORTH BRUNSWICK | 8902 | 11 | 7.63 | Residential | Yes | Behind the Meter | Net-metered residential rooftop and canopy |  | None | Sunrun Installation Services, Inc. | PSE&G | Accepted | 2020-08-06 | 2020-08-10 | 2021-10-30 | LONGi Green Energy Technology Co Ltd | LR6-60HPB-305M | Solar Panels |  | 0.305 | 13 | 264 | 22 |  | Fixed | Roof
NJSTRE1545400597 |  | Transition Incentive Program | Pleasantville | 8232 | 19 | 11.12 | Residential | Yes | Behind the Meter | Net-metered residential rooftop and canopy |  | None | Castle Energy, LLC | AC Electric | Accepted | 2020-08-05 | 2020-08-10 | 2021-10-30 | SunPower | SPR-E20-327-E-AC | Inverters | 320 |  | 34 |  |  | 0.975 |  | Outdoor | on the rooftop under each solar panel
NJSTRE1545400597 |  | Transition Incentive Program | Pleasantville | 8232 | 19 | 11.12 | Residential | Yes | Behind the Meter | Net-metered residential rooftop and canopy |  | None | Castle Energy, LLC | AC Electric | Accepted | 2020-08-05 | 2020-08-10 | 2021-10-30 | SunPower | SPR-E20-327-E-AC | Solar Panels |  | 0.327 | 25 | 131 | 23 |  | Fixed | Roof
NJSTRE1545400597 |  | Transition Incentive Program | Pleasantville | 8232 | 19 | 11.12 | Residential | Yes | Behind the Meter | Net-metered residential rooftop and canopy |  | None | Castle Energy, LLC | AC Electric | Accepted | 2020-08-05 | 2020-08-10 | 2021-10-30 | SunPower | SPR-E20-327-E-AC | Solar Panels |  | 0.327 | 7 | 311 | 23 |  | Fixed | Roof
NJSTRE1545400597 |  | Transition Incentive Program | Pleasantville | 8232 | 19 | 11.12 | Residential | Yes | Behind the Meter | Net-metered residential rooftop and canopy |  | None | Castle Energy, LLC | AC Electric | Accepted | 2020-08-05 | 2020-08-10 | 2021-10-30 | SunPower | SPR-E20-327-E-AC | Solar Panels |  | 0.327 | 2 | 221 | 14 |  | Fixed | Roof
NJSTRE1545400609 |  | Transition Incentive Program | Bayonne | 7002 | 8 | 5.1 | Residential | Yes | Behind the Meter | Net-metered residential rooftop and canopy |  | None | Vision Solar LLC | PSE&G | Accepted | 2020-08-05 | 2020-08-20 | 2021-10-30 | ENPHASE | IQ7-60-2-US | Inverters | 0.24 |  | 15 |  |  | 0.96 |  | Other | BEHIND EACH PANEL
NJSTRE1545400609 |  | Transition Incentive Program | Bayonne | 7002 | 8 | 5.1 | Residential | Yes | Behind the Meter | Net-metered residential rooftop and canopy |  | None | Vision Solar LLC | PSE&G | Accepted | 2020-08-05 | 2020-08-20 | 2021-10-30 | HANWHA Q-CELLS | Q.PEAK DUO-G6 340 | Solar Panels |  | 0.34 | 15 | 179 | 20 |  | Fixed | Roof
NJSTRE1545400623 |  | Transition Incentive Program | MONTCLAIR | 7042 | 9 | 4.27 | Residential | Yes | Behind the Meter | Net-metered residential rooftop and canopy |  | None | Sunrun Installation Services, Inc. | PSE&G | Accepted | 2020-08-06 | 2020-08-10 | 2021-10-30 | Enphase Energy | IQ7-60-x-US | Inverters | 240 |  | 14 |  |  | 0.99 |  | Outside | Roof
NJSTRE1545400623 |  | Transition Incentive Program | MONTCLAIR | 7042 | 9 | 4.27 | Residential | Yes | Behind the Meter | Net-metered residential rooftop and canopy |  | None | Sunrun Installation Services, Inc. | PSE&G | Accepted | 2020-08-06 | 2020-08-10 | 2021-10-30 | LONGi Green Energy Technology Co Ltd | LR6-60HPB-305M | Solar Panels |  | 0.305 | 8 | 282 | 44 |  | Fixed | Roof
NJSTRE1545400623 |  | Transition Incentive Program | MONTCLAIR | 7042 | 9 | 4.27 | Residential | Yes | Behind the Meter | Net-metered residential rooftop and canopy |  | None | Sunrun Installation Services, Inc. | PSE&G | Accepted | 2020-08-06 | 2020-08-10 | 2021-10-30 | LONGi Green Energy Technology Co Ltd | LR6-60HPB-305M | Solar Panels |  | 0.305 | 6 | 102 | 46 |  | Fixed | Roof
NJSTRE1545400648 |  | Transition Incentive Program | Scotch plains | 7076 | 10 | 6.12 | Residential | Yes | Behind the Meter | Net-metered residential rooftop and canopy |  | PSEG | Vision Solar LLC | PSE&G | Accepted | 2020-08-05 | 2020-08-10 | 2021-10-30 | ENPHASE | IQ7-60-2-US | Inverters | 0.24 |  | 18 |  |  | 0.96 |  | Other | BEHIND EACH PANEL
NJSTRE1545400648 |  | Transition Incentive Program | Scotch plains | 7076 | 10 | 6.12 | Residential | Yes | Behind the Meter | Net-metered residential rooftop and canopy |  | PSEG | Vision Solar LLC | PSE&G | Accepted | 2020-08-05 | 2020-08-10 | 2021-10-30 | HANWHA Q-CELLS | Q.PEAK DUO-G6 340 | Solar Panels |  | 0.34 | 17 | 130 | 27 |  | Fixed | Roof
NJSTRE1545400648 |  | Transition Incentive Program | Scotch plains | 7076 | 10 | 6.12 | Residential | Yes | Behind the Meter | Net-metered residential rooftop and canopy |  | PSEG | Vision Solar LLC | PSE&G | Accepted | 2020-08-05 | 2020-08-10 | 2021-10-30 | HANWHA Q-CELLS | Q.PEAK DUO-G6 340 | Solar Panels |  | 0.34 | 1 | 310 | 27 |  | Fixed | Roof
NJSTRE1545400662 |  | Transition Incentive Program | MOUNT HOLLY TWP | 8060 | 13 | 8.54 | Residential | Yes | Behind the Meter | Net-metered residential rooftop and canopy |  | None | Sunrun Installation Services, Inc. | PSE&G | Accepted | 2020-08-06 | 2020-08-19 | 2021-10-30 | Enphase Energy | IQ7-60-x-US | Inverters | 240 |  | 28 |  |  | 0.99 |  | Outside | Roof
NJSTRE1545400662 |  | Transition Incentive Program | MOUNT HOLLY TWP | 8060 | 13 | 8.54 | Residential | Yes | Behind the Meter | Net-metered residential rooftop and canopy |  | None | Sunrun Installation Services, Inc. | PSE&G | Accepted | 2020-08-06 | 2020-08-19 | 2021-10-30 | LONGi Green Energy Technology Co Ltd | LR6-60HPB-305M | Solar Panels |  | 0.305 | 14 | 37 | 277 |  | Fixed | Roof
NJSTRE1545400662 |  | Transition Incentive Program | MOUNT HOLLY TWP | 8060 | 13 | 8.54 | Residential | Yes | Behind the Meter | Net-metered residential rooftop and canopy |  | None | Sunrun Installation Services, Inc. | PSE&G | Accepted | 2020-08-06 | 2020-08-19 | 2021-10-30 | LONGi Green Energy Technology Co Ltd | LR6-60HPB-305M | Solar Panels |  | 0.305 | 14 | 97 | 39 |  | Fixed | Roof
NJSTRE1545400669 |  | Transition Incentive Program | Bergenfield | 7621 | 7 | 11.22 | Residential | Yes | Behind the Meter | Net-metered residential rooftop and canopy |  | PSEG SL3 | Vision Solar LLC | PSE&G | Accepted | 2020-08-05 | 2020-08-10 | 2021-10-30 | ENPHASE | IQ7-60-2-US | Inverters | 0.24 |  | 33 |  |  | 0.96 |  | Other | BEHIND EACH PANEL
NJSTRE1545400669 |  | Transition Incentive Program | Bergenfield | 7621 | 7 | 11.22 | Residential | Yes | Behind the Meter | Net-metered residential rooftop and canopy |  | PSEG SL3 | Vision Solar LLC | PSE&G | Accepted | 2020-08-05 | 2020-08-10 | 2021-10-30 | HANWHA Q-CELLS | Q.PEAK DUO-G6 340 | Solar Panels |  | 0.34 | 10 | 88 | 9 |  | Fixed | Roof
NJSTRE1545400669 |  | Transition Incentive Program | Bergenfield | 7621 | 7 | 11.22 | Residential | Yes | Behind the Meter | Net-metered residential rooftop and canopy |  | PSEG SL3 | Vision Solar LLC | PSE&G | Accepted | 2020-08-05 | 2020-08-10 | 2021-10-30 | HANWHA Q-CELLS | Q.PEAK DUO-G6 340 | Solar Panels |  | 0.34 | 3 | 358 | 7 |  | Fixed | Roof
NJSTRE1545400669 |  | Transition Incentive Program | Bergenfield | 7621 | 7 | 11.22 | Residential | Yes | Behind the Meter | Net-metered residential rooftop and canopy |  | PSEG SL3 | Vision Solar LLC | PSE&G | Accepted | 2020-08-05 | 2020-08-10 | 2021-10-30 | HANWHA Q-CELLS | HANWHA Q-CELLS | Solar Panels |  | 0.34 | 4 | 267 | 20 |  | Fixed | Roof
NJSTRE1545400669 |  | Transition Incentive Program | Bergenfield | 7621 | 7 | 11.22 | Residential | Yes | Behind the Meter | Net-metered residential rooftop and canopy |  | PSEG SL3 | Vision Solar LLC | PSE&G | Accepted | 2020-08-05 | 2020-08-10 | 2021-10-30 | HANWHA Q-CELLS | Q.PEAK DUO-G6 340 | Solar Panels |  | 0.34 | 13 | 87 | 20 |  | Fixed | Roof
NJSTRE1545400669 |  | Transition Incentive Program | Bergenfield | 7621 | 7 | 11.22 | Residential | Yes | Behind the Meter | Net-metered residential rooftop and canopy |  | PSEG SL3 | Vision Solar LLC | PSE&G | Accepted | 2020-08-05 | 2020-08-10 | 2021-10-30 | HANWHA Q-CELLS | Q.PEAK DUO-G6 340 | Solar Panels |  | 0.34 | 3 | 178 | 7 |  | Fixed | Roof
NJSTRE1545400679 |  | Transition Incentive Program | Linden | 7036 | 10 | 9.1 | Residential | Yes | Behind the Meter | Net-metered residential rooftop and canopy |  | None | Pro Custom Solar dba Momentum Solar | PSE&G | Accepted | 2020-08-05 | 2020-08-10 | 2021-10-30 | Enphase | IQ7PLUS-72-2-US | Inverters | 290 |  | 26 |  |  | 0.97 |  | Outdoor | Roof
NJSTRE1545400679 |  | Transition Incentive Program | Linden | 7036 | 10 | 9.1 | Residential | Yes | Behind the Meter | Net-metered residential rooftop and canopy |  | None | Pro Custom Solar dba Momentum Solar | PSE&G | Accepted | 2020-08-05 | 2020-08-10 | 2021-10-30 | LG | LG 350N1C-V5 | Solar Panels |  | 0.35 | 13 | 216 | 36 |  | Fixed | Roof
NJSTRE1545400679 |  | Transition Incentive Program | Linden | 7036 | 10 | 9.1 | Residential | Yes | Behind the Meter | Net-metered residential rooftop and canopy |  | None | Pro Custom Solar dba Momentum Solar | PSE&G | Accepted | 2020-08-05 | 2020-08-10 | 2021-10-30 | LG | LG 350N1C-V5 | Solar Panels |  | 0.35 | 9 | 36 | 5 |  | Fixed | Roof
NJSTRE1545400679 |  | Transition Incentive Program | Linden | 7036 | 10 | 9.1 | Residential | Yes | Behind the Meter | Net-metered residential rooftop and canopy |  | None | Pro Custom Solar dba Momentum Solar | PSE&G | Accepted | 2020-08-05 | 2020-08-10 | 2021-10-30 | LG | LG 350N1C-V5 | Solar Panels |  | 0.35 | 4 | 36 | 14 |  | Fixed | Roof
NJSTRE1545400708 |  | Transition Incentive Program | EGG HARBOR TOWNSHIP | 8234 | 19 | 8.32 | Residential | No | Behind the Meter | Net-metered residential rooftop and canopy |  | None | Vivint Solar Developer, LLC | AC Electric | Accepted | 2020-08-06 | 2020-08-10 | 2021-10-30 | SolarEdge | SE7600H-US | Inverters | 7600 |  | 1 |  |  | 0.992 |  | Outdoor | Near the Utility Meter
NJSTRE1545400708 |  | Transition Incentive Program | EGG HARBOR TOWNSHIP | 8234 | 19 | 8.32 | Residential | No | Behind the Meter | Net-metered residential rooftop and canopy |  | None | Vivint Solar Developer, LLC | AC Electric | Accepted | 2020-08-06 | 2020-08-10 | 2021-10-30 | Hanwha Solar | Q.PEAK DUO BLK-G5 320w | Solar Panels |  | 0.32 | 10 | 170 | 44 |  | Fixed | Roof
NJSTRE1545400708 |  | Transition Incentive Program | EGG HARBOR TOWNSHIP | 8234 | 19 | 8.32 | Residential | No | Behind the Meter | Net-metered residential rooftop and canopy |  | None | Vivint Solar Developer, LLC | AC Electric | Accepted | 2020-08-06 | 2020-08-10 | 2021-10-30 | Hanwha Solar | Q.PEAK DUO BLK-G5 320w | Solar Panels |  | 0.32 | 16 | 260 | 26 |  | Fixed | Roof
NJSTRE1545400727 |  | Transition Incentive Program | Secaucus Town | 7094 | 8 | 2.6 | Residential | Yes | Behind the Meter | Net-metered residential rooftop and canopy |  | None | Tesla Energy Operations Inc. | PSE&G | Accepted | 2020-08-05 | 2020-08-10 | 2021-10-30 | SOLAREDGE | SE3000A-US000SNR2 | Inverters | 3000 |  | 1 |  |  | 0.975 |  | Outside | Outside
NJSTRE1545400727 |  | Transition Incentive Program | Secaucus Town | 7094 | 8 | 2.6 | Residential | Yes | Behind the Meter | Net-metered residential rooftop and canopy |  | None | Tesla Energy Operations Inc. | PSE&G | Accepted | 2020-08-05 | 2020-08-10 | 2021-10-30 | REC | REC260PEZ | Solar Panels |  | 0.26 | 10 | 308 | 23 |  | Fixed | Roof
NJSTRE1545400736 |  | Transition Incentive Program | Pine hill | 8021 | 14 | 7.14 | Residential | Yes | Behind the Meter | Net-metered residential rooftop and canopy |  | ACE | Vision Solar LLC | AC Electric | Accepted | 2020-08-05 | 2020-08-18 | 2021-10-30 | ENPHASE | IQ7-60-2-US | Inverters | 0.24 |  | 21 |  |  | 0.96 |  | Other | behind each panel
NJSTRE1545400736 |  | Transition Incentive Program | Pine hill | 8021 | 14 | 7.14 | Residential | Yes | Behind the Meter | Net-metered residential rooftop and canopy |  | ACE | Vision Solar LLC | AC Electric | Accepted | 2020-08-05 | 2020-08-18 | 2021-10-30 | HANWHA Q-CELLS | Q.PEAK DUO-G6 340 | Solar Panels |  | 0.34 | 1 | 12 | 20 |  | Fixed | Roof
NJSTRE1545400736 |  | Transition Incentive Program | Pine hill | 8021 | 14 | 7.14 | Residential | Yes | Behind the Meter | Net-metered residential rooftop and canopy |  | ACE | Vision Solar LLC | AC Electric | Accepted | 2020-08-05 | 2020-08-18 | 2021-10-30 | HANWHA Q-CELLS | Q.PEAK DUO-G6 340 | Solar Panels |  | 0.34 | 8 | 193 | 41 |  | Fixed | Roof
NJSTRE1545400736 |  | Transition Incentive Program | Pine hill | 8021 | 14 | 7.14 | Residential | Yes | Behind the Meter | Net-metered residential rooftop and canopy |  | ACE | Vision Solar LLC | AC Electric | Accepted | 2020-08-05 | 2020-08-18 | 2021-10-30 | HANWHA Q-CELLS | Q.PEAK DUO-G6 340 | Solar Panels |  | 0.34 | 3 | 13 | 41 |  | Fixed | Roof
NJSTRE1545400736 |  | Transition Incentive Program | Pine hill | 8021 | 14 | 7.14 | Residential | Yes | Behind the Meter | Net-metered residential rooftop and canopy |  | ACE | Vision Solar LLC | AC Electric | Accepted | 2020-08-05 | 2020-08-18 | 2021-10-30 | HANWHA Q-CELLS | Q.PEAK DUO-G6 340 | Solar Panels |  | 0.34 | 1 | 103 | 41 |  | Fixed | Roof
NJSTRE1545400736 |  | Transition Incentive Program | Pine hill | 8021 | 14 | 7.14 | Residential | Yes | Behind the Meter | Net-metered residential rooftop and canopy |  | ACE | Vision Solar LLC | AC Electric | Accepted | 2020-08-05 | 2020-08-18 | 2021-10-30 | HANWHA Q-CELLS | Q.PEAK DUO-G6 340 | Solar Panels |  | 0.34 | 1 | 13 | 16 |  | Fixed | Roof
NJSTRE1545400736 |  | Transition Incentive Program | Pine hill | 8021 | 14 | 7.14 | Residential | Yes | Behind the Meter | Net-metered residential rooftop and canopy |  | ACE | Vision Solar LLC | AC Electric | Accepted | 2020-08-05 | 2020-08-18 | 2021-10-30 | HANWHA Q-CELLS | Q.PEAK DUO-G6 340 | Solar Panels |  | 0.34 | 4 | 102 | 20 |  | Fixed | Roof
NJSTRE1545400736 |  | Transition Incentive Program | Pine hill | 8021 | 14 | 7.14 | Residential | Yes | Behind the Meter | Net-metered residential rooftop and canopy |  | ACE | Vision Solar LLC | AC Electric | Accepted | 2020-08-05 | 2020-08-18 | 2021-10-30 | HANWHA Q-CELLS | Q.PEAK DUO-G6 340 | Solar Panels |  | 0.34 | 3 | 193 | 21 |  | Fixed | Roof
NJSTRE1545400769 |  | Transition Incentive Program | Tenafly | 7670 | 7 | 28.05 | Residential | No | Behind the Meter | Net-metered residential rooftop and canopy |  | None | Green Power energy | PSE&G | Accepted | 2020-08-07 | 2020-08-10 | 2021-10-30 | enphase energy | IQ7PLUS-72-2-US | Inverters | 290 |  | 85 |  |  | 0.975 |  | Outside | next to meter
NJSTRE1545400769 |  | Transition Incentive Program | Tenafly | 7670 | 7 | 28.05 | Residential | No | Behind the Meter | Net-metered residential rooftop and canopy |  | None | Green Power energy | PSE&G | Accepted | 2020-08-07 | 2020-08-10 | 2021-10-30 | lg electronics | LG330N1K-V5 | Solar Panels |  | 0.33 | 12 | 306 | 14 |  | Fixed | Roof
NJSTRE1545400769 |  | Transition Incentive Program | Tenafly | 7670 | 7 | 28.05 | Residential | No | Behind the Meter | Net-metered residential rooftop and canopy |  | None | Green Power energy | PSE&G | Accepted | 2020-08-07 | 2020-08-10 | 2021-10-30 | lg electronics | LG330N1K-V5 | Solar Panels |  | 0.33 | 29 | 126 | 27 |  | Fixed | Roof
NJSTRE1545400769 |  | Transition Incentive Program | Tenafly | 7670 | 7 | 28.05 | Residential | No | Behind the Meter | Net-metered residential rooftop and canopy |  | None | Green Power energy | PSE&G | Accepted | 2020-08-07 | 2020-08-10 | 2021-10-30 | lg electronics | LG330N1K-V5 | Solar Panels |  | 0.33 | 44 | 215 | 27 |  | Fixed | Roof
NJSTRE1545400801 |  | Transition Incentive Program | SPOTSWOOD | 8884 | 11 | 4.88 | Residential | Yes | Behind the Meter | Net-metered residential rooftop and canopy |  | None | Vivint Solar Developer, LLC | JCP&L | Accepted | 2020-08-06 | 2020-08-10 | 2021-10-30 | SolarEdge | SE3800H-US | Inverters | 3800 |  | 1 |  |  | 0.992 |  | Outdoor | Near the Utility Meter
NJSTRE1545400801 |  | Transition Incentive Program | SPOTSWOOD | 8884 | 11 | 4.88 | Residential | Yes | Behind the Meter | Net-metered residential rooftop and canopy |  | None | Vivint Solar Developer, LLC | JCP&L | Accepted | 2020-08-06 | 2020-08-10 | 2021-10-30 | Jinko Solar | JKM325M-60HBL | Solar Panels |  | 0.325 | 15 | 344 | 23 |  | Fixed | Roof
NJSTRE1545400853 |  | Transition Incentive Program | Burlington | 8016 | 13 | 12.03 | Residential | Yes | Behind the Meter | Net-metered residential rooftop and canopy |  | None | Vivint Solar Developer, LLC | PSE&G | Accepted | 2020-08-06 | 2020-08-10 | 2021-10-30 | SolarEdge | SE10000H-US | Inverters | 1000 |  | 1 |  |  | 0.992 |  | Outdoor | Near the Utility Meter
NJSTRE1545400853 |  | Transition Incentive Program | Burlington | 8016 | 13 | 12.03 | Residential | Yes | Behind the Meter | Net-metered residential rooftop and canopy |  | None | Vivint Solar Developer, LLC | PSE&G | Accepted | 2020-08-06 | 2020-08-10 | 2021-10-30 | Jinko Solar | JKM325M-60HBL | Solar Panels |  | 0.325 | 12 | 154 | 27 |  | Fixed | Roof
NJSTRE1545400853 |  | Transition Incentive Program | Burlington | 8016 | 13 | 12.03 | Residential | Yes | Behind the Meter | Net-metered residential rooftop and canopy |  | None | Vivint Solar Developer, LLC | PSE&G | Accepted | 2020-08-06 | 2020-08-10 | 2021-10-30 | Jinko Solar | JKM325M-60HBL | Solar Panels |  | 0.325 | 2 | 64 | 27 |  | Fixed | Roof
NJSTRE1545400853 |  | Transition Incentive Program | Burlington | 8016 | 13 | 12.03 | Residential | Yes | Behind the Meter | Net-metered residential rooftop and canopy |  | None | Vivint Solar Developer, LLC | PSE&G | Accepted | 2020-08-06 | 2020-08-10 | 2021-10-30 | Jinko Solar | JKM325M-60HBL | Solar Panels |  | 0.325 | 12 | 334 | 27 |  | Fixed | Roof
NJSTRE1545400853 |  | Transition Incentive Program | Burlington | 8016 | 13 | 12.03 | Residential | Yes | Behind the Meter | Net-metered residential rooftop and canopy |  | None | Vivint Solar Developer, LLC | PSE&G | Accepted | 2020-08-06 | 2020-08-10 | 2021-10-30 | Jinko Solar | JKM325M-60HBL | Solar Panels |  | 0.325 | 3 | 154 | 24 |  | Fixed | Roof
NJSTRE1545400853 |  | Transition Incentive Program | Burlington | 8016 | 13 | 12.03 | Residential | Yes | Behind the Meter | Net-metered residential rooftop and canopy |  | None | Vivint Solar Developer, LLC | PSE&G | Accepted | 2020-08-06 | 2020-08-10 | 2021-10-30 | Jinko Solar | JKM325M-60HBL | Solar Panels |  | 0.325 | 6 | 154 | 27 |  | Fixed | Roof
NJSTRE1545400853 |  | Transition Incentive Program | Burlington | 8016 | 13 | 12.03 | Residential | Yes | Behind the Meter | Net-metered residential rooftop and canopy |  | None | Vivint Solar Developer, LLC | PSE&G | Accepted | 2020-08-06 | 2020-08-10 | 2021-10-30 | Jinko Solar | JKM325M-60HBL | Solar Panels |  | 0.325 | 2 | 244 | 27 |  | Fixed | Roof
NJSTRE1545400870 |  | Transition Incentive Program | bridgewater | 8807 | 5 | 6.37 | Residential | No | Behind the Meter | Net-metered residential rooftop and canopy |  | None | Green Power energy | PSE&G | Accepted | 2020-08-07 | 2020-08-10 | 2021-10-30 | solar edge | SE6000H-US | Inverters | 6000 |  | 1 |  |  | 0.97 |  | Outside | next to meter
NJSTRE1545400870 |  | Transition Incentive Program | bridgewater | 8807 | 5 | 6.37 | Residential | No | Behind the Meter | Net-metered residential rooftop and canopy |  | None | Green Power energy | PSE&G | Accepted | 2020-08-07 | 2020-08-10 | 2021-10-30 | Hanwha | Q.PEAK DUO BLK-G6 | Solar Panels |  | 0.335 | 19 | 217 | 34 |  | Fixed | Roof
NJSTRE1545400881 |  | Transition Incentive Program | Tabernacle | 8088 | 13 | 9.6 | Residential | No | Behind the Meter | Net-metered residential rooftop and canopy |  | None | Reliable Power and Solar | AC Electric | Accepted | 2020-08-05 | 2020-08-10 | 2021-10-30 | enphase | IQ7 | Inverters | 240 |  | 30 |  |  | 0.97 |  | Outdoor | roof
NJSTRE1545400881 |  | Transition Incentive Program | Tabernacle | 8088 | 13 | 9.6 | Residential | No | Behind the Meter | Net-metered residential rooftop and canopy |  | None | Reliable Power and Solar | AC Electric | Accepted | 2020-08-05 | 2020-08-10 | 2021-10-30 | trina | tsmdd05 | Solar Panels |  | 0.32 | 30 | 206 | 20 |  | Fixed | Roof | roof
NJSTRE1545400899 |  | Transition Incentive Program | Bellville | 7109 | 9 | 6.12 | Residential | Yes | Behind the Meter | Net-metered residential rooftop and canopy |  | PSEG | Vision Solar LLC | PSE&G | Accepted | 2020-08-05 | 2020-08-10 | 2021-10-30 | ENPHASE | IQ7-60-2-US | Inverters | 0.24 |  | 18 |  |  | 0.96 |  | Other | BEHIND EACH PANEL
NJSTRE1545400899 |  | Transition Incentive Program | Bellville | 7109 | 9 | 6.12 | Residential | Yes | Behind the Meter | Net-metered residential rooftop and canopy |  | PSEG | Vision Solar LLC | PSE&G | Accepted | 2020-08-05 | 2020-08-10 | 2021-10-30 | HANWHA Q-CELLS | Q.PEAK DUO-G6 340 | Solar Panels |  | 0.34 | 18 | 195 | 46 |  | Fixed | Roof
NJSTRE1545400900 |  | Transition Incentive Program | ISELIN | 8830 | 11 | 3.58 | Residential | No | Behind the Meter | Net-metered residential rooftop and canopy |  | None | Infinity Solar Systems | PSE&G | Accepted | 2020-08-05 | 2020-08-10 | 2021-10-30 | ENPHASE | IQ7-60-X-US | Inverters | 240 |  | 11 |  |  | 0.97 |  | Outside | MICROINVERTERS
NJSTRE1545400900 |  | Transition Incentive Program | ISELIN | 8830 | 11 | 3.58 | Residential | No | Behind the Meter | Net-metered residential rooftop and canopy |  | None | Infinity Solar Systems | PSE&G | Accepted | 2020-08-05 | 2020-08-10 | 2021-10-30 | CANADIAN SOLAR | CS1H-325-MS | Solar Panels |  | 0.325 | 11 | 122 | 10 |  | Fixed | Roof
NJSTRE1545403180 |  | Transition Incentive Program | Rumson | 7760 | 17 | 9.18 | Residential | Yes | Behind the Meter | Net-metered residential rooftop and canopy |  | JCPL | Vision Solar LLC | JCP&L | Accepted | 2020-08-05 | 2020-08-10 | 2021-10-30 | ENPHASE | IQ7-60-2-US | Inverters | 0.24 |  | 27 |  |  | 0.96 |  | Other | behind each panel
NJSTRE1545403180 |  | Transition Incentive Program | Rumson | 7760 | 17 | 9.18 | Residential | Yes | Behind the Meter | Net-metered residential rooftop and canopy |  | JCPL | Vision Solar LLC | JCP&L | Accepted | 2020-08-05 | 2020-08-10 | 2021-10-30 | HANWHA Q-CELLS | Q.PEAK DUO-G6 340 | Solar Panels |  | 0.34 | 16 | 239 | 33 |  | Fixed | Roof
NJSTRE1545403180 |  | Transition Incentive Program | Rumson | 7760 | 17 | 9.18 | Residential | Yes | Behind the Meter | Net-metered residential rooftop and canopy |  | JCPL | Vision Solar LLC | JCP&L | Accepted | 2020-08-05 | 2020-08-10 | 2021-10-30 | HANWHA Q-CELLS | Q.PEAK DUO-G6 340 | Solar Panels |  | 0.34 | 11 | 59 | 33 |  | Fixed | Roof
NJSTRE1545403186 |  | Transition Incentive Program | Hillside TWP | 7205 | 10 | 11.11 | Residential | No | Behind the Meter | Net-metered residential rooftop and canopy |  | None | Tesla Energy Operations Inc. | PSE&G | Accepted | 2020-08-05 | 2020-08-10 | 2021-10-30 | Delta | M4-TL-US [240V] | Inverters | 3840 |  | 1 |  |  | 0.975 |  | Outside | OUTSIDE
NJSTRE1545403186 |  | Transition Incentive Program | Hillside TWP | 7205 | 10 | 11.11 | Residential | No | Behind the Meter | Net-metered residential rooftop and canopy |  | None | Tesla Energy Operations Inc. | PSE&G | Accepted | 2020-08-05 | 2020-08-10 | 2021-10-30 | Delta | M8-TL-US [240V] | Inverters | 7680 |  | 1 |  |  | 0.975 |  | Outside | OUTSIDE
NJSTRE1545403186 |  | Transition Incentive Program | Hillside TWP | 7205 | 10 | 11.11 | Residential | No | Behind the Meter | Net-metered residential rooftop and canopy |  | None | Tesla Energy Operations Inc. | PSE&G | Accepted | 2020-08-05 | 2020-08-10 | 2021-10-30 | Tesla | SR60T1 | Solar Panels |  | 0.05847 | 46 | 273 | 34 |  | Fixed | Roof
NJSTRE1545403186 |  | Transition Incentive Program | Hillside TWP | 7205 | 10 | 11.11 | Residential | No | Behind the Meter | Net-metered residential rooftop and canopy |  | None | Tesla Energy Operations Inc. | PSE&G | Accepted | 2020-08-05 | 2020-08-10 | 2021-10-30 | Tesla | SR60T1 | Solar Panels |  | 0.05847 | 77 | 93 | 34 |  | Fixed | Roof
NJSTRE1545403186 |  | Transition Incentive Program | Hillside TWP | 7205 | 10 | 11.11 | Residential | No | Behind the Meter | Net-metered residential rooftop and canopy |  | None | Tesla Energy Operations Inc. | PSE&G | Accepted | 2020-08-05 | 2020-08-10 | 2021-10-30 | Tesla | SR60T1 | Solar Panels |  | 0.05847 | 37 | 3 | 37 |  | Fixed | Roof
NJSTRE1545403186 |  | Transition Incentive Program | Hillside TWP | 7205 | 10 | 11.11 | Residential | No | Behind the Meter | Net-metered residential rooftop and canopy |  | None | Tesla Energy Operations Inc. | PSE&G | Accepted | 2020-08-05 | 2020-08-10 | 2021-10-30 | Tesla | SR60T1 | Solar Panels |  | 0.05847 | 30 | 183 | 37 |  | Fixed | Roof
NJSTRE1545403196 |  | Transition Incentive Program | West Deptford | 8096 | 15 | 6.12 | Residential | Yes | Behind the Meter | Net-metered residential rooftop and canopy |  | PSEG | Vision Solar LLC | PSE&G | Accepted | 2020-08-05 | 2020-08-10 | 2021-10-30 | ENPHASE | IQ7-60-2-US | Inverters | 0.24 |  | 18 |  |  | 0.96 |  | Other | behind each panel
NJSTRE1545403196 |  | Transition Incentive Program | West Deptford | 8096 | 15 | 6.12 | Residential | Yes | Behind the Meter | Net-metered residential rooftop and canopy |  | PSEG | Vision Solar LLC | PSE&G | Accepted | 2020-08-05 | 2020-08-10 | 2021-10-30 | HANWHA Q-CELLS | Q.PEAK DUO-G6 340 | Solar Panels |  | 0.34 | 3 | 343 | 10 |  | Fixed | Roof
NJSTRE1545403196 |  | Transition Incentive Program | West Deptford | 8096 | 15 | 6.12 | Residential | Yes | Behind the Meter | Net-metered residential rooftop and canopy |  | PSEG | Vision Solar LLC | PSE&G | Accepted | 2020-08-05 | 2020-08-10 | 2021-10-30 | HANWHA Q-CELLS | Q.PEAK DUO-G6 340 | Solar Panels |  | 0.34 | 10 | 73 | 15 |  | Fixed | Roof
NJSTRE1545403196 |  | Transition Incentive Program | West Deptford | 8096 | 15 | 6.12 | Residential | Yes | Behind the Meter | Net-metered residential rooftop and canopy |  | PSEG | Vision Solar LLC | PSE&G | Accepted | 2020-08-05 | 2020-08-10 | 2021-10-30 | HANWHA Q-CELLS | Q.PEAK DUO-G6 340 | Solar Panels |  | 0.34 | 1 | 73 | 10 |  | Fixed | Roof
NJSTRE1545403196 |  | Transition Incentive Program | West Deptford | 8096 | 15 | 6.12 | Residential | Yes | Behind the Meter | Net-metered residential rooftop and canopy |  | PSEG | Vision Solar LLC | PSE&G | Accepted | 2020-08-05 | 2020-08-10 | 2021-10-30 | HANWHA Q-CELLS | Q.PEAK DUO-G6 340 | Solar Panels |  | 0.34 | 4 | 253 | 35 |  | Fixed | Roof
NJSTRE1545403205 |  | Transition Incentive Program | Pequannock | 7440 | 3 | 9.86 | Residential | Yes | Behind the Meter | Net-metered residential rooftop and canopy |  | JCPL | Vision Solar LLC | JCP&L | Accepted | 2020-08-05 | 2020-08-10 | 2021-10-30 | ENPHASE | IQ7-60-2-US | Inverters | 0.24 |  | 29 |  |  | 0.96 |  | Other | behind each panel
NJSTRE1545403205 |  | Transition Incentive Program | Pequannock | 7440 | 3 | 9.86 | Residential | Yes | Behind the Meter | Net-metered residential rooftop and canopy |  | JCPL | Vision Solar LLC | JCP&L | Accepted | 2020-08-05 | 2020-08-10 | 2021-10-30 | HANWHA Q-CELLS | Q.PEAK DUO-G6 340 | Solar Panels |  | 0.34 | 10 | 258 | 26 |  | Fixed | Roof
NJSTRE1545403205 |  | Transition Incentive Program | Pequannock | 7440 | 3 | 9.86 | Residential | Yes | Behind the Meter | Net-metered residential rooftop and canopy |  | JCPL | Vision Solar LLC | JCP&L | Accepted | 2020-08-05 | 2020-08-10 | 2021-10-30 | HANWHA Q-CELLS | Q.PEAK DUO-G6 340 | Solar Panels |  | 0.34 | 9 | 78 | 26 |  | Fixed | Roof
NJSTRE1545403205 |  | Transition Incentive Program | Pequannock | 7440 | 3 | 9.86 | Residential | Yes | Behind the Meter | Net-metered residential rooftop and canopy |  | JCPL | Vision Solar LLC | JCP&L | Accepted | 2020-08-05 | 2020-08-10 | 2021-10-30 | HANWHA Q-CELLS | Q.PEAK DUO-G6 340 | Solar Panels |  | 0.34 | 4 | 78 | 20 |  | Fixed | Roof
NJSTRE1545403205 |  | Transition Incentive Program | Pequannock | 7440 | 3 | 9.86 | Residential | Yes | Behind the Meter | Net-metered residential rooftop and canopy |  | JCPL | Vision Solar LLC | JCP&L | Accepted | 2020-08-05 | 2020-08-10 | 2021-10-30 | HANWHA Q-CELLS | Q.PEAK DUO-G6 340 | Solar Panels |  | 0.34 | 6 | 258 | 20 |  | Fixed | Roof
NJSTRE1545403339 |  | Transition Incentive Program | Spotswood | 8884 | 11 | 6.2 | Residential | Yes | Behind the Meter | Net-metered residential rooftop and canopy |  | None | Bright Planet Solar | JCP&L | Accepted | 2020-08-05 | 2020-08-10 | 2021-10-30 | SOLAR EDGE | SE5000H-USRGM | Inverters | 5000 |  | 1 |  |  | 0.98 |  | Outdoor | 0.96
NJSTRE1545403339 |  | Transition Incentive Program | Spotswood | 8884 | 11 | 6.2 | Residential | Yes | Behind the Meter | Net-metered residential rooftop and canopy |  | None | Bright Planet Solar | JCP&L | Accepted | 2020-08-05 | 2020-08-10 | 2021-10-30 | LONGI | LR6-60HPB-310M | Solar Panels |  | 0.31 | 14 | 171 | 18 |  | Fixed | Roof
NJSTRE1545403339 |  | Transition Incentive Program | Spotswood | 8884 | 11 | 6.2 | Residential | Yes | Behind the Meter | Net-metered residential rooftop and canopy |  | None | Bright Planet Solar | JCP&L | Accepted | 2020-08-05 | 2020-08-10 | 2021-10-30 | LONGI | LR6-60HPB-310M | Solar Panels |  | 0.31 | 6 | 171 | 18 |  | Fixed | Roof
NJSTRE1545403342 |  | Transition Incentive Program | Manahawkin | 8050 | 18 | 4.9 | Residential | Yes | Behind the Meter | Net-metered residential rooftop and canopy |  | None | Pro Custom Solar dba Momentum Solar | AC Electric | Accepted | 2020-08-05 | 2020-08-10 | 2021-10-30 | ENphase | IQ7Plus-72-2-US | Inverters | 290 |  | 14 |  |  | 0.97 |  | Outdoor | Roof
NJSTRE1545403342 |  | Transition Incentive Program | Manahawkin | 8050 | 18 | 4.9 | Residential | Yes | Behind the Meter | Net-metered residential rooftop and canopy |  | None | Pro Custom Solar dba Momentum Solar | AC Electric | Accepted | 2020-08-05 | 2020-08-10 | 2021-10-30 | LG ELECTRONICS | LG 350N1C-V5 | Solar Panels |  | 0.35 | 14 | 140 | 32 |  | Fixed | Roof
NJSTRE1545408801 |  | Transition Incentive Program | West Windsor TWP | 8550 | 12 | 11.99 | Residential | No | Behind the Meter | Net-metered residential rooftop and canopy |  | None | Tesla Energy Operations Inc. | PSE&G | Accepted | 2020-08-05 | 2020-08-10 | 2021-10-30 | Tesla | AC Powerrwall 2.0 | Electric Storage Battery |  |  | 2 |  |  |  | Lithium Ion |  | Inside
NJSTRE1545408801 |  | Transition Incentive Program | West Windsor TWP | 8550 | 12 | 11.99 | Residential | No | Behind the Meter | Net-metered residential rooftop and canopy |  | None | Tesla Energy Operations Inc. | PSE&G | Accepted | 2020-08-05 | 2020-08-10 | 2021-10-30 | Delta | M8-TL-US [240V] | Inverters | 7680 |  | 1 |  |  | 0.975 |  | Indoor | Indoor
NJSTRE1545408801 |  | Transition Incentive Program | West Windsor TWP | 8550 | 12 | 11.99 | Residential | No | Behind the Meter | Net-metered residential rooftop and canopy |  | None | Tesla Energy Operations Inc. | PSE&G | Accepted | 2020-08-05 | 2020-08-10 | 2021-10-30 | Delta | M4-TL-US [240V] | Inverters | 3840 |  | 1 |  |  | 0.975 |  | Indoor | Indoor
NJSTRE1545408801 |  | Transition Incentive Program | West Windsor TWP | 8550 | 12 | 11.99 | Residential | No | Behind the Meter | Net-metered residential rooftop and canopy |  | None | Tesla Energy Operations Inc. | PSE&G | Accepted | 2020-08-05 | 2020-08-10 | 2021-10-30 | Tesla | SR60T1 | Solar Panels |  | 0.05847 | 15 | 99 | 28 |  | Fixed | Roof
NJSTRE1545408801 |  | Transition Incentive Program | West Windsor TWP | 8550 | 12 | 11.99 | Residential | No | Behind the Meter | Net-metered residential rooftop and canopy |  | None | Tesla Energy Operations Inc. | PSE&G | Accepted | 2020-08-05 | 2020-08-10 | 2021-10-30 | Tesla | SR60T1 | Solar Panels |  | 0.05847 | 82 | 189 | 30 |  | Fixed | Roof
NJSTRE1545408801 |  | Transition Incentive Program | West Windsor TWP | 8550 | 12 | 11.99 | Residential | No | Behind the Meter | Net-metered residential rooftop and canopy |  | None | Tesla Energy Operations Inc. | PSE&G | Accepted | 2020-08-05 | 2020-08-10 | 2021-10-30 | Tesla | SR60T1 | Solar Panels |  | 0.05847 | 74 | 100 | 26 |  | Fixed | Roof
NJSTRE1545408801 |  | Transition Incentive Program | West Windsor TWP | 8550 | 12 | 11.99 | Residential | No | Behind the Meter | Net-metered residential rooftop and canopy |  | None | Tesla Energy Operations Inc. | PSE&G | Accepted | 2020-08-05 | 2020-08-10 | 2021-10-30 | Tesla | SR60T1 | Solar Panels |  | 0.05847 | 34 | 9 | 30 |  | Fixed | Roof
NJSTRE1545411884 |  | Transition Incentive Program | MOORESTOWN | 8057 | 13 | 10.4 | Residential | Yes | Behind the Meter | Net-metered residential rooftop and canopy |  | None | Suntuity Solar LLC | PSE&G | Accepted | 2020-08-06 | 2020-08-11 | 2021-10-30 | Enphase Energy | IQ7-60-2-US | Inverters | 240 |  | 33 |  |  | 0.97 |  | Outdoor | Behind the PV Modules
NJSTRE1545411884 |  | Transition Incentive Program | MOORESTOWN | 8057 | 13 | 10.4 | Residential | Yes | Behind the Meter | Net-metered residential rooftop and canopy |  | None | Suntuity Solar LLC | PSE&G | Accepted | 2020-08-06 | 2020-08-11 | 2021-10-30 | Longi | LR6-60HPB-315M | Solar Panels |  | 0.315 | 12 | 227 | 26 |  | Fixed | Roof
NJSTRE1545411884 |  | Transition Incentive Program | MOORESTOWN | 8057 | 13 | 10.4 | Residential | Yes | Behind the Meter | Net-metered residential rooftop and canopy |  | None | Suntuity Solar LLC | PSE&G | Accepted | 2020-08-06 | 2020-08-11 | 2021-10-30 | Longi | LR6-60HPB-315M | Solar Panels |  | 0.315 | 21 | 227 | 26 |  | Fixed | Roof
NJSTRE1545411898 |  | Transition Incentive Program | EDGEWATER PARK TWP | 8010 | 13 | 12.6 | Residential | No | Behind the Meter | Net-metered residential rooftop and canopy |  | None | Suntuity Solar LLC | PSE&G | Accepted | 2020-08-06 | 2020-08-11 | 2021-10-30 | Enphase Energy | IQ7-60-2-US | Inverters | 240 |  | 40 |  |  | 0.97 |  | Outdoor | Behind the PV Modules
NJSTRE1545411898 |  | Transition Incentive Program | EDGEWATER PARK TWP | 8010 | 13 | 12.6 | Residential | No | Behind the Meter | Net-metered residential rooftop and canopy |  | None | Suntuity Solar LLC | PSE&G | Accepted | 2020-08-06 | 2020-08-11 | 2021-10-30 | Longi | LR6-60HPB-315M | Solar Panels |  | 0.315 | 4 | 71 | 19 |  | Fixed | Roof
NJSTRE1545411898 |  | Transition Incentive Program | EDGEWATER PARK TWP | 8010 | 13 | 12.6 | Residential | No | Behind the Meter | Net-metered residential rooftop and canopy |  | None | Suntuity Solar LLC | PSE&G | Accepted | 2020-08-06 | 2020-08-11 | 2021-10-30 | Longi | LR6-60HPB-315M | Solar Panels |  | 0.315 | 16 | 71 | 21 |  | Fixed | Roof
NJSTRE1545411898 |  | Transition Incentive Program | EDGEWATER PARK TWP | 8010 | 13 | 12.6 | Residential | No | Behind the Meter | Net-metered residential rooftop and canopy |  | None | Suntuity Solar LLC | PSE&G | Accepted | 2020-08-06 | 2020-08-11 | 2021-10-30 | Longi | LR6-60HPB-315M | Solar Panels |  | 0.315 | 20 | 251 | 21 |  | Fixed | Roof
NJSTRE1545411901 |  | Transition Incentive Program | Elizabeth | 7201 | 10 | 5.4 | Residential | No | Behind the Meter | Net-metered residential rooftop and canopy |  | None | Power Home Remodeling Group | PSE&G | Accepted | 2020-08-06 | 2020-08-11 | 2021-10-30 | SolarEdge | Revenue Grade Data Ansi C12.20 | Meters |  |  | 1 |  |  |  | Yes | Outdoor
NJSTRE1545411901 |  | Transition Incentive Program | Elizabeth | 7201 | 10 | 5.4 | Residential | No | Behind the Meter | Net-metered residential rooftop and canopy |  | None | Power Home Remodeling Group | PSE&G | Accepted | 2020-08-06 | 2020-08-11 | 2021-10-30 | SolarEdge | SE3800H-US | Inverters | 3800 |  | 1 |  |  | 0.99 |  | Outdoor | Near Meter
NJSTRE1545411901 |  | Transition Incentive Program | Elizabeth | 7201 | 10 | 5.4 | Residential | No | Behind the Meter | Net-metered residential rooftop and canopy |  | None | Power Home Remodeling Group | PSE&G | Accepted | 2020-08-06 | 2020-08-11 | 2021-10-30 | Hyundai | HiS-S300RG | Solar Panels |  | 0.3 | 18 | 232 | 27 |  | Fixed | Roof
NJSTRE1545411922 |  | Transition Incentive Program | BLACKWOOD | 8012 | 14 | 5.36 | Residential | Yes | Behind the Meter | Net-metered residential rooftop and canopy |  | None | Suntuity Solar LLC | PSE&G | Accepted | 2020-08-06 | 2020-08-11 | 2021-10-30 | Enphase Energy | IQ7-60-2-US | Inverters | 240 |  | 17 |  |  | 0.97 |  | Outdoor | Behind the PV Modules
NJSTRE1545411922 |  | Transition Incentive Program | BLACKWOOD | 8012 | 14 | 5.36 | Residential | Yes | Behind the Meter | Net-metered residential rooftop and canopy |  | None | Suntuity Solar LLC | PSE&G | Accepted | 2020-08-06 | 2020-08-11 | 2021-10-30 | Longi | LR6-60HPB-315M | Solar Panels |  | 0.315 | 4 | 201 | 27 |  | Fixed | Roof
NJSTRE1545411922 |  | Transition Incentive Program | BLACKWOOD | 8012 | 14 | 5.36 | Residential | Yes | Behind the Meter | Net-metered residential rooftop and canopy |  | None | Suntuity Solar LLC | PSE&G | Accepted | 2020-08-06 | 2020-08-11 | 2021-10-30 | Longi | LR6-60HPB-315M | Solar Panels |  | 0.315 | 13 | 201 | 27 |  | Fixed | Roof
NJSTRE1545411931 |  | Transition Incentive Program | PASSAIC | 7055 | 6 | 9.45 | Residential | No | Behind the Meter | Net-metered residential rooftop and canopy |  | None | Infinity Solar Systems | PSE&G | Accepted | 2020-08-06 | 2020-08-10 | 2021-10-30 | ENPHASE | IQ7PLUS-72-X-US | Inverters | 290 |  | 27 |  |  | 0.97 |  | Outside | MICROINVERTERS
NJSTRE1545411931 |  | Transition Incentive Program | PASSAIC | 7055 | 6 | 9.45 | Residential | No | Behind the Meter | Net-metered residential rooftop and canopy |  | None | Infinity Solar Systems | PSE&G | Accepted | 2020-08-06 | 2020-08-10 | 2021-10-30 | LG | LG350N1C-V5 | Solar Panels |  | 0.35 | 2 | 305 | 50 |  | Fixed | Roof
NJSTRE1545411931 |  | Transition Incentive Program | PASSAIC | 7055 | 6 | 9.45 | Residential | No | Behind the Meter | Net-metered residential rooftop and canopy |  | None | Infinity Solar Systems | PSE&G | Accepted | 2020-08-06 | 2020-08-10 | 2021-10-30 | LG | LG350N1C-V5 | Solar Panels |  | 0.35 | 13 | 215 | 30 |  | Fixed | Roof
NJSTRE1545411931 |  | Transition Incentive Program | PASSAIC | 7055 | 6 | 9.45 | Residential | No | Behind the Meter | Net-metered residential rooftop and canopy |  | None | Infinity Solar Systems | PSE&G | Accepted | 2020-08-06 | 2020-08-10 | 2021-10-30 | LG | LG350N1C-V5 | Solar Panels |  | 0.35 | 10 | 35 | 30 |  | Fixed | Roof
NJSTRE1545411931 |  | Transition Incentive Program | PASSAIC | 7055 | 6 | 9.45 | Residential | No | Behind the Meter | Net-metered residential rooftop and canopy |  | None | Infinity Solar Systems | PSE&G | Accepted | 2020-08-06 | 2020-08-10 | 2021-10-30 | LG | LG350N1C-V5 | Solar Panels |  | 0.35 | 2 | 125 | 50 |  | Fixed | Roof
NJSTRE1545411944 |  | Transition Incentive Program | Trenton | 8610 | 12 | 10.2 | Residential | No | Behind the Meter | Net-metered residential rooftop and canopy |  | PSEG | Vision Solar LLC | PSE&G | Accepted | 2020-08-06 | 2020-08-17 | 2021-10-30 | ENPHASE | IQ7-60-2-US | Inverters | 0.24 |  | 30 |  |  | 0.96 |  | Other | BEHIND EACH PANEL
NJSTRE1545411944 |  | Transition Incentive Program | Trenton | 8610 | 12 | 10.2 | Residential | No | Behind the Meter | Net-metered residential rooftop and canopy |  | PSEG | Vision Solar LLC | PSE&G | Accepted | 2020-08-06 | 2020-08-17 | 2021-10-30 | HANWHA Q-CELLS | Q.PEAK DUO-G6 340 | Solar Panels |  | 0.34 | 6 | 311 | 35 |  | Fixed | Roof
NJSTRE1545411944 |  | Transition Incentive Program | Trenton | 8610 | 12 | 10.2 | Residential | No | Behind the Meter | Net-metered residential rooftop and canopy |  | PSEG | Vision Solar LLC | PSE&G | Accepted | 2020-08-06 | 2020-08-17 | 2021-10-30 | HANWHA Q-CELLS | Q.PEAK DUO-G6 340 | Solar Panels |  | 0.34 | 2 | 221 | 20 |  | Fixed | Roof
NJSTRE1545411944 |  | Transition Incentive Program | Trenton | 8610 | 12 | 10.2 | Residential | No | Behind the Meter | Net-metered residential rooftop and canopy |  | PSEG | Vision Solar LLC | PSE&G | Accepted | 2020-08-06 | 2020-08-17 | 2021-10-30 | HANWHA Q-CELLS | Q.PEAK DUO-G6 340 | Solar Panels |  | 0.34 | 3 | 41 | 18 |  | Fixed | Roof
NJSTRE1545411944 |  | Transition Incentive Program | Trenton | 8610 | 12 | 10.2 | Residential | No | Behind the Meter | Net-metered residential rooftop and canopy |  | PSEG | Vision Solar LLC | PSE&G | Accepted | 2020-08-06 | 2020-08-17 | 2021-10-30 | HANWHA Q-CELLS | Q.PEAK DUO-G6 340 | Solar Panels |  | 0.34 | 6 | 131 | 18 |  | Fixed | Roof
NJSTRE1545411944 |  | Transition Incentive Program | Trenton | 8610 | 12 | 10.2 | Residential | No | Behind the Meter | Net-metered residential rooftop and canopy |  | PSEG | Vision Solar LLC | PSE&G | Accepted | 2020-08-06 | 2020-08-17 | 2021-10-30 | HANWHA Q-CELLS | Q.PEAK DUO-G6 340 | Solar Panels |  | 0.34 | 4 | 41 | 20 |  | Fixed | Roof
NJSTRE1545411944 |  | Transition Incentive Program | Trenton | 8610 | 12 | 10.2 | Residential | No | Behind the Meter | Net-metered residential rooftop and canopy |  | PSEG | Vision Solar LLC | PSE&G | Accepted | 2020-08-06 | 2020-08-17 | 2021-10-30 | HANWHA Q-CELLS | Q.PEAK DUO-G6 340 | Solar Panels |  | 0.34 | 3 | 221 | 18 |  | Fixed | Roof
NJSTRE1545411944 |  | Transition Incentive Program | Trenton | 8610 | 12 | 10.2 | Residential | No | Behind the Meter | Net-metered residential rooftop and canopy |  | PSEG | Vision Solar LLC | PSE&G | Accepted | 2020-08-06 | 2020-08-17 | 2021-10-30 | HANWHA Q-CELLS | Q.PEAK DUO-G6 340 | Solar Panels |  | 0.34 | 6 | 131 | 35 |  | Fixed | Roof
NJSTRE1545411963 |  | Transition Incentive Program | Belleville | 7109 | 9 | 4.41 | Residential | No | Behind the Meter | Net-metered residential rooftop and canopy |  | None | Suntuity Solar LLC | PSE&G | Accepted | 2020-08-06 | 2020-08-10 | 2021-10-30 | Enphase Energy | IQ7-60-2-US | Inverters | 240 |  | 14 |  |  | 0.97 |  | Outdoor | Behind the PV Modules
NJSTRE1545411963 |  | Transition Incentive Program | Belleville | 7109 | 9 | 4.41 | Residential | No | Behind the Meter | Net-metered residential rooftop and canopy |  | None | Suntuity Solar LLC | PSE&G | Accepted | 2020-08-06 | 2020-08-10 | 2021-10-30 | Longi | LR6-60HPB-315M | Solar Panels |  | 0.315 | 6 | 291 | 31 |  | Fixed | Roof
NJSTRE1545411963 |  | Transition Incentive Program | Belleville | 7109 | 9 | 4.41 | Residential | No | Behind the Meter | Net-metered residential rooftop and canopy |  | None | Suntuity Solar LLC | PSE&G | Accepted | 2020-08-06 | 2020-08-10 | 2021-10-30 | Longi | LR6-60HPB-315M | Solar Panels |  | 0.315 | 8 | 111 | 31 |  | Fixed | Roof
NJSTRE1545411970 |  | Transition Incentive Program | Vineland | 8360 | 20 | 4.76 | Residential | Yes | Behind the Meter | Net-metered residential rooftop and canopy |  | None | Vision Solar LLC | Vineland Muni Electric | Accepted | 2020-08-06 | 2020-08-10 | 2021-10-30 | ENPHASE | IQ7-60-2-US | Inverters | 0.24 |  | 14 |  |  | 0.96 |  | Other | BEHIND EACH PANEL
NJSTRE1545411970 |  | Transition Incentive Program | Vineland | 8360 | 20 | 4.76 | Residential | Yes | Behind the Meter | Net-metered residential rooftop and canopy |  | None | Vision Solar LLC | Vineland Muni Electric | Accepted | 2020-08-06 | 2020-08-10 | 2021-10-30 | HANWHA Q-CELLS | Q.PEAK DUO-G6 340 | Solar Panels |  | 0.34 | 4 | 94 | 20 |  | Fixed | Roof
NJSTRE1545411970 |  | Transition Incentive Program | Vineland | 8360 | 20 | 4.76 | Residential | Yes | Behind the Meter | Net-metered residential rooftop and canopy |  | None | Vision Solar LLC | Vineland Muni Electric | Accepted | 2020-08-06 | 2020-08-10 | 2021-10-30 | HANWHA Q-CELLS | Q.PEAK DUO-G6 340 | Solar Panels |  | 0.34 | 10 | 274 | 20 |  | Fixed | Roof
NJSTRE1545411985 |  | Transition Incentive Program | union | 7083 | 10 | 6.62 | Residential | No | Behind the Meter | Net-metered residential rooftop and canopy |  | None | United Solar LLC | PSE&G | Accepted | 2020-08-07 | 2020-08-11 | 2021-10-30 | Ap Systems | Ecu-R | Meters |  |  | 1 |  |  |  | No
NJSTRE1545411985 |  | Transition Incentive Program | union | 7083 | 10 | 6.62 | Residential | No | Behind the Meter | Net-metered residential rooftop and canopy |  | None | United Solar LLC | PSE&G | Accepted | 2020-08-07 | 2020-08-11 | 2021-10-30 | aps | yc600 (240v) | Inverters | 548 |  | 11 |  |  | 0.91 |  | Outdoor | roof
NJSTRE1545411985 |  | Transition Incentive Program | union | 7083 | 10 | 6.62 | Residential | No | Behind the Meter | Net-metered residential rooftop and canopy |  | None | United Solar LLC | PSE&G | Accepted | 2020-08-07 | 2020-08-11 | 2021-10-30 | axitec | ac-315p/156-72s | Solar Panels |  | 0.315 | 21 | 130 | 45 |  | Fixed | Roof
NJSTRE1545411990 |  | Transition Incentive Program | BARNEGAT | 8005 | 18 | 10.73 | Residential | No | Behind the Meter | Net-metered residential rooftop and canopy |  | None | Infinity Solar Systems | JCP&L | Accepted | 2020-08-06 | 2020-08-11 | 2021-10-30 | ENPHASE | IQ7-60-X-US | Inverters | 240 |  | 33 |  |  | 0.97 |  | Outside | MICROINVERTERS
NJSTRE1545411990 |  | Transition Incentive Program | BARNEGAT | 8005 | 18 | 10.73 | Residential | No | Behind the Meter | Net-metered residential rooftop and canopy |  | None | Infinity Solar Systems | JCP&L | Accepted | 2020-08-06 | 2020-08-11 | 2021-10-30 | CANADIAN SOLAR | CS1H-325-MS | Solar Panels |  | 0.325 | 27 | 218 | 15 |  | Fixed | Roof
NJSTRE1545411990 |  | Transition Incentive Program | BARNEGAT | 8005 | 18 | 10.73 | Residential | No | Behind the Meter | Net-metered residential rooftop and canopy |  | None | Infinity Solar Systems | JCP&L | Accepted | 2020-08-06 | 2020-08-11 | 2021-10-30 | CANADIAN SOLAR | CS1H-325-MS | Solar Panels |  | 0.325 | 6 | 38 | 2 |  | Fixed | Roof
NJSTRE1545411993 |  | Transition Incentive Program | Cape May | 8204 | 21 | 9.15 | Residential | Yes | Behind the Meter | Net-metered residential rooftop and canopy |  | None | Sunrun Installation Services, Inc. | AC Electric | Accepted | 2020-08-06 | 2020-08-11 | 2021-10-30 | Enphase Energy | IQ7-60-x-US (240V) | Inverters | 240 |  | 30 |  |  | 0.96 |  | Outdoor | Rooftop
NJSTRE1545411993 |  | Transition Incentive Program | Cape May | 8204 | 21 | 9.15 | Residential | Yes | Behind the Meter | Net-metered residential rooftop and canopy |  | None | Sunrun Installation Services, Inc. | AC Electric | Accepted | 2020-08-06 | 2020-08-11 | 2021-10-30 | LONGi Green Energy Technology Co Ltd | LR6-60HPB-305M | Solar Panels |  | 0.305 | 11 | 357 | 18 |  | Fixed | Roof
NJSTRE1545411993 |  | Transition Incentive Program | Cape May | 8204 | 21 | 9.15 | Residential | Yes | Behind the Meter | Net-metered residential rooftop and canopy |  | None | Sunrun Installation Services, Inc. | AC Electric | Accepted | 2020-08-06 | 2020-08-11 | 2021-10-30 | LONGi Green Energy Technology Co Ltd | LR6-60HPB-305M | Solar Panels |  | 0.305 | 2 | 87 | 19 |  | Fixed | Roof
NJSTRE1545411993 |  | Transition Incentive Program | Cape May | 8204 | 21 | 9.15 | Residential | Yes | Behind the Meter | Net-metered residential rooftop and canopy |  | None | Sunrun Installation Services, Inc. | AC Electric | Accepted | 2020-08-06 | 2020-08-11 | 2021-10-30 | LONGi Green Energy Technology Co Ltd | LR6-60HPB-305M | Solar Panels |  | 0.305 | 15 | 177 | 18 |  | Fixed | Roof
NJSTRE1545411993 |  | Transition Incentive Program | Cape May | 8204 | 21 | 9.15 | Residential | Yes | Behind the Meter | Net-metered residential rooftop and canopy |  | None | Sunrun Installation Services, Inc. | AC Electric | Accepted | 2020-08-06 | 2020-08-11 | 2021-10-30 | LONGi Green Energy Technology Co Ltd | LR6-60HPB-305M | Solar Panels |  | 0.305 | 2 | 267 | 19 |  | Fixed | Roof
NJSTRE1545412009 |  | Transition Incentive Program | Paterson | 7504 | 6 | 55.5 | Commercial | No | Behind the Meter | Net-metered non-residential rooftop and canopy |  | None | Integrity Solar Solutions | PSE&G | Accepted | 2020-08-06 | 2020-08-11 | 2021-10-30 | SolarEdge | SE100kw US 480V | Inverters | 100000 |  | 1 |  |  | 0.98 |  | Outdoor | Outdoors on the side of the building
NJSTRE1545412009 |  | Transition Incentive Program | Paterson | 7504 | 6 | 55.5 | Commercial | No | Behind the Meter | Net-metered non-residential rooftop and canopy |  | None | Integrity Solar Solutions | PSE&G | Accepted | 2020-08-06 | 2020-08-11 | 2021-10-30 | Jinko Solar | JKM370M | Solar Panels |  | 0.37 | 150 | Lanscape | 10 |  | Fixed | Roof
NJSTRE1545412041 |  | Transition Incentive Program | LYNDHURST | 7071 | 7 | 3.58 | Residential | No | Behind the Meter | Net-metered residential rooftop and canopy |  | None | Infinity Solar Systems | PSE&G | Accepted | 2020-08-06 | 2020-08-11 | 2021-10-30 | ENPHASE | IQ7-60-X-US | Inverters | 240 |  | 11 |  |  | 0.97 |  | Outside | MICROINVERTERS
NJSTRE1545412041 |  | Transition Incentive Program | LYNDHURST | 7071 | 7 | 3.58 | Residential | No | Behind the Meter | Net-metered residential rooftop and canopy |  | None | Infinity Solar Systems | PSE&G | Accepted | 2020-08-06 | 2020-08-11 | 2021-10-30 | CANADIAN SOLAR | CS1H-325-MS | Solar Panels |  | 0.325 | 11 | 217 | 20 |  | Fixed | Roof
NJSTRE1545412063 |  | Transition Incentive Program | Bellmawr | 8031 | 14 | 11.9 | Residential | No | Behind the Meter | Net-metered residential rooftop and canopy |  | PSEG | Vision Solar LLC | PSE&G | Accepted | 2020-08-06 | 2020-08-11 | 2021-10-30 | ENPHASE | IQ7-60-2-US | Inverters | 0.24 |  | 35 |  |  | 0.96 |  | Other | BEHIND EACH PANEL
NJSTRE1545412063 |  | Transition Incentive Program | Bellmawr | 8031 | 14 | 11.9 | Residential | No | Behind the Meter | Net-metered residential rooftop and canopy |  | PSEG | Vision Solar LLC | PSE&G | Accepted | 2020-08-06 | 2020-08-11 | 2021-10-30 | HANWHA Q-CELLS | Q.PEAK DUO-G6 340 | Solar Panels |  | 0.34 | 11 | 159 | 20 |  | Fixed | Roof
NJSTRE1545412063 |  | Transition Incentive Program | Bellmawr | 8031 | 14 | 11.9 | Residential | No | Behind the Meter | Net-metered residential rooftop and canopy |  | PSEG | Vision Solar LLC | PSE&G | Accepted | 2020-08-06 | 2020-08-11 | 2021-10-30 | HANWHA Q-CELLS | Q.PEAK DUO-G6 340 | Solar Panels |  | 0.34 | 10 | 339 | 20 |  | Fixed | Roof
NJSTRE1545412063 |  | Transition Incentive Program | Bellmawr | 8031 | 14 | 11.9 | Residential | No | Behind the Meter | Net-metered residential rooftop and canopy |  | PSEG | Vision Solar LLC | PSE&G | Accepted | 2020-08-06 | 2020-08-11 | 2021-10-30 | HANWHA Q-CELLS | Q.PEAK DUO-G6 340 | Solar Panels |  | 0.34 | 8 | 339 | 20 |  | Fixed | Roof
NJSTRE1545412063 |  | Transition Incentive Program | Bellmawr | 8031 | 14 | 11.9 | Residential | No | Behind the Meter | Net-metered residential rooftop and canopy |  | PSEG | Vision Solar LLC | PSE&G | Accepted | 2020-08-06 | 2020-08-11 | 2021-10-30 | HANWHA Q-CELLS | Q.PEAK DUO-G6 340 | Solar Panels |  | 0.34 | 4 | 159 | 20 |  | Fixed | Roof
NJSTRE1545412063 |  | Transition Incentive Program | Bellmawr | 8031 | 14 | 11.9 | Residential | No | Behind the Meter | Net-metered residential rooftop and canopy |  | PSEG | Vision Solar LLC | PSE&G | Accepted | 2020-08-06 | 2020-08-11 | 2021-10-30 | HANWHA Q-CELLS | Q.PEAK DUO-G6 340 | Solar Panels |  | 0.34 | 2 | 159 | 20 |  | Fixed | Roof
NJSTRE1545412074 |  | Transition Incentive Program | Elizabeth | 7201 | 10 | 5.12 | Residential | No | Behind the Meter | Net-metered residential rooftop and canopy |  | None | Solar Spectrum LLC | PSE&G | Accepted | 2020-08-06 | 2020-08-11 | 2021-10-30 | Solar Edge Technologies | SE3800H-US | Inverters | 16 |  | 1 |  |  | 0.99 |  | Outside | Outside near meter
NJSTRE1545412074 |  | Transition Incentive Program | Elizabeth | 7201 | 10 | 5.12 | Residential | No | Behind the Meter | Net-metered residential rooftop and canopy |  | None | Solar Spectrum LLC | PSE&G | Accepted | 2020-08-06 | 2020-08-11 | 2021-10-30 | Q Cells | Q.PEAK-DUO-G7-320 | Solar Panels |  | 0.32 | 16 | 209 | 23 |  | Fixed | Roof
NJSTRE1545412081 |  | Transition Incentive Program | LYNDHURST | 7071 | 7 | 6.5 | Residential | No | Behind the Meter | Net-metered residential rooftop and canopy |  | None | Infinity Solar Systems | PSE&G | Accepted | 2020-08-06 | 2020-08-11 | 2021-10-30 | ENPHASE | IQ7-60-X-US | Inverters | 240 |  | 20 |  |  | 0.97 |  | Outside | MICROINVERTERS
NJSTRE1545412081 |  | Transition Incentive Program | LYNDHURST | 7071 | 7 | 6.5 | Residential | No | Behind the Meter | Net-metered residential rooftop and canopy |  | None | Infinity Solar Systems | PSE&G | Accepted | 2020-08-06 | 2020-08-11 | 2021-10-30 | CANADIAN SOLAR | CS1H-325-MS | Solar Panels |  | 0.325 | 11 | 217 | 20 |  | Fixed | Roof
NJSTRE1545412081 |  | Transition Incentive Program | LYNDHURST | 7071 | 7 | 6.5 | Residential | No | Behind the Meter | Net-metered residential rooftop and canopy |  | None | Infinity Solar Systems | PSE&G | Accepted | 2020-08-06 | 2020-08-11 | 2021-10-30 | CANADIAN SOLAR | CS1H-325-MS | Solar Panels |  | 0.325 | 4 | 127 | 25 |  | Fixed | Roof
NJSTRE1545412081 |  | Transition Incentive Program | LYNDHURST | 7071 | 7 | 6.5 | Residential | No | Behind the Meter | Net-metered residential rooftop and canopy |  | None | Infinity Solar Systems | PSE&G | Accepted | 2020-08-06 | 2020-08-11 | 2021-10-30 | CANADIAN SOLAR | CS1H-325-MS | Solar Panels |  | 0.325 | 5 | 37 | 20 |  | Fixed | Roof
NJSTRE1545412096 |  | Transition Incentive Program | Jackson | 8527 | 18 | 6 | Residential | No | Behind the Meter | Net-metered residential rooftop and canopy |  | None | Power Home Remodeling Group | JCP&L | Accepted | 2020-08-06 | 2020-08-11 | 2021-10-30 | SolarEdge | Revenue Grade Data Ansi C12.20 | Meters |  |  | 1 |  |  |  | Yes | Outdoor
NJSTRE1545412096 |  | Transition Incentive Program | Jackson | 8527 | 18 | 6 | Residential | No | Behind the Meter | Net-metered residential rooftop and canopy |  | None | Power Home Remodeling Group | JCP&L | Accepted | 2020-08-06 | 2020-08-11 | 2021-10-30 | SolarEdge | SE5000H-US | Inverters | 5000 |  | 1 |  |  | 0.99 |  | Outdoor | Near meter
NJSTRE1545412096 |  | Transition Incentive Program | Jackson | 8527 | 18 | 6 | Residential | No | Behind the Meter | Net-metered residential rooftop and canopy |  | None | Power Home Remodeling Group | JCP&L | Accepted | 2020-08-06 | 2020-08-11 | 2021-10-30 | Hyundai | HiS-S300RG | Solar Panels |  | 0.3 | 10 | 186 | 42 |  | Fixed | Roof
NJSTRE1545412096 |  | Transition Incentive Program | Jackson | 8527 | 18 | 6 | Residential | No | Behind the Meter | Net-metered residential rooftop and canopy |  | None | Power Home Remodeling Group | JCP&L | Accepted | 2020-08-06 | 2020-08-11 | 2021-10-30 | Hyundai | HiS-S300RG | Solar Panels |  | 0.3 | 10 | 186 | 40 |  | Fixed | Roof
NJSTRE1545412328 |  | Transition Incentive Program | Lindenwold | 8021 | 14 | 15.3 | Residential | Yes | Behind the Meter | Net-metered residential rooftop and canopy |  | ACE | Vision Solar LLC | AC Electric | Accepted | 2020-08-06 | 2020-08-11 | 2021-10-30 | ENPHASE | IQ7-60-2-US | Inverters | 0.24 |  | 45 |  |  | 0.96 |  | Other | behind each panel
NJSTRE1545412328 |  | Transition Incentive Program | Lindenwold | 8021 | 14 | 15.3 | Residential | Yes | Behind the Meter | Net-metered residential rooftop and canopy |  | ACE | Vision Solar LLC | AC Electric | Accepted | 2020-08-06 | 2020-08-11 | 2021-10-30 | HANWHA Q-CELLS | Q.PEAK DUO-G6 340 | Solar Panels |  | 0.34 | 22 | 261 | 17 |  | Fixed | Roof
NJSTRE1545412328 |  | Transition Incentive Program | Lindenwold | 8021 | 14 | 15.3 | Residential | Yes | Behind the Meter | Net-metered residential rooftop and canopy |  | ACE | Vision Solar LLC | AC Electric | Accepted | 2020-08-06 | 2020-08-11 | 2021-10-30 | HANWHA Q-CELLS | Q.PEAK DUO-G6 340 | Solar Panels |  | 0.34 | 2 | 171 | 22 |  | Fixed | Roof
NJSTRE1545412328 |  | Transition Incentive Program | Lindenwold | 8021 | 14 | 15.3 | Residential | Yes | Behind the Meter | Net-metered residential rooftop and canopy |  | ACE | Vision Solar LLC | AC Electric | Accepted | 2020-08-06 | 2020-08-11 | 2021-10-30 | HANWHA Q-CELLS | Q.PEAK DUO-G6 340 | Solar Panels |  | 0.34 | 21 | 81 | 17 |  | Fixed | Roof
NJSTRE1545412384 |  | Transition Incentive Program | Branchburg | 8876 | 5 | 16.1 | Residential | Yes | Behind the Meter | Net-metered residential rooftop and canopy |  | None | Pro Custom Solar dba Momentum Solar | JCP&L | Accepted | 2020-08-06 | 2020-08-11 | 2021-10-30 | Enphase | IQ7PLUS-72-2-US | Inverters | 290 |  | 46 |  |  | 0.97 |  | Outdoor | Roof
NJSTRE1545412384 |  | Transition Incentive Program | Branchburg | 8876 | 5 | 16.1 | Residential | Yes | Behind the Meter | Net-metered residential rooftop and canopy |  | None | Pro Custom Solar dba Momentum Solar | JCP&L | Accepted | 2020-08-06 | 2020-08-11 | 2021-10-30 | LG | LG 350N1C-V5 | Solar Panels |  | 0.35 | 4 | 117 | 27 |  | Fixed | Roof
NJSTRE1545412384 |  | Transition Incentive Program | Branchburg | 8876 | 5 | 16.1 | Residential | Yes | Behind the Meter | Net-metered residential rooftop and canopy |  | None | Pro Custom Solar dba Momentum Solar | JCP&L | Accepted | 2020-08-06 | 2020-08-11 | 2021-10-30 | LG | LG 350N1C-V5 | Solar Panels |  | 0.35 | 18 | 116 | 32 |  | Fixed | Roof
NJSTRE1545412384 |  | Transition Incentive Program | Branchburg | 8876 | 5 | 16.1 | Residential | Yes | Behind the Meter | Net-metered residential rooftop and canopy |  | None | Pro Custom Solar dba Momentum Solar | JCP&L | Accepted | 2020-08-06 | 2020-08-11 | 2021-10-30 | LG | LG 350N1C-V5 | Solar Panels |  | 0.35 | 15 | 296 | 32 |  | Fixed | Roof
NJSTRE1545412384 |  | Transition Incentive Program | Branchburg | 8876 | 5 | 16.1 | Residential | Yes | Behind the Meter | Net-metered residential rooftop and canopy |  | None | Pro Custom Solar dba Momentum Solar | JCP&L | Accepted | 2020-08-06 | 2020-08-11 | 2021-10-30 | LG | LG 350N1C-V5 | Solar Panels |  | 0.35 | 9 | 206 | 31 |  | Fixed | Roof
NJSTRE1545412404 |  | Transition Incentive Program | Westwood | 7675 | 7 | 8.5 | Residential | Yes | Behind the Meter | Net-metered residential rooftop and canopy |  | PSEG | Vision Solar LLC | PSE&G | Accepted | 2020-08-06 | 2020-08-11 | 2021-10-30 | ENPHASE | IQ7-60-2-US | Inverters | 0.24 |  | 25 |  |  | 0.96 |  | Other | behind each panel
NJSTRE1545412404 |  | Transition Incentive Program | Westwood | 7675 | 7 | 8.5 | Residential | Yes | Behind the Meter | Net-metered residential rooftop and canopy |  | PSEG | Vision Solar LLC | PSE&G | Accepted | 2020-08-06 | 2020-08-11 | 2021-10-30 | HANWHA Q-CELLS | Q.PEAK DUO-G6 340 | Solar Panels |  | 0.34 | 25 | 196 | 25 |  | Fixed | Roof
NJSTRE1545412444 |  | Transition Incentive Program | Atlantic City | 8401 | 19 | 9.18 | Residential | Yes | Behind the Meter | Net-metered residential rooftop and canopy |  | ACE | Vision Solar LLC | AC Electric | Accepted | 2020-08-06 | 2020-08-11 | 2021-10-30 | ENPHASE | IQ7-60-2-US | Inverters | 0.24 |  | 27 |  |  | 0.96 |  | Other | behind each panel
NJSTRE1545412444 |  | Transition Incentive Program | Atlantic City | 8401 | 19 | 9.18 | Residential | Yes | Behind the Meter | Net-metered residential rooftop and canopy |  | ACE | Vision Solar LLC | AC Electric | Accepted | 2020-08-06 | 2020-08-11 | 2021-10-30 | HANWHA Q-CELLS | Q.PEAK DUO-G6 340 | Solar Panels |  | 0.34 | 12 | 243 | 25 |  | Fixed | Roof
NJSTRE1545412444 |  | Transition Incentive Program | Atlantic City | 8401 | 19 | 9.18 | Residential | Yes | Behind the Meter | Net-metered residential rooftop and canopy |  | ACE | Vision Solar LLC | AC Electric | Accepted | 2020-08-06 | 2020-08-11 | 2021-10-30 | HANWHA Q-CELLS | Q.PEAK DUO-G6 340 | Solar Panels |  | 0.34 | 8 | 243 | 25 |  | Fixed | Roof
NJSTRE1545412444 |  | Transition Incentive Program | Atlantic City | 8401 | 19 | 9.18 | Residential | Yes | Behind the Meter | Net-metered residential rooftop and canopy |  | ACE | Vision Solar LLC | AC Electric | Accepted | 2020-08-06 | 2020-08-11 | 2021-10-30 | HANWHA Q-CELLS | Q.PEAK DUO-G6 340 | Solar Panels |  | 0.34 | 1 | 63 | 25 |  | Fixed | Roof
NJSTRE1545412444 |  | Transition Incentive Program | Atlantic City | 8401 | 19 | 9.18 | Residential | Yes | Behind the Meter | Net-metered residential rooftop and canopy |  | ACE | Vision Solar LLC | AC Electric | Accepted | 2020-08-06 | 2020-08-11 | 2021-10-30 | HANWHA Q-CELLS | Q.PEAK DUO-G6 340 | Solar Panels |  | 0.34 | 6 | 63 | 25 |  | Fixed | Roof
NJSTRE1545412450 |  | Transition Incentive Program | Blackwood | 8012 | 14 | 4.76 | Residential | Yes | Behind the Meter | Net-metered residential rooftop and canopy |  | None | Trinity Solar | AC Electric | Accepted | 2020-08-06 | 2020-08-11 | 2021-10-30 | Solar Edge | SE3800 | Inverters | 3800 |  | 1 |  |  | 0.97 |  | Outside | side of home
NJSTRE1545412450 |  | Transition Incentive Program | Blackwood | 8012 | 14 | 4.76 | Residential | Yes | Behind the Meter | Net-metered residential rooftop and canopy |  | None | Trinity Solar | AC Electric | Accepted | 2020-08-06 | 2020-08-11 | 2021-10-30 | Hanwha | Q.PEAK DUO BLK-G6 340 | Solar Panels |  | 0.34 | 14 | 108 | 23 |  | Fixed | Roof
NJSTRE1545412465 |  | Transition Incentive Program | PITTSGROVE | 8318 | 16 | 6.3 | Residential | Yes | Behind the Meter | Net-metered residential rooftop and canopy |  | None | Pro Custom Solar dba Momentum Solar | AC Electric | Accepted | 2020-08-06 | 2020-08-11 | 2021-10-30 | Enphase | IQ7PLUS-72-2-US | Inverters | 290 |  | 18 |  |  | 0.97 |  | Outdoor | Roof
NJSTRE1545412465 |  | Transition Incentive Program | PITTSGROVE | 8318 | 16 | 6.3 | Residential | Yes | Behind the Meter | Net-metered residential rooftop and canopy |  | None | Pro Custom Solar dba Momentum Solar | AC Electric | Accepted | 2020-08-06 | 2020-08-11 | 2021-10-30 | LG | LG 350N1C-V5 | Solar Panels |  | 0.35 | 18 | 175 | 19 |  | Fixed | Roof
NJSTRE1545412469 |  | Transition Incentive Program | Phillipsburg | 8865 | 2 | 7.68 | Residential | No | Behind the Meter | Net-metered residential rooftop and canopy |  | None | Whitman Construction, LLC | JCP&L | Accepted | 2020-08-06 | 2020-08-11 | 2021-10-30 | enphase energy | iq7-60-2-us | Inverters | 240 |  | 24 |  |  | 0.975 |  | Outdoor | microinverters located under modules
NJSTRE1545412469 |  | Transition Incentive Program | Phillipsburg | 8865 | 2 | 7.68 | Residential | No | Behind the Meter | Net-metered residential rooftop and canopy |  | None | Whitman Construction, LLC | JCP&L | Accepted | 2020-08-06 | 2020-08-11 | 2021-10-30 | trina | tsm 320dd05h.05 | Solar Panels |  | 0.32 | 2 | 183 | 38 |  | Fixed | Roof
NJSTRE1545412469 |  | Transition Incentive Program | Phillipsburg | 8865 | 2 | 7.68 | Residential | No | Behind the Meter | Net-metered residential rooftop and canopy |  | None | Whitman Construction, LLC | JCP&L | Accepted | 2020-08-06 | 2020-08-11 | 2021-10-30 | trina | tsm 320dd05h.05 | Solar Panels |  | 0.32 | 18 | 93 | 33 |  | Fixed | Roof
NJSTRE1545412469 |  | Transition Incentive Program | Phillipsburg | 8865 | 2 | 7.68 | Residential | No | Behind the Meter | Net-metered residential rooftop and canopy |  | None | Whitman Construction, LLC | JCP&L | Accepted | 2020-08-06 | 2020-08-11 | 2021-10-30 | trina | tsm 320dd05h.05 | Solar Panels |  | 0.32 | 4 | 273 | 33 |  | Fixed | Roof
NJSTRE1545412471 |  | Transition Incentive Program | CMCH | 8210 | 21 | 8.64 | Residential | Yes | Behind the Meter | Net-metered residential rooftop and canopy |  | None | All Season Solar | AC Electric | Accepted | 2020-08-06 | 2020-08-11 | 2021-10-30 | Enphase | IQ7 | Inverters | 240 |  | 27 |  |  | 0.97 |  | Outdoor | under module
NJSTRE1545412471 |  | Transition Incentive Program | CMCH | 8210 | 21 | 8.64 | Residential | Yes | Behind the Meter | Net-metered residential rooftop and canopy |  | None | All Season Solar | AC Electric | Accepted | 2020-08-06 | 2020-08-11 | 2021-10-30 | Trina | TSMDD06M.05II | Solar Panels |  | 0.32 | 27 | 122 | 33 |  | Fixed | Roof
NJSTRE1545412482 |  | Transition Incentive Program | Irvington | 7111 | 9 | 8.32 | Residential | No | Behind the Meter | Net-metered residential rooftop and canopy |  | None | Solar Spectrum LLC | PSE&G | Accepted | 2020-08-06 | 2020-08-11 | 2021-10-30 | Solar Edge Technologies | SE7600H-US | Inverters | 32 |  | 1 |  |  | 0.99 |  | Outdoor | Outside near meter
NJSTRE1545412482 |  | Transition Incentive Program | Irvington | 7111 | 9 | 8.32 | Residential | No | Behind the Meter | Net-metered residential rooftop and canopy |  | None | Solar Spectrum LLC | PSE&G | Accepted | 2020-08-06 | 2020-08-11 | 2021-10-30 | Q Cells | Q.PEAK.DUO-G7-320 | Solar Panels |  | 0.32 | 8 | 300 | 35 |  | Fixed | Roof
NJSTRE1545412482 |  | Transition Incentive Program | Irvington | 7111 | 9 | 8.32 | Residential | No | Behind the Meter | Net-metered residential rooftop and canopy |  | None | Solar Spectrum LLC | PSE&G | Accepted | 2020-08-06 | 2020-08-11 | 2021-10-30 | Q Cells | Q.PEAK-DUO-G7-320 | Solar Panels |  | 0.32 | 18 | 120 | 35 |  | Fixed | Roof
NJSTRE1545412493 |  | Transition Incentive Program | Vineland | 8360 | 20 | 6.8 | Residential | Yes | Behind the Meter | Net-metered residential rooftop and canopy |  | None | Vision Solar LLC | Vineland Muni Electric | Accepted | 2020-08-06 | 2020-08-11 | 2021-10-30 | ENPHASE | IQ7-60-2-US | Inverters | 0.24 |  | 20 |  |  | 0.96 |  | Other | behind each panel
NJSTRE1545412493 |  | Transition Incentive Program | Vineland | 8360 | 20 | 6.8 | Residential | Yes | Behind the Meter | Net-metered residential rooftop and canopy |  | None | Vision Solar LLC | Vineland Muni Electric | Accepted | 2020-08-06 | 2020-08-11 | 2021-10-30 | HANWHA Q-CELLS | Q.PEAK DUO-G6 340 | Solar Panels |  | 0.34 | 1 | 274 | 20 |  | Fixed | Roof
NJSTRE1545412493 |  | Transition Incentive Program | Vineland | 8360 | 20 | 6.8 | Residential | Yes | Behind the Meter | Net-metered residential rooftop and canopy |  | None | Vision Solar LLC | Vineland Muni Electric | Accepted | 2020-08-06 | 2020-08-11 | 2021-10-30 | HANWHA Q-CELLS | Q.PEAK DUO-G6 340 | Solar Panels |  | 0.34 | 9 | 4 | 39 |  | Fixed | Roof
NJSTRE1545412493 |  | Transition Incentive Program | Vineland | 8360 | 20 | 6.8 | Residential | Yes | Behind the Meter | Net-metered residential rooftop and canopy |  | None | Vision Solar LLC | Vineland Muni Electric | Accepted | 2020-08-06 | 2020-08-11 | 2021-10-30 | HANWHA Q-CELLS | Q.PEAK DUO-G6 340 | Solar Panels |  | 0.34 | 9 | 184 | 39 |  | Fixed | Roof
NJSTRE1545412493 |  | Transition Incentive Program | Vineland | 8360 | 20 | 6.8 | Residential | Yes | Behind the Meter | Net-metered residential rooftop and canopy |  | None | Vision Solar LLC | Vineland Muni Electric | Accepted | 2020-08-06 | 2020-08-11 | 2021-10-30 | HANWHA Q-CELLS | Q.PEAK DUO-G6 340 | Solar Panels |  | 0.34 | 1 | 96 | 20 |  | Fixed | Roof
NJSTRE1545412501 |  | Transition Incentive Program | new milford | 7646 | 7 | 15.36 | Residential | No | Behind the Meter | Net-metered residential rooftop and canopy |  | None |  | PSE&G | Accepted | 2020-08-10 | 2020-08-11 | 2021-10-30 | ap systems | ecu-r | Meters |  |  | 1 |  |  |  | No
NJSTRE1545412501 |  | Transition Incentive Program | new milford | 7646 | 7 | 15.36 | Residential | No | Behind the Meter | Net-metered residential rooftop and canopy |  | None |  | PSE&G | Accepted | 2020-08-10 | 2020-08-11 | 2021-10-30 | APS | YC600 | Inverters | 548 |  | 24 |  |  | 0.965 |  | Outdoor | roof
NJSTRE1545412501 |  | Transition Incentive Program | new milford | 7646 | 7 | 15.36 | Residential | No | Behind the Meter | Net-metered residential rooftop and canopy |  | None |  | PSE&G | Accepted | 2020-08-10 | 2020-08-11 | 2021-10-30 | Axitec | AC-320P/156-72S | Solar Panels |  | 0.32 | 48 | 272 | 25 |  | Fixed | Roof
NJSTRE1545412944 |  | Transition Incentive Program | Bergenfield | 7621 | 7 | 7.13 | Residential | No | Behind the Meter | Net-metered residential rooftop and canopy |  | None | UnitedSolar LLC | PSE&G | Accepted | 2020-08-07 | 2020-08-11 | 2021-10-30 | ap systems | ecu-r | Meters |  |  | 1 |  |  |  | No | Outdoor
NJSTRE1545412944 |  | Transition Incentive Program | Bergenfield | 7621 | 7 | 7.13 | Residential | No | Behind the Meter | Net-metered residential rooftop and canopy |  | None | UnitedSolar LLC | PSE&G | Accepted | 2020-08-07 | 2020-08-11 | 2021-10-30 | aps | yc600 | Inverters | 240 |  | 12 |  |  | 0.965 |  | Outdoor | roof
NJSTRE1545412944 |  | Transition Incentive Program | Bergenfield | 7621 | 7 | 7.13 | Residential | No | Behind the Meter | Net-metered residential rooftop and canopy |  | None | UnitedSolar LLC | PSE&G | Accepted | 2020-08-07 | 2020-08-11 | 2021-10-30 | axitec | ac-310m/156-60s | Solar Panels |  | 0.31 | 23 | 175 | 34 |  | Fixed | Roof
NJSTRE1545412945 |  | Transition Incentive Program | Hamilton | 8690 | 12 | 7.48 | Residential | Yes | Behind the Meter | Net-metered residential rooftop and canopy |  | None | Trinity Solar | PSE&G | Accepted | 2020-08-06 | 2020-08-11 | 2021-10-30 | Solar Edge | SE6000 | Inverters | 6000 |  | 1 |  |  | 0.97 |  | Outside | side of home
NJSTRE1545412945 |  | Transition Incentive Program | Hamilton | 8690 | 12 | 7.48 | Residential | Yes | Behind the Meter | Net-metered residential rooftop and canopy |  | None | Trinity Solar | PSE&G | Accepted | 2020-08-06 | 2020-08-11 | 2021-10-30 | Hanwha | Q.PEAK DUO BLK-G6 340 | Solar Panels |  | 0.34 | 22 | 90 | 18 |  | Fixed | Roof
NJSTRE1545412948 |  | Transition Incentive Program | Neptune City | 7753 | 17 | 5.03 | Residential | Yes | Behind the Meter | Net-metered residential rooftop and canopy |  | JCPL | Vision Solar LLC | JCP&L | Accepted | 2020-08-06 | 2020-08-11 | 2021-10-30 | ENPHASE | IQ7-60-2-US | Inverters | 0.24 |  | 15 |  |  | 0.96 |  | Other | behind each panel
NJSTRE1545412948 |  | Transition Incentive Program | Neptune City | 7753 | 17 | 5.03 | Residential | Yes | Behind the Meter | Net-metered residential rooftop and canopy |  | JCPL | Vision Solar LLC | JCP&L | Accepted | 2020-08-06 | 2020-08-11 | 2021-10-30 | HANWHA Q-CELLS | Q.PEAK DUO-G6 335 | Solar Panels |  | 0.335 | 7 | 120 | 18 |  | Fixed | Roof
NJSTRE1545412948 |  | Transition Incentive Program | Neptune City | 7753 | 17 | 5.03 | Residential | Yes | Behind the Meter | Net-metered residential rooftop and canopy |  | JCPL | Vision Solar LLC | JCP&L | Accepted | 2020-08-06 | 2020-08-11 | 2021-10-30 | HANWHA Q-CELLS | Q.PEAK DUO-G6 335 | Solar Panels |  | 0.335 | 8 | 120 | 27 |  | Fixed | Roof
NJSTRE1545412975 |  | Transition Incentive Program | Lawrence Twp | 8648 | 12 | 11.06 | Residential | No | Behind the Meter | Net-metered residential rooftop and canopy |  | None | Green Power Energy | PSE&G | Accepted | 2020-08-07 | 2020-08-12 | 2021-10-30 | enphase energy | IQ7PLUS-72-2-US | Inverters | 290 |  | 33 |  |  | 0.975 |  | Outside | next to meter
NJSTRE1545412975 |  | Transition Incentive Program | Lawrence Twp | 8648 | 12 | 11.06 | Residential | No | Behind the Meter | Net-metered residential rooftop and canopy |  | None | Green Power Energy | PSE&G | Accepted | 2020-08-07 | 2020-08-12 | 2021-10-30 | hanwha | Q.PEAK DUO BLK-G6 | Solar Panels |  | 0.335 | 2 | 149 | 10 |  | Fixed | Roof
NJSTRE1545412975 |  | Transition Incentive Program | Lawrence Twp | 8648 | 12 | 11.06 | Residential | No | Behind the Meter | Net-metered residential rooftop and canopy |  | None | Green Power Energy | PSE&G | Accepted | 2020-08-07 | 2020-08-12 | 2021-10-30 | hanwha | Q.PEAK DUO BLK-G6 | Solar Panels |  | 0.335 | 14 | 134 | 14 |  | Fixed | Roof
NJSTRE1545412975 |  | Transition Incentive Program | Lawrence Twp | 8648 | 12 | 11.06 | Residential | No | Behind the Meter | Net-metered residential rooftop and canopy |  | None | Green Power Energy | PSE&G | Accepted | 2020-08-07 | 2020-08-12 | 2021-10-30 | hanwha | Q.PEAK DUO BLK-G6 | Solar Panels |  | 0.335 | 17 | 136 | 18 |  | Fixed | Roof
NJSTRE1545413013 |  | Transition Incentive Program | Clifton City | 7013 | 6 | 6.12 | Residential | No | Behind the Meter | Net-metered residential rooftop and canopy |  | None | Tesla Energy Operations Inc. | PSE&G | Accepted | 2020-08-06 | 2020-08-11 | 2021-10-30 | Tesla | AC Powerwall 2.0 | Electric Storage Battery |  |  | 2 |  |  |  | Lithium Ion |  | Outside
NJSTRE1545413013 |  | Transition Incentive Program | Clifton City | 7013 | 6 | 6.12 | Residential | No | Behind the Meter | Net-metered residential rooftop and canopy |  | None | Tesla Energy Operations Inc. | PSE&G | Accepted | 2020-08-06 | 2020-08-11 | 2021-10-30 | SolarEdge Technologies | SE7600H-US [240V] | Inverters | 7600 |  | 1 |  |  | 0.99 |  | Outside | Outside
NJSTRE1545413013 |  | Transition Incentive Program | Clifton City | 7013 | 6 | 6.12 | Residential | No | Behind the Meter | Net-metered residential rooftop and canopy |  | None | Tesla Energy Operations Inc. | PSE&G | Accepted | 2020-08-06 | 2020-08-11 | 2021-10-30 | Hanwha Q-Cells | Q.Peak DUO BLK-G6+/SC340 | Solar Panels |  | 0.34 | 18 | 113 | 23 |  | Fixed | Roof
NJSTRE1545413058 |  | Transition Incentive Program | Williamstown | 8094 | 15 | 6.9 | Residential | Yes | Behind the Meter | Net-metered residential rooftop and canopy |  | None | Sunrun Installation Services, Inc. | AC Electric | Accepted | 2020-08-06 | 2020-08-11 | 2021-10-30 | Enphase Energy | IQ7PLUS-72-x-US (240V) | Inverters | 290 |  | 20 |  |  | 0.96 |  | Outdoor | Rooftop
NJSTRE1545413058 |  | Transition Incentive Program | Williamstown | 8094 | 15 | 6.9 | Residential | Yes | Behind the Meter | Net-metered residential rooftop and canopy |  | None | Sunrun Installation Services, Inc. | AC Electric | Accepted | 2020-08-06 | 2020-08-11 | 2021-10-30 | LG Electronics | LG345N1C-V5 | Solar Panels |  | 0.345 | 10 | 139 | 27 |  | Fixed | Roof
NJSTRE1545413058 |  | Transition Incentive Program | Williamstown | 8094 | 15 | 6.9 | Residential | Yes | Behind the Meter | Net-metered residential rooftop and canopy |  | None | Sunrun Installation Services, Inc. | AC Electric | Accepted | 2020-08-06 | 2020-08-11 | 2021-10-30 | LG Electronics | LG345N1C-V5 | Solar Panels |  | 0.345 | 6 | 319 | 27 |  | Fixed | Roof
NJSTRE1545413058 |  | Transition Incentive Program | Williamstown | 8094 | 15 | 6.9 | Residential | Yes | Behind the Meter | Net-metered residential rooftop and canopy |  | None | Sunrun Installation Services, Inc. | AC Electric | Accepted | 2020-08-06 | 2020-08-11 | 2021-10-30 | LG Electronics | LG345N1C-V5 | Solar Panels |  | 0.345 | 4 | 139 | 18 |  | Fixed | Roof
NJSTRE1545413084 |  | Transition Incentive Program | SURF CITY | 8008 | 18 | 7.63 | Residential | Yes | Behind the Meter | Net-metered residential rooftop and canopy |  | None | Sunrun Installation Services, Inc. | AC Electric | Accepted | 2020-08-06 | 2020-08-11 | 2021-10-30 | Enphase Energy | IQ7-60-x-US (240V) | Inverters | 240 |  | 25 |  |  | 0.96 |  | Outdoor | Rooftop
NJSTRE1545413084 |  | Transition Incentive Program | SURF CITY | 8008 | 18 | 7.63 | Residential | Yes | Behind the Meter | Net-metered residential rooftop and canopy |  | None | Sunrun Installation Services, Inc. | AC Electric | Accepted | 2020-08-06 | 2020-08-11 | 2021-10-30 | LONGi Green Energy Technology Co Ltd | LR6-60HPB-305M | Solar Panels |  | 0.305 | 8 | 213 | 27 |  | Fixed | Roof
NJSTRE1545413084 |  | Transition Incentive Program | SURF CITY | 8008 | 18 | 7.63 | Residential | Yes | Behind the Meter | Net-metered residential rooftop and canopy |  | None | Sunrun Installation Services, Inc. | AC Electric | Accepted | 2020-08-06 | 2020-08-11 | 2021-10-30 | LONGi Green Energy Technology Co Ltd | LR6-60HPB-305M | Solar Panels |  | 0.305 | 17 | 33 | 27 |  | Fixed | Roof
NJSTRE1545413220 |  | Transition Incentive Program | Totowa | 7512 | 6 | 20.3 | Residential | Yes | Behind the Meter | Net-metered residential rooftop and canopy |  | None | SunPower Capital, LLC | PSE&G | Final As-Built Received | 2020-08-06 | 2020-08-11 |  | SunPower | SPR-X21-350-BLK-D-AC | Solar Panels |  | 0.35 | 9 | 197 | 40 |  | Fixed | Roof
NJSTRE1545413220 |  | Transition Incentive Program | Totowa | 7512 | 6 | 20.3 | Residential | Yes | Behind the Meter | Net-metered residential rooftop and canopy |  | None | SunPower Capital, LLC | PSE&G | Final As-Built Received | 2020-08-06 | 2020-08-11 |  | SunPower | SPR-X21-350-BLK-D-AC | Solar Panels |  | 0.35 | 26 | 198 | 40 |  | Fixed | Roof
NJSTRE1545413220 |  | Transition Incentive Program | Totowa | 7512 | 6 | 20.3 | Residential | Yes | Behind the Meter | Net-metered residential rooftop and canopy |  | None | SunPower Capital, LLC | PSE&G | Final As-Built Received | 2020-08-06 | 2020-08-11 |  | SunPower | SPR-X21-350-BLK-D-AC | Solar Panels |  | 0.35 | 7 | 288 | 40 |  | Fixed | Roof
NJSTRE1545413220 |  | Transition Incentive Program | Totowa | 7512 | 6 | 20.3 | Residential | Yes | Behind the Meter | Net-metered residential rooftop and canopy |  | None | SunPower Capital, LLC | PSE&G | Final As-Built Received | 2020-08-06 | 2020-08-11 |  | SunPower | SPR-X21-350-BLK-D-AC | Solar Panels |  | 0.35 | 11 | 287 | 40 |  | Fixed | Roof
NJSTRE1545413220 |  | Transition Incentive Program | Totowa | 7512 | 6 | 20.3 | Residential | Yes | Behind the Meter | Net-metered residential rooftop and canopy |  | None | SunPower Capital, LLC | PSE&G | Final As-Built Received | 2020-08-06 | 2020-08-11 |  | SunPower | SPR-X21-350-BLK-D-AC | Solar Panels |  | 0.35 | 5 | 197 | 40 |  | Fixed | Roof
NJSTRE1545413220 |  | Transition Incentive Program | Totowa | 7512 | 6 | 20.3 | Residential | Yes | Behind the Meter | Net-metered residential rooftop and canopy |  | None | SunPower Capital, LLC | PSE&G | Final As-Built Received | 2020-08-06 | 2020-08-11 |  | SunPower | SPR-X21-350-BLK-D-AC | Inverters | 320 |  | 58 |  |  | 0.96 |  | Other | under each panel
NJSTRE1545413220 |  | Transition Incentive Program | Totowa | 7512 | 6 | 20.3 | Residential | Yes | Behind the Meter | Net-metered residential rooftop and canopy |  | None | SunPower Capital, LLC | PSE&G | Final As-Built Received | 2020-08-06 | 2020-08-11 |  | SunPower | PVS5 | Meters |  |  | 1 |  |  |  | Yes | Outdoor
NJSTRE1545416692 |  | Transition Incentive Program | Hamilton Township | 8610 | 12 | 8.83 | Residential | No | Behind the Meter | Net-metered residential rooftop and canopy |  | None | SunPower Corporation, Systems | PSE&G | Accepted | 2020-08-09 | 2020-08-12 | 2021-10-30 | SunPower | SPR-E20-327-E-AC | Inverters | 320 |  | 27 |  |  | 0.96 |  | Other | under each panel
NJSTRE1545416692 |  | Transition Incentive Program | Hamilton Township | 8610 | 12 | 8.83 | Residential | No | Behind the Meter | Net-metered residential rooftop and canopy |  | None | SunPower Corporation, Systems | PSE&G | Accepted | 2020-08-09 | 2020-08-12 | 2021-10-30 | SunPower | SPR-E20-327-E-AC | Solar Panels |  | 0.327 | 27 | 127 | 28 |  | Fixed | Roof
NJSTRE1545416696 |  | Transition Incentive Program | Teaneck | 7666 | 7 | 6.21 | Residential | Yes | Behind the Meter | Net-metered residential rooftop and canopy |  | None | SunPower Corporation, Systems | PSE&G | Accepted | 2020-08-09 | 2020-08-11 | 2021-10-30 | SunPower | SPR-E20-327-E-AC | Inverters | 320 |  | 19 |  |  | 0.96 |  | Other | under each panel
NJSTRE1545416696 |  | Transition Incentive Program | Teaneck | 7666 | 7 | 6.21 | Residential | Yes | Behind the Meter | Net-metered residential rooftop and canopy |  | None | SunPower Corporation, Systems | PSE&G | Accepted | 2020-08-09 | 2020-08-11 | 2021-10-30 | SunPower | SPR-E20-327-E-AC | Solar Panels |  | 0.327 | 3 | 115 | 40 |  | Fixed | Roof
NJSTRE1545416696 |  | Transition Incentive Program | Teaneck | 7666 | 7 | 6.21 | Residential | Yes | Behind the Meter | Net-metered residential rooftop and canopy |  | None | SunPower Corporation, Systems | PSE&G | Accepted | 2020-08-09 | 2020-08-11 | 2021-10-30 | SunPower | SPR-E20-327-E-AC | Solar Panels |  | 0.327 | 2 | 25 | 27 |  | Fixed | Roof
NJSTRE1545416696 |  | Transition Incentive Program | Teaneck | 7666 | 7 | 6.21 | Residential | Yes | Behind the Meter | Net-metered residential rooftop and canopy |  | None | SunPower Corporation, Systems | PSE&G | Accepted | 2020-08-09 | 2020-08-11 | 2021-10-30 | SunPower | SPR-E20-327-E-AC | Solar Panels |  | 0.327 | 2 | 295 | 40 |  | Fixed | Roof
NJSTRE1545416696 |  | Transition Incentive Program | Teaneck | 7666 | 7 | 6.21 | Residential | Yes | Behind the Meter | Net-metered residential rooftop and canopy |  | None | SunPower Corporation, Systems | PSE&G | Accepted | 2020-08-09 | 2020-08-11 | 2021-10-30 | SunPower | SPR-E20-327-E-AC | Solar Panels |  | 0.327 | 12 | 25 | 30 |  | Fixed | Roof
NJSTRE1545416697 |  | Transition Incentive Program | Evesham | 8053 | 13 | 5.04 | Residential | Yes | Behind the Meter | Net-metered residential rooftop and canopy |  | None | Suntuity Solar LLC | PSE&G | Accepted | 2020-08-07 | 2020-08-11 | 2021-10-30 | Enphase Energy | IQ7-60-2-US | Inverters | 240 |  | 16 |  |  | 0.97 |  | Outdoor | Behind the PV Modules
NJSTRE1545416697 |  | Transition Incentive Program | Evesham | 8053 | 13 | 5.04 | Residential | Yes | Behind the Meter | Net-metered residential rooftop and canopy |  | None | Suntuity Solar LLC | PSE&G | Accepted | 2020-08-07 | 2020-08-11 | 2021-10-30 | Longi | LR6-60HPB-315M | Solar Panels |  | 0.315 | 12 | 135 | 27 |  | Fixed | Roof
NJSTRE1545416697 |  | Transition Incentive Program | Evesham | 8053 | 13 | 5.04 | Residential | Yes | Behind the Meter | Net-metered residential rooftop and canopy |  | None | Suntuity Solar LLC | PSE&G | Accepted | 2020-08-07 | 2020-08-11 | 2021-10-30 | Longi | LR6-60HPB-315M | Solar Panels |  | 0.315 | 4 | 225 | 27 |  | Fixed | Roof
NJSTRE1545416698 |  | Transition Incentive Program | Somerdale | 8083 | 14 | 7.56 | Residential | No | Behind the Meter | Net-metered residential rooftop and canopy |  | None | Suntuity Solar LLC | PSE&G | Accepted | 2020-08-07 | 2020-08-12 | 2021-10-30 | Enphase Energy | IQ7-60-2-US | Inverters | 240 |  | 24 |  |  | 0.97 |  | Outdoor | Behind the PV Modules
NJSTRE1545416698 |  | Transition Incentive Program | Somerdale | 8083 | 14 | 7.56 | Residential | No | Behind the Meter | Net-metered residential rooftop and canopy |  | None | Suntuity Solar LLC | PSE&G | Accepted | 2020-08-07 | 2020-08-12 | 2021-10-30 | Longi | LR6-60HPB-315M | Solar Panels |  | 0.315 | 11 | 181 | 24 |  | Fixed | Roof
NJSTRE1545416698 |  | Transition Incentive Program | Somerdale | 8083 | 14 | 7.56 | Residential | No | Behind the Meter | Net-metered residential rooftop and canopy |  | None | Suntuity Solar LLC | PSE&G | Accepted | 2020-08-07 | 2020-08-12 | 2021-10-30 | Longi | LR6-60HPB-315M | Solar Panels |  | 0.315 | 13 | 181 | 24 |  | Fixed | Roof
NJSTRE1545416700 |  | Transition Incentive Program | Glassboro | 8028 | 15 | 6.62 | Residential | No | Behind the Meter | Net-metered residential rooftop and canopy |  | None | Suntuity Solar LLC | AC Electric | Accepted | 2020-08-07 | 2020-08-11 | 2021-10-30 | Enphase Energy | IQ7-60-2-US | Inverters | 240 |  | 21 |  |  | 0.97 |  | Outdoor | Behind the PV Modules
NJSTRE1545416700 |  | Transition Incentive Program | Glassboro | 8028 | 15 | 6.62 | Residential | No | Behind the Meter | Net-metered residential rooftop and canopy |  | None | Suntuity Solar LLC | AC Electric | Accepted | 2020-08-07 | 2020-08-11 | 2021-10-30 | Longi | LR6-60HPB-315M | Solar Panels |  | 0.315 | 11 | 61 | 28 |  | Fixed | Roof
NJSTRE1545416700 |  | Transition Incentive Program | Glassboro | 8028 | 15 | 6.62 | Residential | No | Behind the Meter | Net-metered residential rooftop and canopy |  | None | Suntuity Solar LLC | AC Electric | Accepted | 2020-08-07 | 2020-08-11 | 2021-10-30 | Longi | LR6-60HPB-315M | Solar Panels |  | 0.315 | 2 | 61 | 28 |  | Fixed | Roof
NJSTRE1545416700 |  | Transition Incentive Program | Glassboro | 8028 | 15 | 6.62 | Residential | No | Behind the Meter | Net-metered residential rooftop and canopy |  | None | Suntuity Solar LLC | AC Electric | Accepted | 2020-08-07 | 2020-08-11 | 2021-10-30 | Longi | LR6-60HPB-315M | Solar Panels |  | 0.315 | 8 | 241 | 28 |  | Fixed | Roof
NJSTRE1545416754 |  | Transition Incentive Program | Browns Mills | 8015 | 13 | 6.72 | Residential | No | Behind the Meter | Net-metered residential rooftop and canopy |  | None | Solar Spectrum LLC | JCP&L | Accepted | 2020-08-07 | 2020-08-11 | 2021-10-30 | Solar Edge Technologies | SE5000H-US | Inverters | 21 |  | 1 |  |  | 0.99 |  | Outdoor | Outside near meter
NJSTRE1545416754 |  | Transition Incentive Program | Browns Mills | 8015 | 13 | 6.72 | Residential | No | Behind the Meter | Net-metered residential rooftop and canopy |  | None | Solar Spectrum LLC | JCP&L | Accepted | 2020-08-07 | 2020-08-11 | 2021-10-30 | Q Cells | Q.PEAK-DUO-G7-320 | Solar Panels |  | 0.32 | 21 | 180 | 24 |  | Fixed | Roof
NJSTRE1545416759 |  | Transition Incentive Program | Bayonne | 7002 | 8 | 5.44 | Residential | Yes | Behind the Meter | Net-metered residential rooftop and canopy |  | None | Vision Solar LLC | PSE&G | Accepted | 2020-08-07 | 2020-08-18 | 2021-10-30 | ENPHASE | IQ7-60-2-US | Inverters | 0.24 |  | 16 |  |  | 0.96 |  | Other | behind each panel
NJSTRE1545416759 |  | Transition Incentive Program | Bayonne | 7002 | 8 | 5.44 | Residential | Yes | Behind the Meter | Net-metered residential rooftop and canopy |  | None | Vision Solar LLC | PSE&G | Accepted | 2020-08-07 | 2020-08-18 | 2021-10-30 | HANWHA Q-CELLS | Q.PEAK DUO-G6 340 | Solar Panels |  | 0.34 | 16 | 124 | 42 |  | Fixed | Roof
NJSTRE1545416794 |  | Transition Incentive Program | Vineland | 8361 | 20 | 3.06 | Residential | Yes | Behind the Meter | Net-metered residential ground mount |  | None | Vision Solar LLC | Vineland Muni Electric | Accepted | 2020-08-07 | 2020-08-11 | 2021-10-30 | ENPHASE | IQ7-60-2-US | Inverters | 0.24 |  | 9 |  |  | 0.96 |  | Other | behind each panel
NJSTRE1545416794 |  | Transition Incentive Program | Vineland | 8361 | 20 | 3.06 | Residential | Yes | Behind the Meter | Net-metered residential ground mount |  | None | Vision Solar LLC | Vineland Muni Electric | Accepted | 2020-08-07 | 2020-08-11 | 2021-10-30 | HANWHA Q-CELLS | Q.PEAK DUO-G6 340 | Solar Panels |  | 0.34 | 9 | 182 | 30 |  | Fixed | Ground
NJSTRE1545416847 |  | Transition Incentive Program | Princeton | 8540 | 12 | 6.41 | Residential | Yes | Behind the Meter | Net-metered residential rooftop and canopy |  | None | Sunrun Installation Services, Inc. | PSE&G | Accepted | 2020-08-07 | 2020-08-11 | 2021-10-30 | Tesla | Powerwall 2 AC | Electric Storage Battery |  |  | 1 |  |  |  | Lithium Ion |  | outside
NJSTRE1545416847 |  | Transition Incentive Program | Princeton | 8540 | 12 | 6.41 | Residential | Yes | Behind the Meter | Net-metered residential rooftop and canopy |  | None | Sunrun Installation Services, Inc. | PSE&G | Accepted | 2020-08-07 | 2020-08-11 | 2021-10-30 | Enphase Energy | IQ7-60-x-US (240V) | Inverters | 240 |  | 21 |  |  | 0.96 |  | Outdoor | Rooftop
NJSTRE1545416847 |  | Transition Incentive Program | Princeton | 8540 | 12 | 6.41 | Residential | Yes | Behind the Meter | Net-metered residential rooftop and canopy |  | None | Sunrun Installation Services, Inc. | PSE&G | Accepted | 2020-08-07 | 2020-08-11 | 2021-10-30 | LONGi Green Energy Technology Co Ltd | LR6-60HPB-305M | Solar Panels |  | 0.305 | 21 | 238 | 27 |  | Fixed | Roof
NJSTRE1545416858 |  | Transition Incentive Program | Salem | 8079 | 16 | 17.6 | Residential | Yes | Behind the Meter | Net-metered residential rooftop and canopy |  | ACE2 | RCL Enterprises Inc. | AC Electric | Accepted | 2020-08-07 | 2020-08-11 | 2021-10-30 | Itron | CL200 | Meters |  |  | 1 |  |  |  | Yes | Outdoor
NJSTRE1545416858 |  | Transition Incentive Program | Salem | 8079 | 16 | 17.6 | Residential | Yes | Behind the Meter | Net-metered residential rooftop and canopy |  | ACE2 | RCL Enterprises Inc. | AC Electric | Accepted | 2020-08-07 | 2020-08-11 | 2021-10-30 | Enphase | IQ7 | Inverters | 240 |  | 55 |  |  | 0.96 |  | Outdoor | under panels
NJSTRE1545416858 |  | Transition Incentive Program | Salem | 8079 | 16 | 17.6 | Residential | Yes | Behind the Meter | Net-metered residential rooftop and canopy |  | ACE2 | RCL Enterprises Inc. | AC Electric | Accepted | 2020-08-07 | 2020-08-11 | 2021-10-30 | Trina Solar | TSM-320DD06M | Solar Panels |  | 0.32 | 55 | 162 | 15 |  | Fixed | Roof
NJSTRE1545416917 |  | Transition Incentive Program | Harrison Town | 7029 | 8 | 6.82 | Residential | Yes | Behind the Meter | Net-metered residential rooftop and canopy |  | None | Bright Planet Solar | PSE&G | Accepted | 2020-08-07 | 2020-08-12 | 2021-10-30 | SOLAR EDGE | SE6000H-USRGM | Inverters | 6000 |  | 1 |  |  | 0.98 |  | Outdoor | OUTSIDE
NJSTRE1545416917 |  | Transition Incentive Program | Harrison Town | 7029 | 8 | 6.82 | Residential | Yes | Behind the Meter | Net-metered residential rooftop and canopy |  | None | Bright Planet Solar | PSE&G | Accepted | 2020-08-07 | 2020-08-12 | 2021-10-30 | LONGI | LR6-60HPB-310M | Solar Panels |  | 0.31 | 11 | 79 | 18 |  | Fixed | Roof
NJSTRE1545416917 |  | Transition Incentive Program | Harrison Town | 7029 | 8 | 6.82 | Residential | Yes | Behind the Meter | Net-metered residential rooftop and canopy |  | None | Bright Planet Solar | PSE&G | Accepted | 2020-08-07 | 2020-08-12 | 2021-10-30 | LONGI | LR6-60HPB-310M | Solar Panels |  | 0.31 | 2 | 169 | 18 |  | Fixed | Roof
NJSTRE1545416917 |  | Transition Incentive Program | Harrison Town | 7029 | 8 | 6.82 | Residential | Yes | Behind the Meter | Net-metered residential rooftop and canopy |  | None | Bright Planet Solar | PSE&G | Accepted | 2020-08-07 | 2020-08-12 | 2021-10-30 | LONGI | LR6-60HPB-310M | Solar Panels |  | 0.31 | 9 | 258 | 18 |  | Fixed | Roof
NJSTRE1545417911 |  | Transition Incentive Program | Point Pleasant Beach | 8742 | 18 | 7.77 | Residential | No | Behind the Meter | Net-metered residential rooftop and canopy |  | None | Whitman Construction, LLC | JCP&L | Accepted | 2020-08-07 | 2020-08-12 | 2021-10-30 | enphase | IQ7Plus-72-2-US | Inverters | 240 |  | 21 |  |  | 0.975 |  | Outdoor | microinverters located under modules
NJSTRE1545417911 |  | Transition Incentive Program | Point Pleasant Beach | 8742 | 18 | 7.77 | Residential | No | Behind the Meter | Net-metered residential rooftop and canopy |  | None | Whitman Construction, LLC | JCP&L | Accepted | 2020-08-07 | 2020-08-12 | 2021-10-30 | solaria power | XT 370R-PD | Solar Panels |  | 0.37 | 21 | 180 | 14 |  | Fixed | Roof
NJSTRE1545419290 |  | Transition Incentive Program | South Brunswick TWP | 8852 | 11 | 11.56 | Residential | No | Behind the Meter | Net-metered residential rooftop and canopy |  | None | Tesla Energy Operations Inc. | PSE&G | Accepted | 2020-08-07 | 2020-08-12 | 2021-10-30 | Tesla | AC Powerwall 2.0 | Electric Storage Battery |  |  | 2 |  |  |  | Lithium Ion |  | Inside
NJSTRE1545419290 |  | Transition Incentive Program | South Brunswick TWP | 8852 | 11 | 11.56 | Residential | No | Behind the Meter | Net-metered residential rooftop and canopy |  | None | Tesla Energy Operations Inc. | PSE&G | Accepted | 2020-08-07 | 2020-08-12 | 2021-10-30 | SolarEdge Technologies | SE10000H-US [240V] | Inverters | 10000 |  | 1 |  |  | 0.99 |  | Indoor | Inside
NJSTRE1545419290 |  | Transition Incentive Program | South Brunswick TWP | 8852 | 11 | 11.56 | Residential | No | Behind the Meter | Net-metered residential rooftop and canopy |  | None | Tesla Energy Operations Inc. | PSE&G | Accepted | 2020-08-07 | 2020-08-12 | 2021-10-30 | Hanwha Q-CELLS | Q.Peak DUO BLK-G6+ 340 | Solar Panels |  | 0.34 | 15 | 271 | 35 |  | Fixed | Roof
NJSTRE1545419290 |  | Transition Incentive Program | South Brunswick TWP | 8852 | 11 | 11.56 | Residential | No | Behind the Meter | Net-metered residential rooftop and canopy |  | None | Tesla Energy Operations Inc. | PSE&G | Accepted | 2020-08-07 | 2020-08-12 | 2021-10-30 | Hanwha Q-CELLS | Q.Peak DUO BLK-G6+ 340 | Solar Panels |  | 0.34 | 19 | 181 | 28 |  | Fixed | Roof
NJSTRE1545419838 |  | Transition Incentive Program | High Bridge | 7012 | 6 | 7.82 | Residential | Yes | Behind the Meter | Net-metered residential rooftop and canopy |  | None | Vision Solar LLC | JCP&L | Accepted | 2020-08-07 | 2020-08-12 | 2021-10-30 | ENPHASE | IQ7-60-2-US | Inverters | 0.24 |  | 23 |  |  | 0.96 |  | Other | behind each panel
NJSTRE1545419838 |  | Transition Incentive Program | High Bridge | 7012 | 6 | 7.82 | Residential | Yes | Behind the Meter | Net-metered residential rooftop and canopy |  | None | Vision Solar LLC | JCP&L | Accepted | 2020-08-07 | 2020-08-12 | 2021-10-30 | HANWHA Q-CELLS | Q.PEAK DUO-G6 340 | Solar Panels |  | 0.34 | 12 | 107 | 27 |  | Fixed | Roof
NJSTRE1545419838 |  | Transition Incentive Program | High Bridge | 7012 | 6 | 7.82 | Residential | Yes | Behind the Meter | Net-metered residential rooftop and canopy |  | None | Vision Solar LLC | JCP&L | Accepted | 2020-08-07 | 2020-08-12 | 2021-10-30 | HANWHA Q-CELLS | Q.PEAK DUO-G6 340 | Solar Panels |  | 0.34 | 11 | 107 | 20 |  | Fixed | Roof
NJSTRE1545419855 |  | Transition Incentive Program | Hamilton | 8610 | 12 | 5.44 | Residential | Yes | Behind the Meter | Net-metered residential rooftop and canopy |  | None | Vision Solar LLC | PSE&G | Accepted | 2020-08-07 | 2020-08-12 | 2021-10-30 | ENPHASE | IQ7-60-2-US | Inverters | 0.24 |  | 16 |  |  | 0.96 |  | Other | behind each panel
NJSTRE1545419855 |  | Transition Incentive Program | Hamilton | 8610 | 12 | 5.44 | Residential | Yes | Behind the Meter | Net-metered residential rooftop and canopy |  | None | Vision Solar LLC | PSE&G | Accepted | 2020-08-07 | 2020-08-12 | 2021-10-30 | HANWHA Q-CELLS | Q.PEAK DUO-G6 340 | Solar Panels |  | 0.34 | 7 | 102 | 20 |  | Fixed | Roof
NJSTRE1545419855 |  | Transition Incentive Program | Hamilton | 8610 | 12 | 5.44 | Residential | Yes | Behind the Meter | Net-metered residential rooftop and canopy |  | None | Vision Solar LLC | PSE&G | Accepted | 2020-08-07 | 2020-08-12 | 2021-10-30 | HANWHA Q-CELLS | Q.PEAK DUO-G6 340 | Solar Panels |  | 0.34 | 9 | 282 | 20 |  | Fixed | Roof
NJSTRE1545419866 |  | Transition Incentive Program | Forked river | 8731 | 18 | 7.14 | Residential | Yes | Behind the Meter | Net-metered residential rooftop and canopy |  | None | Vision Solar LLC | JCP&L | Accepted | 2020-08-07 | 2020-08-12 | 2021-10-30 | ENPHASE | IQ7-60-2-US | Inverters | 0.24 |  | 21 |  |  | 0.96 |  | Other | behind each panel
NJSTRE1545419866 |  | Transition Incentive Program | Forked river | 8731 | 18 | 7.14 | Residential | Yes | Behind the Meter | Net-metered residential rooftop and canopy |  | None | Vision Solar LLC | JCP&L | Accepted | 2020-08-07 | 2020-08-12 | 2021-10-30 | HANWHA Q-CELLS | Q.PEAK DUO-G6 340 | Solar Panels |  | 0.34 | 21 | 141 | 26 |  | Fixed | Roof
NJSTRE1545419886 |  | Transition Incentive Program | Somers Point | 8244 | 19 | 11.52 | Residential | Yes | Behind the Meter | Net-metered residential rooftop and canopy |  | None | All Season Solar | AC Electric | Accepted | 2020-08-07 | 2020-08-12 | 2021-10-30 | Enphase | IQ7 | Inverters | 240 |  | 36 |  |  | 0.97 |  | Outdoor | under module
NJSTRE1545419886 |  | Transition Incentive Program | Somers Point | 8244 | 19 | 11.52 | Residential | Yes | Behind the Meter | Net-metered residential rooftop and canopy |  | None | All Season Solar | AC Electric | Accepted | 2020-08-07 | 2020-08-12 | 2021-10-30 | Trina | TSMDD06M.05II | Solar Panels |  | 0.32 | 13 | 205 | 28 |  | Fixed | Roof
NJSTRE1545419886 |  | Transition Incentive Program | Somers Point | 8244 | 19 | 11.52 | Residential | Yes | Behind the Meter | Net-metered residential rooftop and canopy |  | None | All Season Solar | AC Electric | Accepted | 2020-08-07 | 2020-08-12 | 2021-10-30 | Trina | TSMDD06M.05II | Solar Panels |  | 0.32 | 12 | 115 | 20 |  | Fixed | Roof
NJSTRE1545419886 |  | Transition Incentive Program | Somers Point | 8244 | 19 | 11.52 | Residential | Yes | Behind the Meter | Net-metered residential rooftop and canopy |  | None | All Season Solar | AC Electric | Accepted | 2020-08-07 | 2020-08-12 | 2021-10-30 | Trina | TSMDD06M.05II | Solar Panels |  | 0.32 | 11 | 205 | 18 |  | Fixed | Roof
NJSTRE1545419887 |  | Transition Incentive Program | cape may | 8210 | 21 | 4.76 | Residential | Yes | Behind the Meter | Net-metered residential rooftop and canopy |  | None | Vision Solar LLC | AC Electric | Accepted | 2020-08-07 | 2020-08-12 | 2021-10-30 | ENPHASE | IQ7-60-2-US | Inverters | 0.24 |  | 14 |  |  | 0.96 |  | Other | behind each panel
NJSTRE1545419887 |  | Transition Incentive Program | cape may | 8210 | 21 | 4.76 | Residential | Yes | Behind the Meter | Net-metered residential rooftop and canopy |  | None | Vision Solar LLC | AC Electric | Accepted | 2020-08-07 | 2020-08-12 | 2021-10-30 | HANWHA Q-CELLS | Q.PEAK DUO-G6 340 | Solar Panels |  | 0.34 | 6 | 117 | 9 |  | Fixed | Roof
NJSTRE1545419887 |  | Transition Incentive Program | cape may | 8210 | 21 | 4.76 | Residential | Yes | Behind the Meter | Net-metered residential rooftop and canopy |  | None | Vision Solar LLC | AC Electric | Accepted | 2020-08-07 | 2020-08-12 | 2021-10-30 | HANWHA Q-CELLS | Q.PEAK DUO-G6 340 | Solar Panels |  | 0.34 | 4 | 207 | 39 |  | Fixed | Roof
NJSTRE1545419887 |  | Transition Incentive Program | cape may | 8210 | 21 | 4.76 | Residential | Yes | Behind the Meter | Net-metered residential rooftop and canopy |  | None | Vision Solar LLC | AC Electric | Accepted | 2020-08-07 | 2020-08-12 | 2021-10-30 | HANWHA Q-CELLS | Q.PEAK DUO-G6 340 | Solar Panels |  | 0.34 | 4 | 27 | 39 |  | Fixed | Roof
NJSTRE1545419902 |  | Transition Incentive Program | Clifton | 7013 | 6 | 20.88 | Residential | No | Behind the Meter | Net-metered residential rooftop and canopy |  | None | Greeb Power Energy | PSE&G | Accepted | 2020-08-07 | 2020-08-12 | 2021-10-30 | Solar Edge | SE10000H-US | Inverters | 10000 |  | 2 |  |  | 0.97 |  | Outside | next to meter
NJSTRE1545419902 |  | Transition Incentive Program | Clifton | 7013 | 6 | 20.88 | Residential | No | Behind the Meter | Net-metered residential rooftop and canopy |  | None | Greeb Power Energy | PSE&G | Accepted | 2020-08-07 | 2020-08-12 | 2021-10-30 | LG Electronics | LG360Q1C-V5 | Solar Panels |  | 0.36 | 47 | 111 | 17 |  | Fixed | Roof
NJSTRE1545419902 |  | Transition Incentive Program | Clifton | 7013 | 6 | 20.88 | Residential | No | Behind the Meter | Net-metered residential rooftop and canopy |  | None | Greeb Power Energy | PSE&G | Accepted | 2020-08-07 | 2020-08-12 | 2021-10-30 | LG Electronics | LG360Q1C-V5 | Solar Panels |  | 0.36 | 11 | 201 | 30 |  | Fixed | Roof
NJSTRE1545419917 |  | Transition Incentive Program | ┬áPaterson City | 7502 | 6 | 6.54 | Residential | Yes | Behind the Meter | Net-metered residential rooftop and canopy |  | None | Seabright Solar | PSE&G | Accepted | 2020-08-07 | 2020-08-12 | 2021-10-30 | Sunpower | SPR-E20-327 | Inverters | 0.32 |  | 20 |  |  | 0.99 |  | Outside | Roof
NJSTRE1545419917 |  | Transition Incentive Program | ┬áPaterson City | 7502 | 6 | 6.54 | Residential | Yes | Behind the Meter | Net-metered residential rooftop and canopy |  | None | Seabright Solar | PSE&G | Accepted | 2020-08-07 | 2020-08-12 | 2021-10-30 | Sunpower | SPR-E20-327 | Solar Panels |  | 0.327 | 14 | 139 | 30 |  | Fixed | Roof
NJSTRE1545419917 |  | Transition Incentive Program | ┬áPaterson City | 7502 | 6 | 6.54 | Residential | Yes | Behind the Meter | Net-metered residential rooftop and canopy |  | None | Seabright Solar | PSE&G | Accepted | 2020-08-07 | 2020-08-12 | 2021-10-30 | Sunpower | SPR-E20-327 | Solar Panels |  | 0.327 | 6 | 229 | 14 |  | Fixed | Roof
NJSTRE1545419918 |  | Transition Incentive Program | Jersey City | 7307 | 8 | 11.59 | Residential | Yes | Behind the Meter | Net-metered residential rooftop and canopy |  | None | Bright Planet Solar | PSE&G | Accepted | 2020-08-07 | 2020-08-12 | 2021-10-30 | SOLAR EDGE | SE10000H-USRGM | Inverters | 10000 |  | 1 |  |  | 0.98 |  | Outdoor | 0.8
NJSTRE1545419918 |  | Transition Incentive Program | Jersey City | 7307 | 8 | 11.59 | Residential | Yes | Behind the Meter | Net-metered residential rooftop and canopy |  | None | Bright Planet Solar | PSE&G | Accepted | 2020-08-07 | 2020-08-12 | 2021-10-30 | LONGI | LR6-60HPB-305M | Solar Panels |  | 0.305 | 22 | 117 | 22 |  | Fixed | Roof
NJSTRE1545419918 |  | Transition Incentive Program | Jersey City | 7307 | 8 | 11.59 | Residential | Yes | Behind the Meter | Net-metered residential rooftop and canopy |  | None | Bright Planet Solar | PSE&G | Accepted | 2020-08-07 | 2020-08-12 | 2021-10-30 | LONGI | LR6-60HPB-305M | Solar Panels |  | 0.305 | 16 | 298 | 22 |  | Fixed | Roof
NJSTRE1545419927 |  | Transition Incentive Program | RANDOLPH | 7869 | 3 | 4.88 | Residential | Yes | Behind the Meter | Net-metered residential rooftop and canopy |  | None | Sunrun Installation Services, Inc. | JCP&L | Accepted | 2020-08-07 | 2020-08-12 | 2021-10-30 | Enphase Energy | IQ7-60-x-US (240V) | Inverters | 240 |  | 16 |  |  | 0.96 |  | Outdoor | Rooftop
NJSTRE1545419927 |  | Transition Incentive Program | RANDOLPH | 7869 | 3 | 4.88 | Residential | Yes | Behind the Meter | Net-metered residential rooftop and canopy |  | None | Sunrun Installation Services, Inc. | JCP&L | Accepted | 2020-08-07 | 2020-08-12 | 2021-10-30 | LONGi Green Energy Technology Co Ltd | LR6-60HPB-305M | Solar Panels |  | 0.305 | 12 | 193 | 23 |  | Fixed | Roof
NJSTRE1545419927 |  | Transition Incentive Program | RANDOLPH | 7869 | 3 | 4.88 | Residential | Yes | Behind the Meter | Net-metered residential rooftop and canopy |  | None | Sunrun Installation Services, Inc. | JCP&L | Accepted | 2020-08-07 | 2020-08-12 | 2021-10-30 | LONGi Green Energy Technology Co Ltd | LR6-60HPB-305M | Solar Panels |  | 0.305 | 4 | 282 | 34 |  | Fixed | Roof
NJSTRE1545420103 |  | Transition Incentive Program | JERSEY CITY | 7302 | 8 | 8.76 | Residential | No | Behind the Meter | Net-metered residential rooftop and canopy |  | None | GREEN POWER SOLUTIONS | PSE&G | Accepted | 2020-08-07 | 2020-08-12 | 2021-10-30 | SOLAR EDGE | SE7600H-US-240V | Inverters | 7600 |  | 1 |  |  | 0.87 |  | Outside | ROOF
NJSTRE1545420103 |  | Transition Incentive Program | JERSEY CITY | 7302 | 8 | 8.76 | Residential | No | Behind the Meter | Net-metered residential rooftop and canopy |  | None | GREEN POWER SOLUTIONS | PSE&G | Accepted | 2020-08-07 | 2020-08-12 | 2021-10-30 | LG | LG365Q1C-A5 365W | Solar Panels |  | 0.365 | 24 | 106 / 286 | 10 |  | Fixed | Roof
NJSTRE1545420127 |  | Transition Incentive Program | GLOUCESTER TWP | 8012 | 14 | 7.02 | Residential | No | Behind the Meter | Net-metered residential rooftop and canopy |  | None | Sunrun Installation Services, Inc. | PSE&G | Accepted | 2020-08-07 | 2020-08-12 | 2021-10-30 | Enphase Energy | IQ7-60-x-US (240V) | Inverters | 240 |  | 23 |  |  | 0.96 |  | Outdoor | Rooftop
NJSTRE1545420127 |  | Transition Incentive Program | GLOUCESTER TWP | 8012 | 14 | 7.02 | Residential | No | Behind the Meter | Net-metered residential rooftop and canopy |  | None | Sunrun Installation Services, Inc. | PSE&G | Accepted | 2020-08-07 | 2020-08-12 | 2021-10-30 | LONGi Green Energy Technology Co Ltd | LR6-60HPB-305M | Solar Panels |  | 0.305 | 23 | 208 | 20 |  | Fixed | Roof
NJSTRE1545420161 |  | Transition Incentive Program | Paterson | 7514 | 6 | 6.5 | Residential | No | Behind the Meter | Net-metered residential rooftop and canopy |  | None | UnitedSolar LLC | PSE&G | Accepted | 2020-08-20 | 2020-08-21 | 2021-10-30 | enphase | envoy | Meters |  |  | 1 |  |  |  | No | Outdoor
NJSTRE1545420161 |  | Transition Incentive Program | Paterson | 7514 | 6 | 6.5 | Residential | No | Behind the Meter | Net-metered residential rooftop and canopy |  | None | UnitedSolar LLC | PSE&G | Accepted | 2020-08-20 | 2020-08-21 | 2021-10-30 | enphase | iq7 | Inverters | 250 |  | 20 |  |  | 0.965 |  | Outdoor | roof
NJSTRE1545420161 |  | Transition Incentive Program | Paterson | 7514 | 6 | 6.5 | Residential | No | Behind the Meter | Net-metered residential rooftop and canopy |  | None | UnitedSolar LLC | PSE&G | Accepted | 2020-08-20 | 2020-08-21 | 2021-10-30 | hanwha Q-cell | Q Cell Peak Duo-G5 325 | Solar Panels |  | 0.325 | 20 | 188 | 15 |  | Fixed | Roof
NJSTRE1545420192 |  | Transition Incentive Program | Palmyra Boro | 8065 | 13 | 8.96 | Residential | Yes | Behind the Meter | Net-metered residential rooftop and canopy |  | None | All Season Solar | PSE&G | Accepted | 2020-08-07 | 2020-08-12 | 2021-10-30 | Enphase | IQ7 | Inverters | 240 |  | 28 |  |  | 0.97 |  | Outdoor | under module
NJSTRE1545420192 |  | Transition Incentive Program | Palmyra Boro | 8065 | 13 | 8.96 | Residential | Yes | Behind the Meter | Net-metered residential rooftop and canopy |  | None | All Season Solar | PSE&G | Accepted | 2020-08-07 | 2020-08-12 | 2021-10-30 | Trina | TSMDD06M.05II | Solar Panels |  | 0.32 | 28 | 172 | 18 |  | Fixed | Roof
NJSTRE1545420211 |  | Transition Incentive Program | Rahway City | 7065 | 10 | 7.56 | Residential | Yes | Behind the Meter | Net-metered residential rooftop and canopy |  | None | Tesla Energy Operations Inc. | PSE&G | Accepted | 2020-08-07 | 2020-08-12 | 2021-10-30 | SolarEdge Technologies | SE7600H-US [240V] | Inverters | 7600 |  | 1 |  |  | 0.99 |  | Outside | Outside
NJSTRE1545420211 |  | Transition Incentive Program | Rahway City | 7065 | 10 | 7.56 | Residential | Yes | Behind the Meter | Net-metered residential rooftop and canopy |  | None | Tesla Energy Operations Inc. | PSE&G | Accepted | 2020-08-07 | 2020-08-12 | 2021-10-30 | Hanwha Q CELLS | Q.PEAK DUO BLK-G5/SC315 | Solar Panels |  | 0.315 | 8 | 174 | 23 |  | Fixed | Roof
NJSTRE1545420211 |  | Transition Incentive Program | Rahway City | 7065 | 10 | 7.56 | Residential | Yes | Behind the Meter | Net-metered residential rooftop and canopy |  | None | Tesla Energy Operations Inc. | PSE&G | Accepted | 2020-08-07 | 2020-08-12 | 2021-10-30 | Hanwha Q CELLS | Q.PEAK DUO BLK-G5/SC315 | Solar Panels |  | 0.315 | 16 | 174 | 23 |  | Fixed | Roof
NJSTRE1545420229 |  | Transition Incentive Program | Edison TWP | 8817 | 11 | 13.05 | Residential | Yes | Behind the Meter | Net-metered residential rooftop and canopy |  | None | Tesla Energy Operations Inc. | PSE&G | Accepted | 2020-08-07 | 2020-08-12 | 2021-10-30 | SolarEdge Technologies | SE10000H-US [240V] | Inverters | 10000 |  | 1 |  |  | 0.99 |  | Outside | Outside
NJSTRE1545420229 |  | Transition Incentive Program | Edison TWP | 8817 | 11 | 13.05 | Residential | Yes | Behind the Meter | Net-metered residential rooftop and canopy |  | None | Tesla Energy Operations Inc. | PSE&G | Accepted | 2020-08-07 | 2020-08-12 | 2021-10-30 | Silevo | Triex U290 Black | Solar Panels |  | 0.29 | 20 | 280 | 18 |  | Fixed | Roof
NJSTRE1545420229 |  | Transition Incentive Program | Edison TWP | 8817 | 11 | 13.05 | Residential | Yes | Behind the Meter | Net-metered residential rooftop and canopy |  | None | Tesla Energy Operations Inc. | PSE&G | Accepted | 2020-08-07 | 2020-08-12 | 2021-10-30 | Silevo | Triex U290 Black | Solar Panels |  | 0.29 | 17 | 100 | 18 |  | Fixed | Roof
NJSTRE1545420229 |  | Transition Incentive Program | Edison TWP | 8817 | 11 | 13.05 | Residential | Yes | Behind the Meter | Net-metered residential rooftop and canopy |  | None | Tesla Energy Operations Inc. | PSE&G | Accepted | 2020-08-07 | 2020-08-12 | 2021-10-30 | Silevo | Triex U290 Black | Solar Panels |  | 0.29 | 8 | 190 | 18 |  | Fixed | Roof
NJSTRE1545420239 |  | Transition Incentive Program | Union Beach | 7735 | 17 | 7.15 | Residential | Yes | Behind the Meter | Net-metered residential rooftop and canopy |  | None | Vivint Solar Developer, LLC | JCP&L | Accepted | 2020-08-07 | 2020-08-12 | 2021-10-30 | Solar Edge | SE7600H-US | Inverters | 7600 |  | 1 |  |  | 0.992 |  | Outdoor | Near the Utility Meter
NJSTRE1545420239 |  | Transition Incentive Program | Union Beach | 7735 | 17 | 7.15 | Residential | Yes | Behind the Meter | Net-metered residential rooftop and canopy |  | None | Vivint Solar Developer, LLC | JCP&L | Accepted | 2020-08-07 | 2020-08-12 | 2021-10-30 | JINKO SOLAR | JKM325M-60HBL | Solar Panels |  | 0.325 | 12 | 293 | 35 |  | Fixed | Roof
NJSTRE1545420239 |  | Transition Incentive Program | Union Beach | 7735 | 17 | 7.15 | Residential | Yes | Behind the Meter | Net-metered residential rooftop and canopy |  | None | Vivint Solar Developer, LLC | JCP&L | Accepted | 2020-08-07 | 2020-08-12 | 2021-10-30 | JINKO SOLAR | JKM325M-60HBL | Solar Panels |  | 0.325 | 10 | 23 | 40 |  | Fixed | Roof
NJSTRE1545420566 |  | Transition Incentive Program | MONTGOMERY TWP | 8502 | 5 | 15.53 | Residential | Yes | Behind the Meter | Net-metered residential rooftop and canopy |  | None | Sunrun Installation Services, Inc. | PSE&G | Accepted | 2020-08-07 | 2020-08-12 | 2021-10-30 | Enphase Energy | IQ7PLUS-72-x-US (240V) | Inverters | 290 |  | 45 |  |  | 0.96 |  | Outdoor | Rooftop
NJSTRE1545420566 |  | Transition Incentive Program | MONTGOMERY TWP | 8502 | 5 | 15.53 | Residential | Yes | Behind the Meter | Net-metered residential rooftop and canopy |  | None | Sunrun Installation Services, Inc. | PSE&G | Accepted | 2020-08-07 | 2020-08-12 | 2021-10-30 | LG Electronics | LG345N1C-V5 | Solar Panels |  | 0.345 | 25 | 23 | 40 |  | Fixed | Roof
NJSTRE1545420566 |  | Transition Incentive Program | MONTGOMERY TWP | 8502 | 5 | 15.53 | Residential | Yes | Behind the Meter | Net-metered residential rooftop and canopy |  | None | Sunrun Installation Services, Inc. | PSE&G | Accepted | 2020-08-07 | 2020-08-12 | 2021-10-30 | LG Electronics | LG345N1C-V5 | Solar Panels |  | 0.345 | 2 | 294 | 37 |  | Fixed | Roof
NJSTRE1545420566 |  | Transition Incentive Program | MONTGOMERY TWP | 8502 | 5 | 15.53 | Residential | Yes | Behind the Meter | Net-metered residential rooftop and canopy |  | None | Sunrun Installation Services, Inc. | PSE&G | Accepted | 2020-08-07 | 2020-08-12 | 2021-10-30 | LG Electronics | LG345N1C-V5 | Solar Panels |  | 0.345 | 2 | 204 | 40 |  | Fixed | Roof
NJSTRE1545420566 |  | Transition Incentive Program | MONTGOMERY TWP | 8502 | 5 | 15.53 | Residential | Yes | Behind the Meter | Net-metered residential rooftop and canopy |  | None | Sunrun Installation Services, Inc. | PSE&G | Accepted | 2020-08-07 | 2020-08-12 | 2021-10-30 | LG Electronics | LG345N1C-V5 | Solar Panels |  | 0.345 | 13 | 202 | 33 |  | Fixed | Roof
NJSTRE1545420566 |  | Transition Incentive Program | MONTGOMERY TWP | 8502 | 5 | 15.53 | Residential | Yes | Behind the Meter | Net-metered residential rooftop and canopy |  | None | Sunrun Installation Services, Inc. | PSE&G | Accepted | 2020-08-07 | 2020-08-12 | 2021-10-30 | LG Electronics | LG345N1C-V5 | Solar Panels |  | 0.345 | 3 | 114 | 37 |  | Fixed | Roof
NJSTRE1545421744 |  | Transition Incentive Program | Boonton | 7005 | 3 | 8.13 | Residential | Yes | Behind the Meter | Net-metered residential rooftop and canopy |  | None | Vivint Solar Developer, LLC | JCP&L | Accepted | 2020-08-12 | 2020-08-12 | 2021-10-30 | SOLAREDGE | SE7600H-US | Inverters | 7600 |  | 1 |  |  | 0.992 |  | Outdoor | Near the Utility Meter
NJSTRE1545421744 |  | Transition Incentive Program | Boonton | 7005 | 3 | 8.13 | Residential | Yes | Behind the Meter | Net-metered residential rooftop and canopy |  | None | Vivint Solar Developer, LLC | JCP&L | Accepted | 2020-08-12 | 2020-08-12 | 2021-10-30 | JINKO SOLAR | JKM325M-60HBL | Solar Panels |  | 0.325 | 25 | 140 | 22 |  | Fixed | Roof
NJSTRE1545421753 |  | Transition Incentive Program | HILLSIDE | 7205 | 10 | 7.15 | Residential | Yes | Behind the Meter | Net-metered residential rooftop and canopy |  | None | Vivint Solar Developer, LLC | PSE&G | Accepted | 2020-08-12 | 2020-08-12 | 2021-10-30 | Solar Edge | SE7600H-US | Inverters | 7600 |  | 1 |  |  | 0.992 |  | Outdoor | Near the Utility Meter
NJSTRE1545421753 |  | Transition Incentive Program | HILLSIDE | 7205 | 10 | 7.15 | Residential | Yes | Behind the Meter | Net-metered residential rooftop and canopy |  | None | Vivint Solar Developer, LLC | PSE&G | Accepted | 2020-08-12 | 2020-08-12 | 2021-10-30 | JINKO SOLAR | JKM325M-60HBL | Solar Panels |  | 0.325 | 6 | 223 | 38 |  | Fixed | Roof
NJSTRE1545421753 |  | Transition Incentive Program | HILLSIDE | 7205 | 10 | 7.15 | Residential | Yes | Behind the Meter | Net-metered residential rooftop and canopy |  | None | Vivint Solar Developer, LLC | PSE&G | Accepted | 2020-08-12 | 2020-08-12 | 2021-10-30 | JINKO SOLAR | JKM325M-60HBL | Solar Panels |  | 0.325 | 4 | 223 | 10 |  | Fixed | Roof
NJSTRE1545421753 |  | Transition Incentive Program | HILLSIDE | 7205 | 10 | 7.15 | Residential | Yes | Behind the Meter | Net-metered residential rooftop and canopy |  | None | Vivint Solar Developer, LLC | PSE&G | Accepted | 2020-08-12 | 2020-08-12 | 2021-10-30 | JINKO SOLAR | JKM325M-60HBL | Solar Panels |  | 0.325 | 3 | 43 | 16 |  | Fixed | Roof
NJSTRE1545421753 |  | Transition Incentive Program | HILLSIDE | 7205 | 10 | 7.15 | Residential | Yes | Behind the Meter | Net-metered residential rooftop and canopy |  | None | Vivint Solar Developer, LLC | PSE&G | Accepted | 2020-08-12 | 2020-08-12 | 2021-10-30 | JINKO SOLAR | JKM325M-60HBL | Solar Panels |  | 0.325 | 9 | 43 | 38 |  | Fixed | Roof
NJSTRE1545421758 |  | Transition Incentive Program | Brick | 8724 | 18 | 3.9 | Residential | Yes | Behind the Meter | Net-metered residential rooftop and canopy |  | None | Vivint Solar Developer, LLC | JCP&L | Accepted | 2020-08-11 | 2020-08-12 | 2021-10-30 | SOLAREDGE | SE3800H-US | Inverters | 3800 |  | 1 |  |  | 0.992 |  | Outdoor | Near the Utility Meter
NJSTRE1545421758 |  | Transition Incentive Program | Brick | 8724 | 18 | 3.9 | Residential | Yes | Behind the Meter | Net-metered residential rooftop and canopy |  | None | Vivint Solar Developer, LLC | JCP&L | Accepted | 2020-08-11 | 2020-08-12 | 2021-10-30 | JINKO SOLAR | JKM325M-60HBL | Solar Panels |  | 0.325 | 12 | 242 | 15 |  | Fixed | Roof
NJSTRE1545421763 |  | Transition Incentive Program | HILLSBOROUGH TWP | 8844 | 5 | 10.89 | Residential | Yes | Behind the Meter | Net-metered residential rooftop and canopy |  | None | Sunrun Installation Services, Inc. | PSE&G | Accepted | 2020-08-07 | 2020-08-12 | 2021-10-30 | Enphase Energy | IQ7-60-x-US (240V) | Inverters | 240 |  | 33 |  |  | 0.96 |  | Outdoor | Rooftop
NJSTRE1545421763 |  | Transition Incentive Program | HILLSBOROUGH TWP | 8844 | 5 | 10.89 | Residential | Yes | Behind the Meter | Net-metered residential rooftop and canopy |  | None | Sunrun Installation Services, Inc. | PSE&G | Accepted | 2020-08-07 | 2020-08-12 | 2021-10-30 | LG Electronics | LG330N1C-A5 | Solar Panels |  | 0.33 | 15 | 69 | 33 |  | Fixed | Roof
NJSTRE1545421763 |  | Transition Incentive Program | HILLSBOROUGH TWP | 8844 | 5 | 10.89 | Residential | Yes | Behind the Meter | Net-metered residential rooftop and canopy |  | None | Sunrun Installation Services, Inc. | PSE&G | Accepted | 2020-08-07 | 2020-08-12 | 2021-10-30 | LG Electronics | LG330N1C-A5 | Solar Panels |  | 0.33 | 9 | 248 | 33 |  | Fixed | Roof
NJSTRE1545421763 |  | Transition Incentive Program | HILLSBOROUGH TWP | 8844 | 5 | 10.89 | Residential | Yes | Behind the Meter | Net-metered residential rooftop and canopy |  | None | Sunrun Installation Services, Inc. | PSE&G | Accepted | 2020-08-07 | 2020-08-12 | 2021-10-30 | LG Electronics | LG330N1C-A5 | Solar Panels |  | 0.33 | 9 | 158 | 43 |  | Fixed | Roof
NJSTRE1545424577 |  | Transition Incentive Program | Pilesgrove | 8098 | 16 | 11.97 | Residential | No | Behind the Meter | Net-metered residential rooftop and canopy |  | None | Advanced Renewable Solutions | AC Electric | Accepted | 2020-08-08 | 2020-08-12 | 2021-10-30 | ENPHASE | IQ7-60-2-US | Inverters | 9120 |  | 38 |  |  | 0.976 |  | Outdoor | Micro-inverters are mounted to underside of every Solar
NJSTRE1545424577 |  | Transition Incentive Program | Pilesgrove | 8098 | 16 | 11.97 | Residential | No | Behind the Meter | Net-metered residential rooftop and canopy |  | None | Advanced Renewable Solutions | AC Electric | Accepted | 2020-08-08 | 2020-08-12 | 2021-10-30 | CertainTeed | CT315M11-02 | Solar Panels |  | 0.315 | 38 | 133 | 28 |  | Fixed | Roof
NJSTRE1545424705 |  | Transition Incentive Program | West Windsor | 8550 | 12 | 6.4 | Residential | No | Behind the Meter | Net-metered residential rooftop and canopy |  | None | Greentech Solar USA LLC | PSE&G | Accepted | 2020-08-08 | 2020-08-12 | 2021-10-30 | Growatt | 7000MTLP-US | Inverters | 7000 |  | 1 |  |  | 0.97 |  | Indoor | Basement Wall
NJSTRE1545424705 |  | Transition Incentive Program | West Windsor | 8550 | 12 | 6.4 | Residential | No | Behind the Meter | Net-metered residential rooftop and canopy |  | None | Greentech Solar USA LLC | PSE&G | Accepted | 2020-08-08 | 2020-08-12 | 2021-10-30 | Canadian Solar | CS3K320M | Solar Panels |  | 0.32 | 20 | 114 | 22 |  | Fixed | Roof
NJSTRE1545424896 |  | Transition Incentive Program | Hillsborough | 8844 | 5 | 10.88 | Residential | No | Behind the Meter | Net-metered residential rooftop and canopy |  | None | Greentech Solar USA LLC | PSE&G | Accepted | 2020-08-09 | 2020-08-12 | 2021-10-30 | Growatt | 10000MTLPUS | Inverters | 10000 |  | 1 |  |  | 0.97 |  | Indoor | Basement Wall
NJSTRE1545424896 |  | Transition Incentive Program | Hillsborough | 8844 | 5 | 10.88 | Residential | No | Behind the Meter | Net-metered residential rooftop and canopy |  | None | Greentech Solar USA LLC | PSE&G | Accepted | 2020-08-09 | 2020-08-12 | 2021-10-30 | Canadian Solar | CS3K320M | Solar Panels |  | 0.32 | 12 | 188 | 45 |  | Fixed | Roof
NJSTRE1545424896 |  | Transition Incentive Program | Hillsborough | 8844 | 5 | 10.88 | Residential | No | Behind the Meter | Net-metered residential rooftop and canopy |  | None | Greentech Solar USA LLC | PSE&G | Accepted | 2020-08-09 | 2020-08-12 | 2021-10-30 | Canadian Solar | CS3K320M | Solar Panels |  | 0.32 | 22 | 278 | 33 |  | Fixed | Roof
NJSTRE1545425263 |  | Transition Incentive Program | Hillsborough | 8844 | 5 | 12.8 | Residential | No | Behind the Meter | Net-metered residential rooftop and canopy |  | None | Greentech Solar USA LLC | PSE&G | Accepted | 2020-08-10 | 2020-08-12 | 2021-10-30 | Growatt | 10000MTLPUS | Inverters | 10000 |  | 1 |  |  | 0.97 |  | Indoor | Basement Wall
NJSTRE1545425263 |  | Transition Incentive Program | Hillsborough | 8844 | 5 | 12.8 | Residential | No | Behind the Meter | Net-metered residential rooftop and canopy |  | None | Greentech Solar USA LLC | PSE&G | Accepted | 2020-08-10 | 2020-08-12 | 2021-10-30 | Canadian Solar | CS3K320M | Solar Panels |  | 0.32 | 16 | 90 | 33 |  | Fixed | Roof
NJSTRE1545425263 |  | Transition Incentive Program | Hillsborough | 8844 | 5 | 12.8 | Residential | No | Behind the Meter | Net-metered residential rooftop and canopy |  | None | Greentech Solar USA LLC | PSE&G | Accepted | 2020-08-10 | 2020-08-12 | 2021-10-30 | Canadian Solar | CS3K320M | Solar Panels |  | 0.32 | 24 | 180 | 33 |  | Fixed | Roof
NJSTRE1545425328 |  | Transition Incentive Program | Somers Point | 8244 | 19 | 6.4 | Residential | No | Behind the Meter | Net-metered residential rooftop and canopy |  | None | SunPower Corporation, Systems | AC Electric | Accepted | 2020-08-10 | 2020-08-12 | 2021-10-30 | SunPower | SPR-A400-G-AC | Inverters | 345 |  | 16 |  |  | 0.97 |  | Other | under each panel
NJSTRE1545425328 |  | Transition Incentive Program | Somers Point | 8244 | 19 | 6.4 | Residential | No | Behind the Meter | Net-metered residential rooftop and canopy |  | None | SunPower Corporation, Systems | AC Electric | Accepted | 2020-08-10 | 2020-08-12 | 2021-10-30 | SunPower | SPR-A400-G-AC | Solar Panels |  | 0.4 | 16 | 204 | 27 |  | Fixed | Roof
NJSTRE1545425331 |  | Transition Incentive Program | Ridgefield | 7657 | 7 | 7.52 | Residential | Yes | Behind the Meter | Net-metered residential rooftop and canopy |  | None | SunPower Corporation, Systems | PSE&G | Accepted | 2020-08-10 | 2020-08-12 | 2021-10-30 | SunPower | SPR-E20-327-E-AC | Inverters | 320 |  | 23 |  |  | 0.96 |  | Other | under each panel
NJSTRE1545425331 |  | Transition Incentive Program | Ridgefield | 7657 | 7 | 7.52 | Residential | Yes | Behind the Meter | Net-metered residential rooftop and canopy |  | None | SunPower Corporation, Systems | PSE&G | Accepted | 2020-08-10 | 2020-08-12 | 2021-10-30 | SunPower | SPR-E20-327-E-AC | Solar Panels |  | 0.327 | 11 | 36 | 40 |  | Fixed | Roof
NJSTRE1545425331 |  | Transition Incentive Program | Ridgefield | 7657 | 7 | 7.52 | Residential | Yes | Behind the Meter | Net-metered residential rooftop and canopy |  | None | SunPower Corporation, Systems | PSE&G | Accepted | 2020-08-10 | 2020-08-12 | 2021-10-30 | SunPower | SPR-E20-327-E-AC | Solar Panels |  | 0.327 | 12 | 216 | 17 |  | Fixed | Roof
NJSTRE1545425710 |  | Transition Incentive Program | Forked River | 8731 | 18 | 4.91 | Residential | Yes | Behind the Meter | Net-metered residential rooftop and canopy |  | None | SunPower Corporation, Systems | JCP&L | Accepted | 2020-08-11 | 2020-08-12 | 2021-10-30 | SunPower | SPR-E20-327-E-AC | Inverters | 320 |  | 15 |  |  | 0.96 |  | Other | under each panel
NJSTRE1545425710 |  | Transition Incentive Program | Forked River | 8731 | 18 | 4.91 | Residential | Yes | Behind the Meter | Net-metered residential rooftop and canopy |  | None | SunPower Corporation, Systems | JCP&L | Accepted | 2020-08-11 | 2020-08-12 | 2021-10-30 | SunPower | SPR-E20-327-E-AC | Solar Panels |  | 0.327 | 15 | 213 | 45 |  | Fixed | Roof
NJSTRE1545425711 |  | Transition Incentive Program | Northfield | 8225 | 19 | 6.08 | Residential | Yes | Behind the Meter | Net-metered residential rooftop and canopy |  | None | Sunbound Solar | AC Electric | Accepted | 2020-08-10 | 2020-08-12 | 2021-10-30 | Enphase | IQ7-60-2-US (Microinverter, 60-Cell) | Inverters | 0.6 |  | 19 |  |  | 0.976 |  | Outdoor | Under module
NJSTRE1545425711 |  | Transition Incentive Program | Northfield | 8225 | 19 | 6.08 | Residential | Yes | Behind the Meter | Net-metered residential rooftop and canopy |  | None | Sunbound Solar | AC Electric | Accepted | 2020-08-10 | 2020-08-12 | 2021-10-30 | Hanwha | Q.PEAK DUO BLK-G5 320 | Solar Panels |  | 0.32 | 19 | 207 | 23 |  | Fixed | Roof
NJSTRE1545425713 |  | Transition Incentive Program | Somers Point | 8244 | 19 | 5.44 | Residential | Yes | Behind the Meter | Net-metered residential rooftop and canopy |  | None | Sunbound Solar | AC Electric | Accepted | 2020-08-10 | 2020-08-12 | 2021-10-30 | Enphase | IQ7-60-2-US (Microinverter, 60-Cell) | Inverters | 0.6 |  | 17 |  |  | 0.976 |  | Outdoor | under module
NJSTRE1545425713 |  | Transition Incentive Program | Somers Point | 8244 | 19 | 5.44 | Residential | Yes | Behind the Meter | Net-metered residential rooftop and canopy |  | None | Sunbound Solar | AC Electric | Accepted | 2020-08-10 | 2020-08-12 | 2021-10-30 | Hanwha | Q.PEAK DUO BLK-G5 320 | Solar Panels |  | 0.32 | 8 | 231 | 22 |  | Fixed | Roof
NJSTRE1545425713 |  | Transition Incentive Program | Somers Point | 8244 | 19 | 5.44 | Residential | Yes | Behind the Meter | Net-metered residential rooftop and canopy |  | None | Sunbound Solar | AC Electric | Accepted | 2020-08-10 | 2020-08-12 | 2021-10-30 | Hanwha | Q.PEAK DUO BLK-G5 320 | Solar Panels |  | 0.32 | 9 | 231 | 18 |  | Fixed | Roof
NJSTRE1545425717 |  | Transition Incentive Program | WESTVILLE | 8093 | 15 | 3.78 | Residential | Yes | Behind the Meter | Net-metered residential rooftop and canopy |  | None | Suntuity Solar LLC | PSE&G | Accepted | 2020-08-10 | 2020-08-12 | 2021-10-30 | Enphase Energy | IQ7-60-2-US | Inverters | 240 |  | 12 |  |  | 0.97 |  | Outdoor | Behind the PV Modules
NJSTRE1545425717 |  | Transition Incentive Program | WESTVILLE | 8093 | 15 | 3.78 | Residential | Yes | Behind the Meter | Net-metered residential rooftop and canopy |  | None | Suntuity Solar LLC | PSE&G | Accepted | 2020-08-10 | 2020-08-12 | 2021-10-30 | Longi | LR6-60HPB-315M | Solar Panels |  | 0.315 | 12 | 233 | 35 |  | Fixed | Roof
NJSTRE1545425724 |  | Transition Incentive Program | WEST DEPTFORD | 8096 | 15 | 5.04 | Residential | Yes | Behind the Meter | Net-metered residential rooftop and canopy |  | None | Suntuity Solar LLC | PSE&G | Accepted | 2020-08-10 | 2020-08-12 | 2021-10-30 | Enphase Energy | IQ7-60-2-US | Inverters | 240 |  | 16 |  |  | 0.97 |  | Outdoor | Behind the PV Modules
NJSTRE1545425724 |  | Transition Incentive Program | WEST DEPTFORD | 8096 | 15 | 5.04 | Residential | Yes | Behind the Meter | Net-metered residential rooftop and canopy |  | None | Suntuity Solar LLC | PSE&G | Accepted | 2020-08-10 | 2020-08-12 | 2021-10-30 | Longi | LR6-60HPB-315M | Solar Panels |  | 0.315 | 16 | 84 | 25 |  | Fixed | Roof
NJSTRE1545425768 |  | Transition Incentive Program | Cherry Hill Twp | 8003 | 14 | 5.53 | Residential | No | Behind the Meter | Net-metered residential rooftop and canopy |  | None | SunnyMac LLC | PSE&G | Accepted | 2020-08-10 | 2020-08-12 | 2021-10-30 | Solaredge | SE5000H-US | Inverters | 5000 |  | 1 |  |  | 0.99 |  | Outside | Next to Meter
NJSTRE1545425768 |  | Transition Incentive Program | Cherry Hill Twp | 8003 | 14 | 5.53 | Residential | No | Behind the Meter | Net-metered residential rooftop and canopy |  | None | SunnyMac LLC | PSE&G | Accepted | 2020-08-10 | 2020-08-12 | 2021-10-30 | REC | TWINPEAK 2 MONO | Solar Panels |  | 0.325 | 17 | 170 | 23 |  | Fixed | Roof
NJSTRE1545425772 |  | Transition Incentive Program | East Brunswick | 8816 | 11 | 5.76 | Residential | Yes | Behind the Meter | Net-metered residential rooftop and canopy |  | None | Sunbound Solar | PSE&G | Accepted | 2020-08-10 | 2020-08-12 | 2021-10-30 | Solaredge | SE5000H-USxxxBNC4 | Inverters | 0.21 |  | 1 |  |  | 0.986 |  | Outdoor | Next to meter
NJSTRE1545425772 |  | Transition Incentive Program | East Brunswick | 8816 | 11 | 5.76 | Residential | Yes | Behind the Meter | Net-metered residential rooftop and canopy |  | None | Sunbound Solar | PSE&G | Accepted | 2020-08-10 | 2020-08-12 | 2021-10-30 | 18 | Q.PEAK DUO BLK-G5 320 | Solar Panels |  | 0.32 | 18 | 172 | 9 |  | Fixed | Roof
NJSTRE1545425784 |  | Transition Incentive Program | GIBBSTOWN | 8027 | 15 | 8.45 | Residential | Yes | Behind the Meter | Net-metered residential rooftop and canopy |  | None | Vivint Solar Developer, LLC | AC Electric | Accepted | 2020-08-11 | 2020-08-12 | 2021-10-30 | SOLAREDGE | SE7600H-US | Inverters | 7600 |  | 1 |  |  | 0.992 |  | Outdoor | Near the Utility Meter
NJSTRE1545425784 |  | Transition Incentive Program | GIBBSTOWN | 8027 | 15 | 8.45 | Residential | Yes | Behind the Meter | Net-metered residential rooftop and canopy |  | None | Vivint Solar Developer, LLC | AC Electric | Accepted | 2020-08-11 | 2020-08-12 | 2021-10-30 | JINKO SOLAR | JKM325M-60HBL | Solar Panels |  | 0.325 | 26 | 173 | 10 |  | Fixed | Roof
NJSTRE1545425801 |  | Transition Incentive Program | Teaneck | 7666 | 7 | 13.94 | Residential | No | Behind the Meter | Net-metered residential rooftop and canopy |  | None | Green Power Energy | PSE&G | Accepted | 2020-08-10 | 2020-08-12 | 2021-10-30 | Enphase Energy | IQ7PLUS-72-2-US | Inverters | 290 |  | 41 |  |  | 0.975 |  | Outside | next to meter
NJSTRE1545425801 |  | Transition Incentive Program | Teaneck | 7666 | 7 | 13.94 | Residential | No | Behind the Meter | Net-metered residential rooftop and canopy |  | None | Green Power Energy | PSE&G | Accepted | 2020-08-10 | 2020-08-12 | 2021-10-30 | LG | lg340N1C-V5 | Solar Panels |  | 0.34 | 35 | 112 | 27 |  | Fixed | Roof
NJSTRE1545425801 |  | Transition Incentive Program | Teaneck | 7666 | 7 | 13.94 | Residential | No | Behind the Meter | Net-metered residential rooftop and canopy |  | None | Green Power Energy | PSE&G | Accepted | 2020-08-10 | 2020-08-12 | 2021-10-30 | Lg electronics | LG340N1C-V5 | Solar Panels |  | 0.34 | 6 | 21 | 27 |  | Fixed | Roof
NJSTRE1545425805 |  | Transition Incentive Program | Swedesboro | 8085 | 15 | 12.75 | Residential | Yes | Behind the Meter | Net-metered residential rooftop and canopy |  | None | Seabright Solar | AC Electric | Accepted | 2020-08-10 | 2020-08-12 | 2021-10-30 | Sunpower | SPR-E20-327 | Inverters | 0.32 |  | 37 |  |  | 0.99 |  | Outside | Roof
NJSTRE1545425805 |  | Transition Incentive Program | Swedesboro | 8085 | 15 | 12.75 | Residential | Yes | Behind the Meter | Net-metered residential rooftop and canopy |  | None | Seabright Solar | AC Electric | Accepted | 2020-08-10 | 2020-08-12 | 2021-10-30 | Sunpower | SPR-E20-327 | Solar Panels |  | 0.327 | 16 | 251 | 26 |  | Fixed | Roof
NJSTRE1545425805 |  | Transition Incentive Program | Swedesboro | 8085 | 15 | 12.75 | Residential | Yes | Behind the Meter | Net-metered residential rooftop and canopy |  | None | Seabright Solar | AC Electric | Accepted | 2020-08-10 | 2020-08-12 | 2021-10-30 | Sunpower | SPR-E20-327 | Solar Panels |  | 0.327 | 11 | 251 | 27 |  | Fixed | Roof
NJSTRE1545425805 |  | Transition Incentive Program | Swedesboro | 8085 | 15 | 12.75 | Residential | Yes | Behind the Meter | Net-metered residential rooftop and canopy |  | None | Seabright Solar | AC Electric | Accepted | 2020-08-10 | 2020-08-12 | 2021-10-30 | Sunpower | SPR-E20-327 | Solar Panels |  | 0.327 | 3 | 71 | 27 |  | Fixed | Roof
NJSTRE1545425805 |  | Transition Incentive Program | Swedesboro | 8085 | 15 | 12.75 | Residential | Yes | Behind the Meter | Net-metered residential rooftop and canopy |  | None | Seabright Solar | AC Electric | Accepted | 2020-08-10 | 2020-08-12 | 2021-10-30 | Sunpower | SPR-E20-327 | Solar Panels |  | 0.327 | 9 | 71 | 26 |  | Fixed | Roof
NJSTRE1545425808 |  | Transition Incentive Program | Old Bridge | 8857 | 11 | 7.15 | Residential | Yes | Behind the Meter | Net-metered residential rooftop and canopy |  | None | Vivint Solar Developer, LLC | JCP&L | Accepted | 2020-08-11 | 2020-08-13 | 2021-10-30 | SOLAREDGE | SE7600H-US | Inverters | 7600 |  | 1 |  |  | 0.992 |  | Outdoor | Near the Utility Meter
NJSTRE1545425808 |  | Transition Incentive Program | Old Bridge | 8857 | 11 | 7.15 | Residential | Yes | Behind the Meter | Net-metered residential rooftop and canopy |  | None | Vivint Solar Developer, LLC | JCP&L | Accepted | 2020-08-11 | 2020-08-13 | 2021-10-30 | JINKO SOLAR | JKM325M-60HBL | Solar Panels |  | 0.325 | 22 | 94 | 11 |  | Fixed | Roof
NJSTRE1545425814 |  | Transition Incentive Program | Evesham Twp | 8053 | 13 | 10.08 | Residential | No | Behind the Meter | Net-metered residential rooftop and canopy |  | None | SunnyMac LLC | PSE&G | Accepted | 2020-08-10 | 2020-08-12 | 2021-10-30 | Solaredge | SE7600H-US | Inverters | 7600 |  | 1 |  |  | 0.99 |  | Outside | Next to meter
NJSTRE1545425814 |  | Transition Incentive Program | Evesham Twp | 8053 | 13 | 10.08 | Residential | No | Behind the Meter | Net-metered residential rooftop and canopy |  | None | SunnyMac LLC | PSE&G | Accepted | 2020-08-10 | 2020-08-12 | 2021-10-30 | REC | 325 TWINPEAK 2 MONO | Solar Panels |  | 0.325 | 8 | 152 | 27 |  | Fixed | Roof
NJSTRE1545425814 |  | Transition Incentive Program | Evesham Twp | 8053 | 13 | 10.08 | Residential | No | Behind the Meter | Net-metered residential rooftop and canopy |  | None | SunnyMac LLC | PSE&G | Accepted | 2020-08-10 | 2020-08-12 | 2021-10-30 | REC | TWINPEAK 2 Mono | Solar Panels |  | 0.325 | 23 | 152 | 26 |  | Fixed | Roof
NJSTRE1545425829 |  | Transition Incentive Program | NORTH PLAINFIELD | 7063 | 10 | 11.7 | Residential | Yes | Behind the Meter | Net-metered residential rooftop and canopy |  | None | Vivint Solar Developer, LLC | PSE&G | Accepted | 2020-08-11 | 2020-08-12 | 2021-10-30 | SOLAREDGE | SE7600H-US | Inverters | 7600 |  | 1 |  |  | 0.992 |  | Outdoor | Near the Utility Meter
NJSTRE1545425829 |  | Transition Incentive Program | NORTH PLAINFIELD | 7063 | 10 | 11.7 | Residential | Yes | Behind the Meter | Net-metered residential rooftop and canopy |  | None | Vivint Solar Developer, LLC | PSE&G | Accepted | 2020-08-11 | 2020-08-12 | 2021-10-30 | JINKO SOLAR | JKM325M-60HBL | Solar Panels |  | 0.325 | 20 | 147 | 22 |  | Fixed | Roof
NJSTRE1545425829 |  | Transition Incentive Program | NORTH PLAINFIELD | 7063 | 10 | 11.7 | Residential | Yes | Behind the Meter | Net-metered residential rooftop and canopy |  | None | Vivint Solar Developer, LLC | PSE&G | Accepted | 2020-08-11 | 2020-08-12 | 2021-10-30 | JINKO SOLAR | JKM325M-60HBL | Solar Panels |  | 0.325 | 16 | 327 | 22 |  | Fixed | Roof
NJSTRE1545425836 |  | Transition Incentive Program | Wenonah | 8090 | 15 | 7.35 | Residential | Yes | Behind the Meter | Net-metered residential rooftop and canopy |  | None | Pro Custom Solar dba Momentum Solar | PSE&G | Accepted | 2020-08-10 | 2020-08-13 | 2021-10-30 | Enphase | IQ7PLUS-72-2-US | Inverters | 290 |  | 21 |  |  | 0.97 |  | Outdoor | Roof
NJSTRE1545425836 |  | Transition Incentive Program | Wenonah | 8090 | 15 | 7.35 | Residential | Yes | Behind the Meter | Net-metered residential rooftop and canopy |  | None | Pro Custom Solar dba Momentum Solar | PSE&G | Accepted | 2020-08-10 | 2020-08-13 | 2021-10-30 | LG | LG 350N1C-V5 | Solar Panels |  | 0.35 | 17 | 266 | 25 |  | Fixed | Roof
NJSTRE1545425836 |  | Transition Incentive Program | Wenonah | 8090 | 15 | 7.35 | Residential | Yes | Behind the Meter | Net-metered residential rooftop and canopy |  | None | Pro Custom Solar dba Momentum Solar | PSE&G | Accepted | 2020-08-10 | 2020-08-13 | 2021-10-30 | LG | LG 350N1C-V5 | Solar Panels |  | 0.35 | 4 | 86 | 26 |  | Fixed | Roof
NJSTRE1545425838 |  | Transition Incentive Program | MOORESTOWN | 8057 | 13 | 7.8 | Residential | Yes | Behind the Meter | Net-metered residential rooftop and canopy |  | None | Vivint Solar Developer, LLC | PSE&G | Accepted | 2020-08-11 | 2020-08-13 | 2021-10-30 | SOLAREDGE | SE7600H-US | Inverters | 7600 |  | 1 |  |  | 0.992 |  | Outdoor | Near the Utility Meter
NJSTRE1545425838 |  | Transition Incentive Program | MOORESTOWN | 8057 | 13 | 7.8 | Residential | Yes | Behind the Meter | Net-metered residential rooftop and canopy |  | None | Vivint Solar Developer, LLC | PSE&G | Accepted | 2020-08-11 | 2020-08-13 | 2021-10-30 | JINKO SOLAR | JKM325M-60HBL | Solar Panels |  | 0.325 | 15 | 129 | 17 |  | Fixed | Roof
NJSTRE1545425838 |  | Transition Incentive Program | MOORESTOWN | 8057 | 13 | 7.8 | Residential | Yes | Behind the Meter | Net-metered residential rooftop and canopy |  | None | Vivint Solar Developer, LLC | PSE&G | Accepted | 2020-08-11 | 2020-08-13 | 2021-10-30 | JINKO SOLAR | JKM325M-60HBL | Solar Panels |  | 0.325 | 9 | 309 | 17 |  | Fixed | Roof
NJSTRE1545425851 |  | Transition Incentive Program | BELFORD | 7718 | 17 | 5.85 | Residential | Yes | Behind the Meter | Net-metered residential rooftop and canopy |  | None | Vivint Solar Developer, LLC | JCP&L | Accepted | 2020-08-11 | 2020-08-13 | 2021-10-30 | SOLAREDGE | SE7600H-US | Inverters | 7600 |  | 1 |  |  | 0.992 |  | Outdoor | Near the Utility Meter
NJSTRE1545425851 |  | Transition Incentive Program | BELFORD | 7718 | 17 | 5.85 | Residential | Yes | Behind the Meter | Net-metered residential rooftop and canopy |  | None | Vivint Solar Developer, LLC | JCP&L | Accepted | 2020-08-11 | 2020-08-13 | 2021-10-30 | JINKO SOLAR | JKM325M-60HBL | Solar Panels |  | 0.325 | 8 | 21 | 23 |  | Fixed | Roof
NJSTRE1545425851 |  | Transition Incentive Program | BELFORD | 7718 | 17 | 5.85 | Residential | Yes | Behind the Meter | Net-metered residential rooftop and canopy |  | None | Vivint Solar Developer, LLC | JCP&L | Accepted | 2020-08-11 | 2020-08-13 | 2021-10-30 | JINKO SOLAR | JKM325M-60HBL | Solar Panels |  | 0.325 | 10 | 111 | 23 |  | Fixed | Roof
NJSTRE1545425879 |  | Transition Incentive Program | Flanders | 7836 | 3 | 18.85 | Residential | Yes | Behind the Meter | Net-metered residential rooftop and canopy |  | None | Vivint Solar Developer, LLC | JCP&L | Accepted | 2020-08-11 | 2020-08-12 | 2021-10-30 | SOLAREDGE | SE7600H-US | Inverters | 7600 |  | 2 |  |  | 0.992 |  | Outdoor | Near the Utility Meter
NJSTRE1545425879 |  | Transition Incentive Program | Flanders | 7836 | 3 | 18.85 | Residential | Yes | Behind the Meter | Net-metered residential rooftop and canopy |  | None | Vivint Solar Developer, LLC | JCP&L | Accepted | 2020-08-11 | 2020-08-12 | 2021-10-30 | JINKO SOLAR | JKM325M-60HBL | Solar Panels |  | 0.325 | 2 | 290 | 34 |  | Fixed | Roof
NJSTRE1545425879 |  | Transition Incentive Program | Flanders | 7836 | 3 | 18.85 | Residential | Yes | Behind the Meter | Net-metered residential rooftop and canopy |  | None | Vivint Solar Developer, LLC | JCP&L | Accepted | 2020-08-11 | 2020-08-12 | 2021-10-30 | JINKO SOLAR | JKM325M-60HBL | Solar Panels |  | 0.325 | 6 | 290 | 34 |  | Fixed | Roof
NJSTRE1545425879 |  | Transition Incentive Program | Flanders | 7836 | 3 | 18.85 | Residential | Yes | Behind the Meter | Net-metered residential rooftop and canopy |  | None | Vivint Solar Developer, LLC | JCP&L | Accepted | 2020-08-11 | 2020-08-12 | 2021-10-30 | JINKO SOLAR | JKM325M-60HBL | Solar Panels |  | 0.325 | 7 | 20 | 34 |  | Fixed | Roof
NJSTRE1545425879 |  | Transition Incentive Program | Flanders | 7836 | 3 | 18.85 | Residential | Yes | Behind the Meter | Net-metered residential rooftop and canopy |  | None | Vivint Solar Developer, LLC | JCP&L | Accepted | 2020-08-11 | 2020-08-12 | 2021-10-30 | JINKO SOLAR | JKM325M-60HBL | Solar Panels |  | 0.325 | 2 | 110 | 34 |  | Fixed | Roof
NJSTRE1545425879 |  | Transition Incentive Program | Flanders | 7836 | 3 | 18.85 | Residential | Yes | Behind the Meter | Net-metered residential rooftop and canopy |  | None | Vivint Solar Developer, LLC | JCP&L | Accepted | 2020-08-11 | 2020-08-12 | 2021-10-30 | JINKO SOLAR | JKM325M-60HBL | Solar Panels |  | 0.325 | 6 | 110 | 34 |  | Fixed | Roof
NJSTRE1545425879 |  | Transition Incentive Program | Flanders | 7836 | 3 | 18.85 | Residential | Yes | Behind the Meter | Net-metered residential rooftop and canopy |  | None | Vivint Solar Developer, LLC | JCP&L | Accepted | 2020-08-11 | 2020-08-12 | 2021-10-30 | JINKO SOLAR | JKM325M-60HBL | Solar Panels |  | 0.325 | 2 | 20 | 40 |  | Fixed | Roof
NJSTRE1545425879 |  | Transition Incentive Program | Flanders | 7836 | 3 | 18.85 | Residential | Yes | Behind the Meter | Net-metered residential rooftop and canopy |  | None | Vivint Solar Developer, LLC | JCP&L | Accepted | 2020-08-11 | 2020-08-12 | 2021-10-30 | JINKO SOLAR | JKM325M-60HBL | Solar Panels |  | 0.325 | 2 | 20 | 40 |  | Fixed | Roof
NJSTRE1545425879 |  | Transition Incentive Program | Flanders | 7836 | 3 | 18.85 | Residential | Yes | Behind the Meter | Net-metered residential rooftop and canopy |  | None | Vivint Solar Developer, LLC | JCP&L | Accepted | 2020-08-11 | 2020-08-12 | 2021-10-30 | JINKO SOLAR | JKM325M-60HBL | Solar Panels |  | 0.325 | 4 | 200 | 40 |  | Fixed | Roof
NJSTRE1545425879 |  | Transition Incentive Program | Flanders | 7836 | 3 | 18.85 | Residential | Yes | Behind the Meter | Net-metered residential rooftop and canopy |  | None | Vivint Solar Developer, LLC | JCP&L | Accepted | 2020-08-11 | 2020-08-12 | 2021-10-30 | JINKO SOLAR | JKM325M-60HBL | Solar Panels |  | 0.325 | 24 | 290 | 34 |  | Fixed | Roof
NJSTRE1545425879 |  | Transition Incentive Program | Flanders | 7836 | 3 | 18.85 | Residential | Yes | Behind the Meter | Net-metered residential rooftop and canopy |  | None | Vivint Solar Developer, LLC | JCP&L | Accepted | 2020-08-11 | 2020-08-12 | 2021-10-30 | JINKO SOLAR | JKM325M-60HBL | Solar Panels |  | 0.325 | 3 | 200 | 34 |  | Fixed | Roof
NJSTRE1545425920 |  | Transition Incentive Program | WILLIAMSTOWN | 8094 | 15 | 6.83 | Residential | Yes | Behind the Meter | Net-metered residential rooftop and canopy |  | None | Vivint Solar Developer, LLC | AC Electric | Accepted | 2020-08-11 | 2020-08-12 | 2021-10-30 | SOLAREDGE | SE7600H-US | Inverters | 7600 |  | 1 |  |  | 0.992 |  | Outdoor | Near the Utility Meter
NJSTRE1545425920 |  | Transition Incentive Program | WILLIAMSTOWN | 8094 | 15 | 6.83 | Residential | Yes | Behind the Meter | Net-metered residential rooftop and canopy |  | None | Vivint Solar Developer, LLC | AC Electric | Accepted | 2020-08-11 | 2020-08-12 | 2021-10-30 | JINKO SOLAR | JKM325M-60HBL | Solar Panels |  | 0.325 | 21 | 163 | 23 |  | Fixed | Roof
NJSTRE1545425937 |  | Transition Incentive Program | Cedar Brook | 8018 | 14 | 11.34 | Residential | Yes | Behind the Meter | Net-metered residential rooftop and canopy |  | None | Tesla Energy Operations Inc. | AC Electric | Accepted | 2020-08-10 | 2020-08-12 | 2021-10-30 | SolarEdge Technologies | SE10000H-US [240V] | Inverters | 10000 |  | 1 |  |  | 0.98 |  | Outside | Outside
NJSTRE1545425937 |  | Transition Incentive Program | Cedar Brook | 8018 | 14 | 11.34 | Residential | Yes | Behind the Meter | Net-metered residential rooftop and canopy |  | None | Tesla Energy Operations Inc. | AC Electric | Accepted | 2020-08-10 | 2020-08-12 | 2021-10-30 | Hanwha Q CELLS | Q.PEAK DUO BLK-G5/SC315 | Solar Panels |  | 0.315 | 12 | 57 | 40 |  | Fixed | Roof
NJSTRE1545425937 |  | Transition Incentive Program | Cedar Brook | 8018 | 14 | 11.34 | Residential | Yes | Behind the Meter | Net-metered residential rooftop and canopy |  | None | Tesla Energy Operations Inc. | AC Electric | Accepted | 2020-08-10 | 2020-08-12 | 2021-10-30 | Hanwha Q CELLS | Q.PEAK DUO BLK-G5/SC315 | Solar Panels |  | 0.315 | 19 | 147 | 30 |  | Fixed | Roof
NJSTRE1545425937 |  | Transition Incentive Program | Cedar Brook | 8018 | 14 | 11.34 | Residential | Yes | Behind the Meter | Net-metered residential rooftop and canopy |  | None | Tesla Energy Operations Inc. | AC Electric | Accepted | 2020-08-10 | 2020-08-12 | 2021-10-30 | Hanwha Q CELLS | Q.PEAK DUO BLK-G5/SC315 | Solar Panels |  | 0.315 | 5 | 237 | 44 |  | Fixed | Roof
NJSTRE1545425940 |  | Transition Incentive Program | Howell | 7731 | 17 | 4.9 | Residential | Yes | Behind the Meter | Net-metered residential rooftop and canopy |  | None | Pro Custom Solar dba Momentum Solar | JCP&L | Accepted | 2020-08-10 | 2020-08-13 | 2021-10-30 | Enphase | IQ7PLUS-72-2-US | Inverters | 290 |  | 14 |  |  | 0.97 |  | Outdoor | Roof
NJSTRE1545425940 |  | Transition Incentive Program | Howell | 7731 | 17 | 4.9 | Residential | Yes | Behind the Meter | Net-metered residential rooftop and canopy |  | None | Pro Custom Solar dba Momentum Solar | JCP&L | Accepted | 2020-08-10 | 2020-08-13 | 2021-10-30 | LG | LG 350N1C-V5 | Solar Panels |  | 0.35 | 14 | 214 | 20 |  | Fixed | Roof
NJSTRE1545425941 |  | Transition Incentive Program | Boonton | 7005 | 3 | 12.3 | Residential | Yes | Behind the Meter | Net-metered residential rooftop and canopy |  | None | Vivint Solar Developer, LLC | JCP&L | Accepted | 2020-08-11 | 2020-08-12 | 2021-10-30 | SolarEdge | SE10000H-US | Inverters | 10000 |  | 1 |  |  | 0.992 |  | Outdoor | Near the Utility Meter
NJSTRE1545425941 |  | Transition Incentive Program | Boonton | 7005 | 3 | 12.3 | Residential | Yes | Behind the Meter | Net-metered residential rooftop and canopy |  | None | Vivint Solar Developer, LLC | JCP&L | Accepted | 2020-08-11 | 2020-08-12 | 2021-10-30 | Jinko Solar | JKM325M-60HBL | Solar Panels |  | 0.3225 | 19 | 169 | 31 |  | Fixed | Roof
NJSTRE1545425941 |  | Transition Incentive Program | Boonton | 7005 | 3 | 12.3 | Residential | Yes | Behind the Meter | Net-metered residential rooftop and canopy |  | None | Vivint Solar Developer, LLC | JCP&L | Accepted | 2020-08-11 | 2020-08-12 | 2021-10-30 | Jinko Solar | JKM325M-60HBL | Solar Panels |  | 0.325 | 19 | 349 | 31 |  | Fixed | Roof
NJSTRE1545425944 |  | Transition Incentive Program | Mount Holly | 8060 | 13 | 4.65 | Residential | Yes | Behind the Meter | Net-metered residential rooftop and canopy |  | None | Complete Solar | PSE&G | Accepted | 2020-08-21 | 2020-09-02 | 2021-10-30 | SolarEdge | SE3800H- US RGM | Inverters | 3800 |  | 1 |  |  | 0.97 |  | Other | by MSP
NJSTRE1545425944 |  | Transition Incentive Program | Mount Holly | 8060 | 13 | 4.65 | Residential | Yes | Behind the Meter | Net-metered residential rooftop and canopy |  | None | Complete Solar | PSE&G | Accepted | 2020-08-21 | 2020-09-02 | 2021-10-30 | LONGi | LR6-60HPB | Solar Panels |  | 0.31 | 15 | 242.5 | 30 |  | Fixed | Roof
NJSTRE1545425958 |  | Transition Incentive Program | PISCATAWAY | 8854 | 11 | 5.85 | Residential | Yes | Behind the Meter | Net-metered residential rooftop and canopy |  | None | Vivint Solar Developer, LLC | PSE&G | Accepted | 2020-08-10 | 2020-08-17 | 2021-10-30 | SOLAREDGE | SE7600H-US | Inverters | 7600 |  | 1 |  |  | 0.992 |  | Outdoor | Near the Utility Meter
NJSTRE1545425958 |  | Transition Incentive Program | PISCATAWAY | 8854 | 11 | 5.85 | Residential | Yes | Behind the Meter | Net-metered residential rooftop and canopy |  | None | Vivint Solar Developer, LLC | PSE&G | Accepted | 2020-08-10 | 2020-08-17 | 2021-10-30 | JINKO SOLAR | JKM325M-60HBL | Solar Panels |  | 0.325 | 12 | 163 | 17 |  | Fixed | Roof
NJSTRE1545425958 |  | Transition Incentive Program | PISCATAWAY | 8854 | 11 | 5.85 | Residential | Yes | Behind the Meter | Net-metered residential rooftop and canopy |  | None | Vivint Solar Developer, LLC | PSE&G | Accepted | 2020-08-10 | 2020-08-17 | 2021-10-30 | JINKO SOLAR | JKM325M-60HBL | Solar Panels |  | 0.325 | 6 | 163 | 17 |  | Fixed | Roof
NJSTRE1545425966 |  | Transition Incentive Program | Mount Laurel | 8054 | 13 | 7.56 | Residential | Yes | Behind the Meter | Net-metered residential rooftop and canopy |  | None | Tesla Energy Operations Inc. | PSE&G | Accepted | 2020-08-10 | 2020-08-12 | 2021-10-30 | Delta Electronics | M8-TL-US [240V] | Inverters | 8000 |  | 1 |  |  | 0.975 |  | Outside | Outside
NJSTRE1545425966 |  | Transition Incentive Program | Mount Laurel | 8054 | 13 | 7.56 | Residential | Yes | Behind the Meter | Net-metered residential rooftop and canopy |  | None | Tesla Energy Operations Inc. | PSE&G | Accepted | 2020-08-10 | 2020-08-12 | 2021-10-30 | Hanwha Q CELLS | Q.PEAK DUO BLK-G5/SC315 | Solar Panels |  | 0.315 | 12 | 245 | 27 |  | Fixed | Roof
NJSTRE1545425966 |  | Transition Incentive Program | Mount Laurel | 8054 | 13 | 7.56 | Residential | Yes | Behind the Meter | Net-metered residential rooftop and canopy |  | None | Tesla Energy Operations Inc. | PSE&G | Accepted | 2020-08-10 | 2020-08-12 | 2021-10-30 | Hanwha Q CELLS | Q.PEAK DUO BLK-G5/SC315 | Solar Panels |  | 0.315 | 6 | 65 | 27 |  | Fixed | Roof
NJSTRE1545425966 |  | Transition Incentive Program | Mount Laurel | 8054 | 13 | 7.56 | Residential | Yes | Behind the Meter | Net-metered residential rooftop and canopy |  | None | Tesla Energy Operations Inc. | PSE&G | Accepted | 2020-08-10 | 2020-08-12 | 2021-10-30 | Hanwha Q CELLS | Q.PEAK DUO BLK-G5/SC315 | Solar Panels |  | 0.315 | 6 | 245 | 27 |  | Fixed | Roof
NJSTRE1545425976 |  | Transition Incentive Program | LAWRENCE TOWNSHIP | 8648 | 12 | 7.04 | Residential | No | Behind the Meter | Net-metered residential rooftop and canopy |  | None | Vivint Solar Developer, LLC | PSE&G | Accepted | 2020-08-24 | 2020-08-24 | 2021-10-30 | SolarEdge | SE7600H-US | Inverters | 7600 |  | 1 |  |  | 0.992 |  | Outdoor | Near the Utility Meter
NJSTRE1545425976 |  | Transition Incentive Program | LAWRENCE TOWNSHIP | 8648 | 12 | 7.04 | Residential | No | Behind the Meter | Net-metered residential rooftop and canopy |  | None | Vivint Solar Developer, LLC | PSE&G | Accepted | 2020-08-24 | 2020-08-24 | 2021-10-30 | Hanwha Solar | Q.PEAK DUO BLK-G5 320w | Solar Panels |  | 0.32 | 22 | 134 | 28 |  | Fixed | Roof
NJSTRE1545426001 |  | Transition Incentive Program | Ocean Grove | 7756 | 17 | 6 | Residential | No | Behind the Meter | Net-metered residential rooftop and canopy |  | None | UnitedSolar LLC | JCP&L | Accepted | 2020-08-11 | 2020-08-13 | 2021-10-30 | apsystems | ecu-r | Meters |  |  | 1 |  |  |  | No | Outdoor
NJSTRE1545426001 |  | Transition Incentive Program | Ocean Grove | 7756 | 17 | 6 | Residential | No | Behind the Meter | Net-metered residential rooftop and canopy |  | None | UnitedSolar LLC | JCP&L | Accepted | 2020-08-11 | 2020-08-13 | 2021-10-30 | enphase | iq6 | Inverters | 240 |  | 19 |  |  | 0.965 |  | Outdoor | roof
NJSTRE1545426001 |  | Transition Incentive Program | Ocean Grove | 7756 | 17 | 6 | Residential | No | Behind the Meter | Net-metered residential rooftop and canopy |  | None | UnitedSolar LLC | JCP&L | Accepted | 2020-08-11 | 2020-08-13 | 2021-10-30 | trina | tsm-dd05A.08 | Solar Panels |  | 0.3 | 20 | 196 | 9 |  | Fixed | Roof
NJSTRE1545426007 |  | Transition Incentive Program | Evesham Township | 8053 | 13 | 1152 | Commercial | No | Behind the Meter | Net-metered non-residential rooftop and canopy |  | None | Brightcore Energy, LLC | PSE&G | Accepted | 2020-08-10 | 2020-08-13 | 2021-10-30 | SolarEdge | E-RGMTR-3Y-480V-A | Meters |  |  | 1 |  |  |  | Yes | Outdoor
NJSTRE1545426007 |  | Transition Incentive Program | Evesham Township | 8053 | 13 | 1152 | Commercial | No | Behind the Meter | Net-metered non-residential rooftop and canopy |  | None | Brightcore Energy, LLC | PSE&G | Accepted | 2020-08-10 | 2020-08-13 | 2021-10-30 | SolarEdge | SE100KUS | Inverters | 100000 |  | 8 |  |  | 0.985 |  | Outdoor | Mounted on Carport Columns
NJSTRE1545426007 |  | Transition Incentive Program | Evesham Township | 8053 | 13 | 1152 | Commercial | No | Behind the Meter | Net-metered non-residential rooftop and canopy |  | None | Brightcore Energy, LLC | PSE&G | Accepted | 2020-08-10 | 2020-08-13 | 2021-10-30 | CanadianSolar | CS3U-400 | Solar Panels |  | 0.4 | 2880 | 269/89 | 5 |  | Fixed | Parking Lot
NJSTRE1545426021 |  | Transition Incentive Program | Sicklerville | 8081 | 14 | 12.68 | Residential | Yes | Behind the Meter | Net-metered residential rooftop and canopy |  | None | SunnyMac LLC | AC Electric | Accepted | 2020-08-10 | 2020-08-13 | 2021-10-30 | Solaredge | SE10000H-US | Inverters | 10000 |  | 1 |  |  | 0.99 |  | Outdoor | Next to meter
NJSTRE1545426021 |  | Transition Incentive Program | Sicklerville | 8081 | 14 | 12.68 | Residential | Yes | Behind the Meter | Net-metered residential rooftop and canopy |  | None | SunnyMac LLC | AC Electric | Accepted | 2020-08-10 | 2020-08-13 | 2021-10-30 | REC | TWINPEAK 2 Mono | Solar Panels |  | 0.325 | 34 | 123 | 32 |  | Fixed | Roof
NJSTRE1545426021 |  | Transition Incentive Program | Sicklerville | 8081 | 14 | 12.68 | Residential | Yes | Behind the Meter | Net-metered residential rooftop and canopy |  | None | SunnyMac LLC | AC Electric | Accepted | 2020-08-10 | 2020-08-13 | 2021-10-30 | REC | TWINPEAK 2 Mono | Solar Panels |  | 0.325 | 5 | 123 | 32 |  | Fixed | Roof
NJSTRE1545426030 |  | Transition Incentive Program | Evesham Township | 8053 | 13 | 848 | Commercial | No | Behind the Meter | Net-metered non-residential rooftop and canopy |  | None | Brightcore Energy, LLC | PSE&G | Accepted | 2020-08-10 | 2020-08-13 | 2021-10-30 | SolarEdge | SE-RGMTR-3Y-480V-A | Meters |  |  | 1 |  |  |  | Yes | Outdoor
NJSTRE1545426030 |  | Transition Incentive Program | Evesham Township | 8053 | 13 | 848 | Commercial | No | Behind the Meter | Net-metered non-residential rooftop and canopy |  | None | Brightcore Energy, LLC | PSE&G | Accepted | 2020-08-10 | 2020-08-13 | 2021-10-30 | SolarEdge | SE100KUS | Inverters | 100000 |  | 8 |  |  | 0.985 |  | Outdoor | Mounted on Carport Columns
NJSTRE1545426030 |  | Transition Incentive Program | Evesham Township | 8053 | 13 | 848 | Commercial | No | Behind the Meter | Net-metered non-residential rooftop and canopy |  | None | Brightcore Energy, LLC | PSE&G | Accepted | 2020-08-10 | 2020-08-13 | 2021-10-30 | CanadianSolar | CS3U-400 | Solar Panels |  | 0.4 | 2120 | 269/89 | 5 |  | Fixed | Parking Lot
NJSTRE1545426041 |  | Transition Incentive Program | PENNSAUKEN | 8110 | 14 | 4.88 | Residential | Yes | Behind the Meter | Net-metered residential rooftop and canopy |  | None | Vivint Solar Developer, LLC | PSE&G | Accepted | 2020-08-11 | 2020-08-13 | 2021-10-30 | SOLAREDGE | SE3800H-US | Inverters | 380 |  | 1 |  |  | 0.992 |  | Outdoor | Near the Utility Meter
NJSTRE1545426041 |  | Transition Incentive Program | PENNSAUKEN | 8110 | 14 | 4.88 | Residential | Yes | Behind the Meter | Net-metered residential rooftop and canopy |  | None | Vivint Solar Developer, LLC | PSE&G | Accepted | 2020-08-11 | 2020-08-13 | 2021-10-30 | JINKO SOLAR | JKM325M-60HL | Solar Panels |  | 0.325 | 2 | 231 | 23 |  | Fixed | Roof
NJSTRE1545426041 |  | Transition Incentive Program | PENNSAUKEN | 8110 | 14 | 4.88 | Residential | Yes | Behind the Meter | Net-metered residential rooftop and canopy |  | None | Vivint Solar Developer, LLC | PSE&G | Accepted | 2020-08-11 | 2020-08-13 | 2021-10-30 | JINKO SOLAR | JKM325M-60HL | Solar Panels |  | 0.325 | 2 | 51 | 49 |  | Fixed | Roof
NJSTRE1545426041 |  | Transition Incentive Program | PENNSAUKEN | 8110 | 14 | 4.88 | Residential | Yes | Behind the Meter | Net-metered residential rooftop and canopy |  | None | Vivint Solar Developer, LLC | PSE&G | Accepted | 2020-08-11 | 2020-08-13 | 2021-10-30 | JINKO SOLAR | JKM325M-60HL | Solar Panels |  | 0.325 | 2 | 231 | 49 |  | Fixed | Roof
NJSTRE1545426041 |  | Transition Incentive Program | PENNSAUKEN | 8110 | 14 | 4.88 | Residential | Yes | Behind the Meter | Net-metered residential rooftop and canopy |  | None | Vivint Solar Developer, LLC | PSE&G | Accepted | 2020-08-11 | 2020-08-13 | 2021-10-30 | JINKO SOLAR | JKM325M-60HL | Solar Panels |  | 0.325 | 6 | 141 | 45 |  | Fixed | Roof
NJSTRE1545426041 |  | Transition Incentive Program | PENNSAUKEN | 8110 | 14 | 4.88 | Residential | Yes | Behind the Meter | Net-metered residential rooftop and canopy |  | None | Vivint Solar Developer, LLC | PSE&G | Accepted | 2020-08-11 | 2020-08-13 | 2021-10-30 | JINKO SOLAR | JKM325M-60HL | Solar Panels |  | 0.325 | 3 | 141 | 37 |  | Fixed | Roof
NJSTRE1545426069 |  | Transition Incentive Program | Edison | 8817 | 11 | 6.3 | Residential | Yes | Behind the Meter | Net-metered residential rooftop and canopy |  | None | Pro Custom Solar dba Momentum Solar | PSE&G | Accepted | 2020-08-10 | 2020-08-13 | 2021-10-30 | enphase | envoy s cellular | Meters |  |  | 1 |  |  |  | Yes | Outdoor
NJSTRE1545426069 |  | Transition Incentive Program | Edison | 8817 | 11 | 6.3 | Residential | Yes | Behind the Meter | Net-metered residential rooftop and canopy |  | None | Pro Custom Solar dba Momentum Solar | PSE&G | Accepted | 2020-08-10 | 2020-08-13 | 2021-10-30 | Enphase | IQ7Plus-72-2-US | Inverters | 290 |  | 18 |  |  | 0.97 |  | Outdoor | Roof
NJSTRE1545426069 |  | Transition Incentive Program | Edison | 8817 | 11 | 6.3 | Residential | Yes | Behind the Meter | Net-metered residential rooftop and canopy |  | None | Pro Custom Solar dba Momentum Solar | PSE&G | Accepted | 2020-08-10 | 2020-08-13 | 2021-10-30 | LG ELECTRONICS | LG 350N1C-V5 | Solar Panels |  | 0.35 | 4 | 317 | 28 |  | Fixed | Roof
NJSTRE1545426069 |  | Transition Incentive Program | Edison | 8817 | 11 | 6.3 | Residential | Yes | Behind the Meter | Net-metered residential rooftop and canopy |  | None | Pro Custom Solar dba Momentum Solar | PSE&G | Accepted | 2020-08-10 | 2020-08-13 | 2021-10-30 | LG ELECTRONICS | LG 350N1C-V5 | Solar Panels |  | 0.35 | 14 | 137 | 27 |  | Fixed | Roof
NJSTRE1545426071 |  | Transition Incentive Program | Brick Township | 8723 | 18 | 10.07 | Residential | Yes | Behind the Meter | Net-metered residential rooftop and canopy |  | None | Sunrun Installation Services, Inc. | JCP&L | Accepted | 2020-08-10 | 2020-08-13 | 2021-10-30 | Enphase | X-IQ-AM1-240-3C | Meters |  |  | 1 |  |  |  | Yes
NJSTRE1545426071 |  | Transition Incentive Program | Brick Township | 8723 | 18 | 10.07 | Residential | Yes | Behind the Meter | Net-metered residential rooftop and canopy |  | None | Sunrun Installation Services, Inc. | JCP&L | Accepted | 2020-08-10 | 2020-08-13 | 2021-10-30 | Enphase Energy | IQ7-60-x-US (240V) | Inverters | 240 |  | 33 |  |  | 0.96 |  | Outdoor | Rooftop
NJSTRE1545426071 |  | Transition Incentive Program | Brick Township | 8723 | 18 | 10.07 | Residential | Yes | Behind the Meter | Net-metered residential rooftop and canopy |  | None | Sunrun Installation Services, Inc. | JCP&L | Accepted | 2020-08-10 | 2020-08-13 | 2021-10-30 | LONGi Green Energy Technology Co Ltd | LR6-60HPB-305M | Solar Panels |  | 0.305 | 9 | 261 | 19 |  | Fixed | Roof
NJSTRE1545426071 |  | Transition Incentive Program | Brick Township | 8723 | 18 | 10.07 | Residential | Yes | Behind the Meter | Net-metered residential rooftop and canopy |  | None | Sunrun Installation Services, Inc. | JCP&L | Accepted | 2020-08-10 | 2020-08-13 | 2021-10-30 | LONGi Green Energy Technology Co Ltd | LR6-60HPB-305M | Solar Panels |  | 0.305 | 24 | 81 | 19 |  | Fixed | Roof
NJSTRE1545426074 |  | Transition Incentive Program | Woodbridge | 7095 | 11 | 12.35 | Residential | Yes | Behind the Meter | Net-metered residential rooftop and canopy |  | None | Vivint Solar Developer, LLC | PSE&G | Accepted | 2020-08-11 | 2020-08-13 | 2021-10-30 | SOLAREDGE | SE10000H-US | Inverters | 10000 |  | 1 |  |  | 0.992 |  | Outdoor | Near the Utility Meter
NJSTRE1545426074 |  | Transition Incentive Program | Woodbridge | 7095 | 11 | 12.35 | Residential | Yes | Behind the Meter | Net-metered residential rooftop and canopy |  | None | Vivint Solar Developer, LLC | PSE&G | Accepted | 2020-08-11 | 2020-08-13 | 2021-10-30 | JINKO SOLAR | JKM325M-60HBL | Solar Panels |  | 0.325 | 2 | 264 | 40 |  | Fixed | Roof
NJSTRE1545426074 |  | Transition Incentive Program | Woodbridge | 7095 | 11 | 12.35 | Residential | Yes | Behind the Meter | Net-metered residential rooftop and canopy |  | None | Vivint Solar Developer, LLC | PSE&G | Accepted | 2020-08-11 | 2020-08-13 | 2021-10-30 | JINKO SOLAR | JKM325M-60HBL | Solar Panels |  | 0.325 | 2 | 264 | 40 |  | Fixed | Roof
NJSTRE1545426074 |  | Transition Incentive Program | Woodbridge | 7095 | 11 | 12.35 | Residential | Yes | Behind the Meter | Net-metered residential rooftop and canopy |  | None | Vivint Solar Developer, LLC | PSE&G | Accepted | 2020-08-11 | 2020-08-13 | 2021-10-30 | JINKO SOLAR | JKM325M-60HBL | Solar Panels |  | 0.325 | 11 | 84 | 40 |  | Fixed | Roof
NJSTRE1545426074 |  | Transition Incentive Program | Woodbridge | 7095 | 11 | 12.35 | Residential | Yes | Behind the Meter | Net-metered residential rooftop and canopy |  | None | Vivint Solar Developer, LLC | PSE&G | Accepted | 2020-08-11 | 2020-08-13 | 2021-10-30 | JINKO SOLAR | JKM325M-60HBL | Solar Panels |  | 0.325 | 8 | 84 | 20 |  | Fixed | Roof
NJSTRE1545426074 |  | Transition Incentive Program | Woodbridge | 7095 | 11 | 12.35 | Residential | Yes | Behind the Meter | Net-metered residential rooftop and canopy |  | None | Vivint Solar Developer, LLC | PSE&G | Accepted | 2020-08-11 | 2020-08-13 | 2021-10-30 | JINKO SOLAR | JKM325M-60HBL | Solar Panels |  | 0.325 | 10 | 264 | 9 |  | Fixed | Roof
NJSTRE1545426074 |  | Transition Incentive Program | Woodbridge | 7095 | 11 | 12.35 | Residential | Yes | Behind the Meter | Net-metered residential rooftop and canopy |  | None | Vivint Solar Developer, LLC | PSE&G | Accepted | 2020-08-11 | 2020-08-13 | 2021-10-30 | JINKO SOLAR | JKM325M-60HBL | Solar Panels |  | 0.325 | 5 | 264 | 20 |  | Fixed | Roof
NJSTRE1545426098 |  | Transition Incentive Program | Swedesboro | 8085 | 15 | 11.45 | Residential | Yes | Behind the Meter | Net-metered residential rooftop and canopy |  | None | Seabright Solar | AC Electric | Accepted | 2020-08-10 | 2020-08-13 | 2021-10-30 | Sunpower | SPR-E20-327 | Inverters | 0.32 |  | 35 |  |  | 0.99 |  | Outside | Roof
NJSTRE1545426098 |  | Transition Incentive Program | Swedesboro | 8085 | 15 | 11.45 | Residential | Yes | Behind the Meter | Net-metered residential rooftop and canopy |  | None | Seabright Solar | AC Electric | Accepted | 2020-08-10 | 2020-08-13 | 2021-10-30 | Sunpower | SPR-E20-327 | Solar Panels |  | 0.327 | 11 | 35 | 26 |  | Fixed | Roof
NJSTRE1545426098 |  | Transition Incentive Program | Swedesboro | 8085 | 15 | 11.45 | Residential | Yes | Behind the Meter | Net-metered residential rooftop and canopy |  | None | Seabright Solar | AC Electric | Accepted | 2020-08-10 | 2020-08-13 | 2021-10-30 | Sunpower | SPR-E20-327 | Solar Panels |  | 0.327 | 6 | 35 | 26 |  | Fixed | Roof
NJSTRE1545426098 |  | Transition Incentive Program | Swedesboro | 8085 | 15 | 11.45 | Residential | Yes | Behind the Meter | Net-metered residential rooftop and canopy |  | None | Seabright Solar | AC Electric | Accepted | 2020-08-10 | 2020-08-13 | 2021-10-30 | Sunpower | SPR-E20-327 | Solar Panels |  | 0.327 | 18 | 215 | 26 |  | Fixed | Roof
NJSTRE1545426116 |  | Transition Incentive Program | Belle Mead | 8502 | 5 | 8.75 | Residential | Yes | Behind the Meter | Net-metered residential rooftop and canopy |  | None | Pro Custom Solar dba Momentum Solar | PSE&G | Accepted | 2020-08-10 | 2020-08-13 | 2021-10-30 | Enphase | IQ7Plus-72-2-US | Inverters | 290 |  | 25 |  |  | 0.97 |  | Outdoor | Roof
NJSTRE1545426116 |  | Transition Incentive Program | Belle Mead | 8502 | 5 | 8.75 | Residential | Yes | Behind the Meter | Net-metered residential rooftop and canopy |  | None | Pro Custom Solar dba Momentum Solar | PSE&G | Accepted | 2020-08-10 | 2020-08-13 | 2021-10-30 | LG ELECTRONICS | LG 350N1C-V5 | Solar Panels |  | 0.35 | 25 | 190 | 27 |  | Fixed | Roof
NJSTRE1545426120 |  | Transition Incentive Program | Newark | 7015 | 6 | 3340.26 | Commercial | Yes | Behind the Meter | Net-metered non-residential rooftop and canopy |  | None | EnterSolar, LLC | PSE&G | Accepted | 2020-08-10 | 2020-08-13 | 2021-10-30 | SMA | Tripower Core1 50-US | Inverters | 50000 |  | 38 |  |  | 0.975 |  | Outdoor | Roof
NJSTRE1545426120 |  | Transition Incentive Program | Newark | 7015 | 6 | 3340.26 | Commercial | Yes | Behind the Meter | Net-metered non-residential rooftop and canopy |  | None | EnterSolar, LLC | PSE&G | Accepted | 2020-08-10 | 2020-08-13 | 2021-10-30 | SMA | Tripower Core1 33-US | Inverters | 33300 |  | 3 |  |  | 0.975 |  | Outdoor | Roof
NJSTRE1545426120 |  | Transition Incentive Program | Newark | 7015 | 6 | 3340.26 | Commercial | Yes | Behind the Meter | Net-metered non-residential rooftop and canopy |  | None | EnterSolar, LLC | PSE&G | Accepted | 2020-08-10 | 2020-08-13 | 2021-10-30 | JA Solar | JAM72S09-385 | Solar Panels |  | 0.385 | 8676 | 155 | 10 |  | Fixed | Roof
NJSTRE1545426189 |  | Transition Incentive Program | South Brunswick | 8810 | 11 | 822.36 | Commercial | No | Behind the Meter | Net-metered non-residential rooftop and canopy |  | None | EnterSolar, LLC | PSE&G | Accepted | 2020-08-10 | 2020-08-14 | 2021-10-30 | SMA | STP-50-US-41 | Inverters | 50000 |  | 8 |  |  | 0.975 |  | Outdoor | Roof
NJSTRE1545426189 |  | Transition Incentive Program | South Brunswick | 8810 | 11 | 822.36 | Commercial | No | Behind the Meter | Net-metered non-residential rooftop and canopy |  | None | EnterSolar, LLC | PSE&G | Accepted | 2020-08-10 | 2020-08-14 | 2021-10-30 | SMA | STP-33-US-41 | Inverters | 33300 |  | 3 |  |  | 0.975 |  | Outside | Roof
NJSTRE1545426189 |  | Transition Incentive Program | South Brunswick | 8810 | 11 | 822.36 | Commercial | No | Behind the Meter | Net-metered non-residential rooftop and canopy |  | None | EnterSolar, LLC | PSE&G | Accepted | 2020-08-10 | 2020-08-14 | 2021-10-30 | JA Solar | JAM72S09-385 | Solar Panels |  | 0.385 | 2136 | 209 | 10 |  | Fixed | Roof
NJSTRE1545426199 |  | Transition Incentive Program | Marlton | 8053 | 13 | 5.53 | Residential | Yes | Behind the Meter | Net-metered residential rooftop and canopy |  | None | Vivint Solar Developer, LLC | PSE&G | Accepted | 2020-08-11 | 2020-08-13 | 2021-10-30 | SolarEdge | SE7600H-US | Inverters | 7600 |  | 1 |  |  | 0.992 |  | Outdoor | Near the Utility Meter
NJSTRE1545426199 |  | Transition Incentive Program | Marlton | 8053 | 13 | 5.53 | Residential | Yes | Behind the Meter | Net-metered residential rooftop and canopy |  | None | Vivint Solar Developer, LLC | PSE&G | Accepted | 2020-08-11 | 2020-08-13 | 2021-10-30 | Jinko Solar | JKM325M-60HBL | Solar Panels |  | 0.325 | 12 | 242 | 13 |  | Fixed | Roof
NJSTRE1545426199 |  | Transition Incentive Program | Marlton | 8053 | 13 | 5.53 | Residential | Yes | Behind the Meter | Net-metered residential rooftop and canopy |  | None | Vivint Solar Developer, LLC | PSE&G | Accepted | 2020-08-11 | 2020-08-13 | 2021-10-30 | Jinko Solar | JKM325M-60HBL | Solar Panels |  | 0.325 | 5 | 242 | 13 |  | Fixed | Roof
NJSTRE1545426204 |  | Transition Incentive Program | LODI | 7644 | 7 | 10.08 | Residential | Yes | Behind the Meter | Net-metered residential rooftop and canopy |  | None | Vivint Solar Developer, LLC | PSE&G | Accepted | 2020-08-11 | 2020-08-13 | 2021-10-30 | SOLAREDGE | SE7600H-US | Inverters | 7600 |  | 1 |  |  | 0.992 |  | Outdoor | Near the Utility Meter
NJSTRE1545426204 |  | Transition Incentive Program | LODI | 7644 | 7 | 10.08 | Residential | Yes | Behind the Meter | Net-metered residential rooftop and canopy |  | None | Vivint Solar Developer, LLC | PSE&G | Accepted | 2020-08-11 | 2020-08-13 | 2021-10-30 | JINKO SOLAR | JKM325M-60HBL | Solar Panels |  | 0.325 | 4 | 36 | 41 |  | Fixed | Roof
NJSTRE1545426204 |  | Transition Incentive Program | LODI | 7644 | 7 | 10.08 | Residential | Yes | Behind the Meter | Net-metered residential rooftop and canopy |  | None | Vivint Solar Developer, LLC | PSE&G | Accepted | 2020-08-11 | 2020-08-13 | 2021-10-30 | JINKO SOLAR | JKM325M-60HBL | Solar Panels |  | 0.325 | 2 | 216 | 28 |  | Fixed | Roof
NJSTRE1545426204 |  | Transition Incentive Program | LODI | 7644 | 7 | 10.08 | Residential | Yes | Behind the Meter | Net-metered residential rooftop and canopy |  | None | Vivint Solar Developer, LLC | PSE&G | Accepted | 2020-08-11 | 2020-08-13 | 2021-10-30 | JINKO SOLAR | JKM325M-60HBL | Solar Panels |  | 0.325 | 14 | 216 | 14 |  | Fixed | Roof
NJSTRE1545426204 |  | Transition Incentive Program | LODI | 7644 | 7 | 10.08 | Residential | Yes | Behind the Meter | Net-metered residential rooftop and canopy |  | None | Vivint Solar Developer, LLC | PSE&G | Accepted | 2020-08-11 | 2020-08-13 | 2021-10-30 | JINKO SOLAR | JKM325M-60HBL | Solar Panels |  | 0.325 | 11 | 216 | 3 |  | Fixed | Roof
NJSTRE1545426209 |  | Transition Incentive Program | Englishtown | 7726 | 17 | 11.52 | Residential | No | Behind the Meter | Net-metered residential rooftop and canopy |  | None | Tesla Energy Operations Inc. | JCP&L | Accepted | 2020-08-10 | 2020-08-13 | 2021-10-30 | Tesla | AC Powerwall 2.0 | Electric Storage Battery |  |  | 3 |  |  |  | Lithium Ion |  | Inside
NJSTRE1545426209 |  | Transition Incentive Program | Englishtown | 7726 | 17 | 11.52 | Residential | No | Behind the Meter | Net-metered residential rooftop and canopy |  | None | Tesla Energy Operations Inc. | JCP&L | Accepted | 2020-08-10 | 2020-08-13 | 2021-10-30 | Delta | M8-TL-US [240V] | Inverters | 7680 |  | 1 |  |  | 0.975 |  | Indoor | Indoor
NJSTRE1545426209 |  | Transition Incentive Program | Englishtown | 7726 | 17 | 11.52 | Residential | No | Behind the Meter | Net-metered residential rooftop and canopy |  | None | Tesla Energy Operations Inc. | JCP&L | Accepted | 2020-08-10 | 2020-08-13 | 2021-10-30 | Delta | M4-TL-US [240V] | Inverters | 3840 |  | 1 |  |  | 0.975 |  | Indoor | Indoor
NJSTRE1545426209 |  | Transition Incentive Program | Englishtown | 7726 | 17 | 11.52 | Residential | No | Behind the Meter | Net-metered residential rooftop and canopy |  | None | Tesla Energy Operations Inc. | JCP&L | Accepted | 2020-08-10 | 2020-08-13 | 2021-10-30 | Tesla | SR60T1 | Solar Panels |  | 0.05847 | 68 | 245 | 40 |  | Fixed | Roof
NJSTRE1545426209 |  | Transition Incentive Program | Englishtown | 7726 | 17 | 11.52 | Residential | No | Behind the Meter | Net-metered residential rooftop and canopy |  | None | Tesla Energy Operations Inc. | JCP&L | Accepted | 2020-08-10 | 2020-08-13 | 2021-10-30 | Tesla | SR60T1 | Solar Panels |  | 0.05847 | 17 | 65 | 40 |  | Fixed | Roof
NJSTRE1545426209 |  | Transition Incentive Program | Englishtown | 7726 | 17 | 11.52 | Residential | No | Behind the Meter | Net-metered residential rooftop and canopy |  | None | Tesla Energy Operations Inc. | JCP&L | Accepted | 2020-08-10 | 2020-08-13 | 2021-10-30 | Tesla | SR60T1 | Solar Panels |  | 0.05847 | 58 | 65 | 40 |  | Fixed | Roof
NJSTRE1545426209 |  | Transition Incentive Program | Englishtown | 7726 | 17 | 11.52 | Residential | No | Behind the Meter | Net-metered residential rooftop and canopy |  | None | Tesla Energy Operations Inc. | JCP&L | Accepted | 2020-08-10 | 2020-08-13 | 2021-10-30 | Tesla | SR60T1 | Solar Panels |  | 0.05847 | 54 | 335 | 40 |  | Fixed | Roof
NJSTRE1545426246 |  | Transition Incentive Program | TRENTON | 8619 | 12 | 5.2 | Residential | Yes | Behind the Meter | Net-metered residential rooftop and canopy |  | None | Vivint Solar Developer, LLC | PSE&G | Accepted | 2020-08-11 | 2020-08-13 | 2021-10-30 | SOLAREDGE | SE7600H-US | Inverters | 7600 |  | 1 |  |  | 0.992 |  | Outdoor | Near the Utility Meter
NJSTRE1545426246 |  | Transition Incentive Program | TRENTON | 8619 | 12 | 5.2 | Residential | Yes | Behind the Meter | Net-metered residential rooftop and canopy |  | None | Vivint Solar Developer, LLC | PSE&G | Accepted | 2020-08-11 | 2020-08-13 | 2021-10-30 | JINKO SOLAR | JKM325M-60HBL | Solar Panels |  | 0.325 | 12 | 94 | 27 |  | Fixed | Roof
NJSTRE1545426246 |  | Transition Incentive Program | TRENTON | 8619 | 12 | 5.2 | Residential | Yes | Behind the Meter | Net-metered residential rooftop and canopy |  | None | Vivint Solar Developer, LLC | PSE&G | Accepted | 2020-08-11 | 2020-08-13 | 2021-10-30 | JINKO SOLAR | JKM325M-60HBL | Solar Panels |  | 0.325 | 4 | 94 | 17 |  | Fixed | Roof
NJSTRE1545426250 |  | Transition Incentive Program | Sicklerville | 8081 | 14 | 13.73 | Residential | Yes | Behind the Meter | Net-metered residential rooftop and canopy |  | None | Seabright Solar | AC Electric | Accepted | 2020-08-21 | 2020-08-21 | 2021-10-30 | Sunpower | PVS 6 | Meters |  |  | 1 |  |  |  | Yes | Outdoor
NJSTRE1545426250 |  | Transition Incentive Program | Sicklerville | 8081 | 14 | 13.73 | Residential | Yes | Behind the Meter | Net-metered residential rooftop and canopy |  | None | Seabright Solar | AC Electric | Accepted | 2020-08-21 | 2020-08-21 | 2021-10-30 | Sunpower | SPR-E20-327 | Inverters | 0.32 |  | 42 |  |  | 0.99 |  | Outside | Roof
NJSTRE1545426250 |  | Transition Incentive Program | Sicklerville | 8081 | 14 | 13.73 | Residential | Yes | Behind the Meter | Net-metered residential rooftop and canopy |  | None | Seabright Solar | AC Electric | Accepted | 2020-08-21 | 2020-08-21 | 2021-10-30 | Sunpower | SPR-E20-327 | Solar Panels |  | 0.327 | 8 | 135 | 36 |  | Fixed | Roof
NJSTRE1545426250 |  | Transition Incentive Program | Sicklerville | 8081 | 14 | 13.73 | Residential | Yes | Behind the Meter | Net-metered residential rooftop and canopy |  | None | Seabright Solar | AC Electric | Accepted | 2020-08-21 | 2020-08-21 | 2021-10-30 | Sunpower | SPR-E20-327 | Solar Panels |  | 0.327 | 13 | 45 | 27 |  | Fixed | Roof
NJSTRE1545426250 |  | Transition Incentive Program | Sicklerville | 8081 | 14 | 13.73 | Residential | Yes | Behind the Meter | Net-metered residential rooftop and canopy |  | None | Seabright Solar | AC Electric | Accepted | 2020-08-21 | 2020-08-21 | 2021-10-30 | Sunpower | SPR-E20-327 | Solar Panels |  | 0.327 | 21 | 225 | 27 |  | Fixed | Roof
NJSTRE1545426255 |  | Transition Incentive Program | SPRING LAKE | 7762 | 17 | 2.6 | Residential | Yes | Behind the Meter | Net-metered residential rooftop and canopy |  | None | Vivint Solar Developer, LLC | JCP&L | Accepted | 2020-08-14 | 2020-08-17 | 2021-10-30 | SOLAREDGE | SE3800H-US | Inverters | 3800 |  | 1 |  |  | 0.992 |  | Outdoor | Near the Utility Meter
NJSTRE1545426255 |  | Transition Incentive Program | SPRING LAKE | 7762 | 17 | 2.6 | Residential | Yes | Behind the Meter | Net-metered residential rooftop and canopy |  | None | Vivint Solar Developer, LLC | JCP&L | Accepted | 2020-08-14 | 2020-08-17 | 2021-10-30 | JINKO SOLAR | JKM325M-60HBL | Solar Panels |  | 0.325 | 5 | 11 | 30 |  | Fixed | Roof
NJSTRE1545426255 |  | Transition Incentive Program | SPRING LAKE | 7762 | 17 | 2.6 | Residential | Yes | Behind the Meter | Net-metered residential rooftop and canopy |  | None | Vivint Solar Developer, LLC | JCP&L | Accepted | 2020-08-14 | 2020-08-17 | 2021-10-30 | JINKO SOLAR | JKM325M-60HBL | Solar Panels |  | 0.325 | 3 | 191 | 30 |  | Fixed | Roof
NJSTRE1545426273 |  | Transition Incentive Program | MAGNOLIA | 8049 | 14 | 5.85 | Residential | Yes | Behind the Meter | Net-metered residential rooftop and canopy |  | None | Vivint Solar Developer, LLC | PSE&G | Accepted | 2020-08-11 | 2020-08-13 | 2021-10-30 | SolarEdge | SE3800H-US | Inverters | 3800 |  | 1 |  |  | 0.992 |  | Outdoor | Near the Utility Meter
NJSTRE1545426273 |  | Transition Incentive Program | MAGNOLIA | 8049 | 14 | 5.85 | Residential | Yes | Behind the Meter | Net-metered residential rooftop and canopy |  | None | Vivint Solar Developer, LLC | PSE&G | Accepted | 2020-08-11 | 2020-08-13 | 2021-10-30 | Jinko Solar | JKM325M-60HBL | Solar Panels |  | 0.325 | 18 | 341 | 33 |  | Fixed | Roof
NJSTRE1545426304 |  | Transition Incentive Program | FLANDERS | 7836 | 3 | 17.55 | Residential | Yes | Behind the Meter | Net-metered residential rooftop and canopy |  | None | Vivint Solar Developer, LLC | JCP&L | Accepted | 2020-08-11 | 2020-08-13 | 2021-10-30 | SolarEdge | SE7600H-US | Inverters | 7600 |  | 2 |  |  | 0.992 |  | Outdoor | Near the Utility Meter
NJSTRE1545426304 |  | Transition Incentive Program | FLANDERS | 7836 | 3 | 17.55 | Residential | Yes | Behind the Meter | Net-metered residential rooftop and canopy |  | None | Vivint Solar Developer, LLC | JCP&L | Accepted | 2020-08-11 | 2020-08-13 | 2021-10-30 | Jinko Solar | JKM325M-60HBL | Solar Panels |  | 0.325 | 45 | 264 | 21 |  | Fixed | Roof
NJSTRE1545426304 |  | Transition Incentive Program | FLANDERS | 7836 | 3 | 17.55 | Residential | Yes | Behind the Meter | Net-metered residential rooftop and canopy |  | None | Vivint Solar Developer, LLC | JCP&L | Accepted | 2020-08-11 | 2020-08-13 | 2021-10-30 | Jinko Solar | JKM325M-60HBL | Solar Panels |  | 0.325 | 9 | 84 | 21 |  | Fixed | Roof
NJSTRE1545426309 |  | Transition Incentive Program | Cherry Hill TWP | 8003 | 14 | 8.42 | Residential | No | Behind the Meter | Net-metered residential rooftop and canopy |  | None | Tesla Energy Operations Inc. | PSE&G | Accepted | 2020-08-10 | 2020-08-13 | 2021-10-30 | Tesla | AC Powerwall 2.0 | Electric Storage Battery |  |  | 2 |  |  |  | Lithium Ion |  | Outside
NJSTRE1545426309 |  | Transition Incentive Program | Cherry Hill TWP | 8003 | 14 | 8.42 | Residential | No | Behind the Meter | Net-metered residential rooftop and canopy |  | None | Tesla Energy Operations Inc. | PSE&G | Accepted | 2020-08-10 | 2020-08-13 | 2021-10-30 | Delta | M8-TL-US [240V] | Inverters | 7680 |  | 1 |  |  | 0.975 |  | Outside | outside
NJSTRE1545426309 |  | Transition Incentive Program | Cherry Hill TWP | 8003 | 14 | 8.42 | Residential | No | Behind the Meter | Net-metered residential rooftop and canopy |  | None | Tesla Energy Operations Inc. | PSE&G | Accepted | 2020-08-10 | 2020-08-13 | 2021-10-30 | Tesla | SR60T1 | Solar Panels |  | 0.05847 | 34 | 120 | 23 |  | Fixed | Roof
NJSTRE1545426309 |  | Transition Incentive Program | Cherry Hill TWP | 8003 | 14 | 8.42 | Residential | No | Behind the Meter | Net-metered residential rooftop and canopy |  | None | Tesla Energy Operations Inc. | PSE&G | Accepted | 2020-08-10 | 2020-08-13 | 2021-10-30 | Tesla | SR60T1 | Solar Panels |  | 0.05847 | 64 | 210 | 23 |  | Fixed | Roof
NJSTRE1545426309 |  | Transition Incentive Program | Cherry Hill TWP | 8003 | 14 | 8.42 | Residential | No | Behind the Meter | Net-metered residential rooftop and canopy |  | None | Tesla Energy Operations Inc. | PSE&G | Accepted | 2020-08-10 | 2020-08-13 | 2021-10-30 | Tesla | SR60T1 | Solar Panels |  | 0.05847 | 46 | 300 | 23 |  | Fixed | Roof
NJSTRE1545426311 |  | Transition Incentive Program | Bridgewater Township | 8807 | 5 | 849.7 | Commercial | No | Behind the Meter | Net-metered non-residential rooftop and canopy |  | None | EnterSolar, LLC | PSE&G | Accepted | 2020-08-10 | 2020-08-19 | 2021-10-30 | SMA | Sunny Tripower 33.3 | Inverters | 33300 |  | 15 |  |  | 0.981 |  | Outside | Roof
NJSTRE1545426311 |  | Transition Incentive Program | Bridgewater Township | 8807 | 5 | 849.7 | Commercial | No | Behind the Meter | Net-metered non-residential rooftop and canopy |  | None | EnterSolar, LLC | PSE&G | Accepted | 2020-08-10 | 2020-08-19 | 2021-10-30 | JA Solar | JAM82S09-385 | Solar Panels |  | 0.385 | 2207 | 195 | 10 |  | Fixed | Roof
NJSTRE1545426317 |  | Transition Incentive Program | BLACKWOOD | 8012 | 14 | 7.8 | Residential | Yes | Behind the Meter | Net-metered residential rooftop and canopy |  | None | Vivint Solar Developer, LLC | PSE&G | Accepted | 2020-08-14 | 2020-08-14 | 2021-10-30 | SOLAREDGE | SE7600H-US | Inverters | 7600 |  | 1 |  |  | 0.992 |  | Outdoor | Near the Utility Meter
NJSTRE1545426317 |  | Transition Incentive Program | BLACKWOOD | 8012 | 14 | 7.8 | Residential | Yes | Behind the Meter | Net-metered residential rooftop and canopy |  | None | Vivint Solar Developer, LLC | PSE&G | Accepted | 2020-08-14 | 2020-08-14 | 2021-10-30 | JINKO SOLAR | JKM325M-60HBL | Solar Panels |  | 0.325 | 4 | 134 | 13 |  | Fixed | Roof
NJSTRE1545426317 |  | Transition Incentive Program | BLACKWOOD | 8012 | 14 | 7.8 | Residential | Yes | Behind the Meter | Net-metered residential rooftop and canopy |  | None | Vivint Solar Developer, LLC | PSE&G | Accepted | 2020-08-14 | 2020-08-14 | 2021-10-30 | JINKO SOLAR | JKM325M-60HBL | Solar Panels |  | 0.325 | 10 | 314 | 27 |  | Fixed | Roof
NJSTRE1545426317 |  | Transition Incentive Program | BLACKWOOD | 8012 | 14 | 7.8 | Residential | Yes | Behind the Meter | Net-metered residential rooftop and canopy |  | None | Vivint Solar Developer, LLC | PSE&G | Accepted | 2020-08-14 | 2020-08-14 | 2021-10-30 | JINKO SOLAR | JKM325M-60HBL | Solar Panels |  | 0.325 | 10 | 134 | 27 |  | Fixed | Roof
NJSTRE1545426321 |  | Transition Incentive Program | ┬áNew Brunswick | 8901 | 11 | 8.75 | Residential | No | Behind the Meter | Net-metered residential rooftop and canopy |  | None | Seabright Solar | PSE&G | Accepted | 2020-08-11 | 2020-08-13 | 2021-10-30 | Sunpower | PVS 6 | Meters |  |  | 1 |  |  |  | Yes | Indoor
NJSTRE1545426321 |  | Transition Incentive Program | ┬áNew Brunswick | 8901 | 11 | 8.75 | Residential | No | Behind the Meter | Net-metered residential rooftop and canopy |  | None | Seabright Solar | PSE&G | Accepted | 2020-08-11 | 2020-08-13 | 2021-10-30 | Sunpower | SPR-X21-350 | Inverters | 0.32 |  | 25 |  |  | 0.99 |  | Outside | Roof
NJSTRE1545426321 |  | Transition Incentive Program | ┬áNew Brunswick | 8901 | 11 | 8.75 | Residential | No | Behind the Meter | Net-metered residential rooftop and canopy |  | None | Seabright Solar | PSE&G | Accepted | 2020-08-11 | 2020-08-13 | 2021-10-30 | Sunpower | SPR-X21-350 | Solar Panels |  | 0.35 | 6 | 308 | 40 |  | Fixed | Roof
NJSTRE1545426321 |  | Transition Incentive Program | ┬áNew Brunswick | 8901 | 11 | 8.75 | Residential | No | Behind the Meter | Net-metered residential rooftop and canopy |  | None | Seabright Solar | PSE&G | Accepted | 2020-08-11 | 2020-08-13 | 2021-10-30 | Sunpower | SPR-X21-350 | Solar Panels |  | 0.35 | 19 | 128 | 40 |  | Fixed | Roof
NJSTRE1545426334 |  | Transition Incentive Program | Swedesboro | 8085 | 15 | 16.02 | Residential | Yes | Behind the Meter | Net-metered residential rooftop and canopy |  | None | Seabright Solar | AC Electric | Accepted | 2020-08-12 | 2020-08-13 | 2021-10-30 | Sunpower | SPR-E20-327 | Inverters | 0.32 |  | 49 |  |  | 0.99 |  | Outside | Roof
NJSTRE1545426334 |  | Transition Incentive Program | Swedesboro | 8085 | 15 | 16.02 | Residential | Yes | Behind the Meter | Net-metered residential rooftop and canopy |  | None | Seabright Solar | AC Electric | Accepted | 2020-08-12 | 2020-08-13 | 2021-10-30 | Sunpower | SPR-E20-327 | Solar Panels |  | 0.327 | 10 | 124 | 34 |  | Fixed | Roof
NJSTRE1545426334 |  | Transition Incentive Program | Swedesboro | 8085 | 15 | 16.02 | Residential | Yes | Behind the Meter | Net-metered residential rooftop and canopy |  | None | Seabright Solar | AC Electric | Accepted | 2020-08-12 | 2020-08-13 | 2021-10-30 | Sunpower | SPR-E20-327 | Solar Panels |  | 0.327 | 27 | 304 | 34 |  | Fixed | Roof
NJSTRE1545426334 |  | Transition Incentive Program | Swedesboro | 8085 | 15 | 16.02 | Residential | Yes | Behind the Meter | Net-metered residential rooftop and canopy |  | None | Seabright Solar | AC Electric | Accepted | 2020-08-12 | 2020-08-13 | 2021-10-30 | Sunpower | SPR-E20-327 | Solar Panels |  | 0.327 | 12 | 214 | 26 |  | Fixed | Roof
NJSTRE1545426339 |  | Transition Incentive Program | Monroe Township | 8831 | 11 | 8.84 | Residential | No | Behind the Meter | Net-metered residential rooftop and canopy |  | None | Tesla Energy Operations Inc. | JCP&L | Accepted | 2020-08-10 | 2020-08-13 | 2021-10-30 | Tesla | AC Powerwall 2.0 | Electric Storage Battery |  |  | 1 |  |  |  | Lithium Ion |  | Inside garage
NJSTRE1545426339 |  | Transition Incentive Program | Monroe Township | 8831 | 11 | 8.84 | Residential | No | Behind the Meter | Net-metered residential rooftop and canopy |  | None | Tesla Energy Operations Inc. | JCP&L | Accepted | 2020-08-10 | 2020-08-13 | 2021-10-30 | SolarEdge Technologies | SE7600H-US [240V] | Inverters | 7600 |  | 1 |  |  | 0.99 |  | Indoor | Inside garage
NJSTRE1545426339 |  | Transition Incentive Program | Monroe Township | 8831 | 11 | 8.84 | Residential | No | Behind the Meter | Net-metered residential rooftop and canopy |  | None | Tesla Energy Operations Inc. | JCP&L | Accepted | 2020-08-10 | 2020-08-13 | 2021-10-30 | Hanwha Q-CELLS | Q.Peak DUO BLK-G6+ 340 | Solar Panels |  | 0.34 | 20 | 98 | 35 |  | Fixed | Roof
NJSTRE1545426339 |  | Transition Incentive Program | Monroe Township | 8831 | 11 | 8.84 | Residential | No | Behind the Meter | Net-metered residential rooftop and canopy |  | None | Tesla Energy Operations Inc. | JCP&L | Accepted | 2020-08-10 | 2020-08-13 | 2021-10-30 | Hanwha Q-CELLS | Q.Peak DUO BLK-G6+ 340 | Solar Panels |  | 0.34 | 6 | 278 | 35 |  | Fixed | Roof
NJSTRE1545426343 |  | Transition Incentive Program | North Brunswick | 8902 | 11 | 8.75 | Residential | Yes | Behind the Meter | Net-metered residential rooftop and canopy |  | None | Pro Custom Solar dba Momentum Solar | PSE&G | Accepted | 2020-08-10 | 2020-08-13 | 2021-10-30 | Enphase | IQ7Plus-72-2-US | Inverters | 290 |  | 25 |  |  | 0.97 |  | Outdoor | Roof
NJSTRE1545426343 |  | Transition Incentive Program | North Brunswick | 8902 | 11 | 8.75 | Residential | Yes | Behind the Meter | Net-metered residential rooftop and canopy |  | None | Pro Custom Solar dba Momentum Solar | PSE&G | Accepted | 2020-08-10 | 2020-08-13 | 2021-10-30 | LG ELECTRONICS | LG 350N1C-V5 | Solar Panels |  | 0.35 | 12 | 55 | 21 |  | Fixed | Roof
NJSTRE1545426343 |  | Transition Incentive Program | North Brunswick | 8902 | 11 | 8.75 | Residential | Yes | Behind the Meter | Net-metered residential rooftop and canopy |  | None | Pro Custom Solar dba Momentum Solar | PSE&G | Accepted | 2020-08-10 | 2020-08-13 | 2021-10-30 | LG ELECTRONICS | LG 350N1C-V5 | Solar Panels |  | 0.35 | 13 | 235 | 30 |  | Fixed | Roof
NJSTRE1545426422 |  | Transition Incentive Program | West Orange | 7052 | 9 | 91.2 | Commercial | No | Behind the Meter | Net-metered non-residential rooftop and canopy |  | None | Solar Mite Solutions | PSE&G | Accepted | 2020-08-10 | 2020-08-13 | 2021-10-30 | Solar Edge | P320 | Inverters | 320 |  | 114 |  |  | 0.99 |  | Outdoor | roof, under modules
NJSTRE1545426422 |  | Transition Incentive Program | West Orange | 7052 | 9 | 91.2 | Commercial | No | Behind the Meter | Net-metered non-residential rooftop and canopy |  | None | Solar Mite Solutions | PSE&G | Accepted | 2020-08-10 | 2020-08-13 | 2021-10-30 | Hanwha | Q.Peak Duo L-G7.2 | Solar Panels |  | 0.4 | 228 | 128 | 5 |  | Fixed | Roof
NJSTRE1545428077 |  | Transition Incentive Program | MANAHAWKIN | 8050 | 18 | 12.92 | Residential | No | Behind the Meter | Net-metered residential rooftop and canopy |  | None | Suntuity Solar LLC | AC Electric | Accepted | 2020-08-11 | 2020-08-13 | 2021-10-30 | Enphase Energy | IQ7-60-2-US | Inverters | 240 |  | 38 |  |  | 0.97 |  | Outdoor | Behind the PV Modules
NJSTRE1545428077 |  | Transition Incentive Program | MANAHAWKIN | 8050 | 18 | 12.92 | Residential | No | Behind the Meter | Net-metered residential rooftop and canopy |  | None | Suntuity Solar LLC | AC Electric | Accepted | 2020-08-11 | 2020-08-13 | 2021-10-30 | LG Electronics | LG340N1C-V5 | Solar Panels |  | 0.34 | 6 | 228 | 13 |  | Fixed | Roof
NJSTRE1545428077 |  | Transition Incentive Program | MANAHAWKIN | 8050 | 18 | 12.92 | Residential | No | Behind the Meter | Net-metered residential rooftop and canopy |  | None | Suntuity Solar LLC | AC Electric | Accepted | 2020-08-11 | 2020-08-13 | 2021-10-30 | LG Electronics | LG340N1C-V5 | Solar Panels |  | 0.34 | 25 | 48 | 14 |  | Fixed | Roof
NJSTRE1545428077 |  | Transition Incentive Program | MANAHAWKIN | 8050 | 18 | 12.92 | Residential | No | Behind the Meter | Net-metered residential rooftop and canopy |  | None | Suntuity Solar LLC | AC Electric | Accepted | 2020-08-11 | 2020-08-13 | 2021-10-30 | LG Electronics | LG340N1C-V5 | Solar Panels |  | 0.34 | 7 | 228 | 29 |  | Fixed | Roof
NJSTRE1545428087 |  | Transition Incentive Program | Clayton | 8312 | 15 | 8.78 | Residential | Yes | Behind the Meter | Net-metered residential rooftop and canopy |  | None | SunnyMac LLC | AC Electric | Accepted | 2020-08-11 | 2020-08-13 | 2021-10-30 | Solaredge | SE7600H-US | Inverters | 7600 |  | 1 |  |  | 0.99 |  | Outside | Next to meter
NJSTRE1545428087 |  | Transition Incentive Program | Clayton | 8312 | 15 | 8.78 | Residential | Yes | Behind the Meter | Net-metered residential rooftop and canopy |  | None | SunnyMac LLC | AC Electric | Accepted | 2020-08-11 | 2020-08-13 | 2021-10-30 | REC | TWINPEAK 2 Mono | Solar Panels |  | 0.325 | 7 | 180 | 30 |  | Fixed | Roof
NJSTRE1545428087 |  | Transition Incentive Program | Clayton | 8312 | 15 | 8.78 | Residential | Yes | Behind the Meter | Net-metered residential rooftop and canopy |  | None | SunnyMac LLC | AC Electric | Accepted | 2020-08-11 | 2020-08-13 | 2021-10-30 | REC | TWINPEAK 2 Mono | Solar Panels |  | 0.325 | 8 | 180 | 30 |  | Fixed | Roof
NJSTRE1545428087 |  | Transition Incentive Program | Clayton | 8312 | 15 | 8.78 | Residential | Yes | Behind the Meter | Net-metered residential rooftop and canopy |  | None | SunnyMac LLC | AC Electric | Accepted | 2020-08-11 | 2020-08-13 | 2021-10-30 | REC | TWINPEAK 2 Mono | Solar Panels |  | 0.325 | 12 | 0 | 30 |  | Fixed | Roof
NJSTRE1545428105 |  | Transition Incentive Program | MANAHAWKIN | 8050 | 18 | 6.4 | Residential | Yes | Behind the Meter | Net-metered residential rooftop and canopy |  | None | Vivint Solar Developer, LLC | AC Electric | Accepted | 2020-08-11 | 2020-08-13 | 2021-10-30 | SOLAREDGE | SE7600H-US | Inverters | 7600 |  | 1 |  |  | 0.992 |  | Outdoor | Near the Utility Meter
NJSTRE1545428105 |  | Transition Incentive Program | MANAHAWKIN | 8050 | 18 | 6.4 | Residential | Yes | Behind the Meter | Net-metered residential rooftop and canopy |  | None | Vivint Solar Developer, LLC | AC Electric | Accepted | 2020-08-11 | 2020-08-13 | 2021-10-30 | JINKO SOLAR | JKM320M-60HBL | Solar Panels |  | 0.32 | 8 | 197 | 22 |  | Fixed | Roof
NJSTRE1545428105 |  | Transition Incentive Program | MANAHAWKIN | 8050 | 18 | 6.4 | Residential | Yes | Behind the Meter | Net-metered residential rooftop and canopy |  | None | Vivint Solar Developer, LLC | AC Electric | Accepted | 2020-08-11 | 2020-08-13 | 2021-10-30 | JINKO SOLAR | JKM320M-60HBL | Solar Panels |  | 0.32 | 12 | 107 | 23 |  | Fixed | Roof
NJSTRE1545428131 |  | Transition Incentive Program | Chesterfield | 8515 | 13 | 5.78 | Residential | No | Behind the Meter | Net-metered residential rooftop and canopy |  | None | Pro Custom Solar dba Momentum Solar | PSE&G | Accepted | 2020-08-11 | 2020-08-13 | 2021-10-30 | Enphase | IQ7-60-2-US | Inverters | 240 |  | 17 |  |  | 0.97 |  | Outdoor | Roof
NJSTRE1545428131 |  | Transition Incentive Program | Chesterfield | 8515 | 13 | 5.78 | Residential | No | Behind the Meter | Net-metered residential rooftop and canopy |  | None | Pro Custom Solar dba Momentum Solar | PSE&G | Accepted | 2020-08-11 | 2020-08-13 | 2021-10-30 | HANWHA | Q.PEAK DUO BLK G6+ 340 | Solar Panels |  | 0.34 | 5 | 172 | 28 |  | Fixed | Roof
NJSTRE1545428131 |  | Transition Incentive Program | Chesterfield | 8515 | 13 | 5.78 | Residential | No | Behind the Meter | Net-metered residential rooftop and canopy |  | None | Pro Custom Solar dba Momentum Solar | PSE&G | Accepted | 2020-08-11 | 2020-08-13 | 2021-10-30 | HANWHA | Q.PEAK DUO BLK G6+ 340 | Solar Panels |  | 0.34 | 12 | 172 | 27 |  | Fixed | Roof
NJSTRE1545428147 |  | Transition Incentive Program | Plainfield | 7062 | 10 | 3.5 | Residential | Yes | Behind the Meter | Net-metered residential rooftop and canopy |  | None | Pro Custom Solar dba Momentum Solar | PSE&G | Accepted | 2020-08-11 | 2020-08-13 | 2021-10-30 | Enphase | IQ7PLUS-72-2-US | Inverters | 290 |  | 10 |  |  | 0.97 |  | Outdoor | Roof
NJSTRE1545428147 |  | Transition Incentive Program | Plainfield | 7062 | 10 | 3.5 | Residential | Yes | Behind the Meter | Net-metered residential rooftop and canopy |  | None | Pro Custom Solar dba Momentum Solar | PSE&G | Accepted | 2020-08-11 | 2020-08-13 | 2021-10-30 | LG | LG 350N1C-V5 | Solar Panels |  | 0.35 | 10 | 140 | 28 |  | Fixed | Roof
NJSTRE1545428157 |  | Transition Incentive Program | Glassboro | 8028 | 15 | 7.7 | Residential | Yes | Behind the Meter | Net-metered residential rooftop and canopy |  | None | Pro Custom Solar dba Momentum Solar | AC Electric | Accepted | 2020-08-11 | 2020-08-13 | 2021-10-30 | ENPHASE | ENVOY S CELLULAR | Meters |  |  | 1 |  |  |  | Yes | Outdoor
NJSTRE1545428157 |  | Transition Incentive Program | Glassboro | 8028 | 15 | 7.7 | Residential | Yes | Behind the Meter | Net-metered residential rooftop and canopy |  | None | Pro Custom Solar dba Momentum Solar | AC Electric | Accepted | 2020-08-11 | 2020-08-13 | 2021-10-30 | Enphase | IQ7PLUS-72-2-US | Inverters | 290 |  | 22 |  |  | 0.97 |  | Outdoor | Roof
NJSTRE1545428157 |  | Transition Incentive Program | Glassboro | 8028 | 15 | 7.7 | Residential | Yes | Behind the Meter | Net-metered residential rooftop and canopy |  | None | Pro Custom Solar dba Momentum Solar | AC Electric | Accepted | 2020-08-11 | 2020-08-13 | 2021-10-30 | LG | LG 350N1C-V5 | Solar Panels |  | 0.35 | 22 | 293 | 28 |  | Fixed | Roof
NJSTRE1545428158 |  | Transition Incentive Program | Pleasantville | 8232 | 19 | 6.46 | Residential | Yes | Behind the Meter | Net-metered residential rooftop and canopy |  | None | Vision Solar LLC | AC Electric | Accepted | 2020-08-12 | 2020-08-13 | 2021-10-30 | ENPHASE | IQ7-60-2-US | Inverters | 0.24 |  | 19 |  |  | 0.96 |  | Other | BEHIND EACH PANEL
NJSTRE1545428158 |  | Transition Incentive Program | Pleasantville | 8232 | 19 | 6.46 | Residential | Yes | Behind the Meter | Net-metered residential rooftop and canopy |  | None | Vision Solar LLC | AC Electric | Accepted | 2020-08-12 | 2020-08-13 | 2021-10-30 | HANWHA Q-CELLS | Q.PEAK DUO-G6 340 | Solar Panels |  | 0.34 | 10 | 206 | 34 |  | Fixed | Roof
NJSTRE1545428158 |  | Transition Incentive Program | Pleasantville | 8232 | 19 | 6.46 | Residential | Yes | Behind the Meter | Net-metered residential rooftop and canopy |  | None | Vision Solar LLC | AC Electric | Accepted | 2020-08-12 | 2020-08-13 | 2021-10-30 | HANWHA Q-CELLS | Q.PEAK DUO-G6 340 | Solar Panels |  | 0.34 | 9 | 26 | 34 |  | Fixed | Roof
NJSTRE1545428175 |  | Transition Incentive Program | Elizabeth | 7202 | 10 | 3.5 | Residential | Yes | Behind the Meter | Net-metered residential rooftop and canopy |  | None | Pro Custom Solar dba Momentum Solar | PSE&G | Accepted | 2020-08-11 | 2020-08-13 | 2021-10-30 | Enphase | IQ7PLUS-72-2-US | Inverters | 290 |  | 10 |  |  | 0.97 |  | Outdoor | Roof
NJSTRE1545428175 |  | Transition Incentive Program | Elizabeth | 7202 | 10 | 3.5 | Residential | Yes | Behind the Meter | Net-metered residential rooftop and canopy |  | None | Pro Custom Solar dba Momentum Solar | PSE&G | Accepted | 2020-08-11 | 2020-08-13 | 2021-10-30 | LG | LG 350N1C-V5 | Solar Panels |  | 0.35 | 10 | 246 | 25 |  | Fixed | Roof
NJSTRE1545428187 |  | Transition Incentive Program | Saddle Brook | 7663 | 7 | 4.55 | Residential | Yes | Behind the Meter | Net-metered residential rooftop and canopy |  | None | Pro Custom Solar dba Momentum Solar | PSE&G | Accepted | 2020-08-11 | 2020-08-13 | 2021-10-30 | Enphase | IQ7PLUS-72-2-US | Inverters | 290 |  | 13 |  |  | 0.97 |  | Outdoor | Roof
NJSTRE1545428187 |  | Transition Incentive Program | Saddle Brook | 7663 | 7 | 4.55 | Residential | Yes | Behind the Meter | Net-metered residential rooftop and canopy |  | None | Pro Custom Solar dba Momentum Solar | PSE&G | Accepted | 2020-08-11 | 2020-08-13 | 2021-10-30 | LG | LG 350N1C-V5 | Solar Panels |  | 0.35 | 11 | 188 | 6 |  | Fixed | Roof
NJSTRE1545428187 |  | Transition Incentive Program | Saddle Brook | 7663 | 7 | 4.55 | Residential | Yes | Behind the Meter | Net-metered residential rooftop and canopy |  | None | Pro Custom Solar dba Momentum Solar | PSE&G | Accepted | 2020-08-11 | 2020-08-13 | 2021-10-30 | LG | LG 350N1C-V5 | Solar Panels |  | 0.35 | 2 | 8 | 37 |  | Fixed | Roof
NJSTRE1545428222 |  | Transition Incentive Program | CRANFORD | 7016 | 10 | 7.92 | Commercial | No | Behind the Meter | Net-metered non-residential rooftop and canopy |  | None | SEA BRIGHT SOLAR, LLC | PSE&G | Accepted | 2020-08-11 | 2020-08-13 | 2021-10-30 | SOLAR EDGE | SE-7600 H-US | Inverters | 7600 |  | 1 |  |  | 0.98 |  | Outdoor | ADJACENT TO METER
NJSTRE1545428222 |  | Transition Incentive Program | CRANFORD | 7016 | 10 | 7.92 | Commercial | No | Behind the Meter | Net-metered non-residential rooftop and canopy |  | None | SEA BRIGHT SOLAR, LLC | PSE&G | Accepted | 2020-08-11 | 2020-08-13 | 2021-10-30 | SUNPOWER | SPR-A440-COM | Solar Panels |  | 0.44 | 18 | 185 | 34 |  | Fixed | Roof | SOUTH
NJSTRE1545428304 |  | Transition Incentive Program | MILLVILLE | 8332 | 20 | 11.55 | Residential | Yes | Behind the Meter | Net-metered residential rooftop and canopy |  | None | Sunrun Installation Services, Inc. | AC Electric | Accepted | 2020-08-11 | 2020-09-10 | 2021-10-30 | Enphase Energy | IQ7-60-x-US (240V) | Inverters | 240 |  | 35 |  |  | 0.96 |  | Outdoor | Rooftop
NJSTRE1545428304 |  | Transition Incentive Program | MILLVILLE | 8332 | 20 | 11.55 | Residential | Yes | Behind the Meter | Net-metered residential rooftop and canopy |  | None | Sunrun Installation Services, Inc. | AC Electric | Accepted | 2020-08-11 | 2020-09-10 | 2021-10-30 | LG Electronics | LG330N1C-A5 | Solar Panels |  | 0.33 | 15 | 176 | 19 |  | Fixed | Roof
NJSTRE1545428304 |  | Transition Incentive Program | MILLVILLE | 8332 | 20 | 11.55 | Residential | Yes | Behind the Meter | Net-metered residential rooftop and canopy |  | None | Sunrun Installation Services, Inc. | AC Electric | Accepted | 2020-08-11 | 2020-09-10 | 2021-10-30 | LG Electronics | LG330N1C-A5 | Solar Panels |  | 0.33 | 5 | 266 | 27 |  | Fixed | Roof
NJSTRE1545428304 |  | Transition Incentive Program | MILLVILLE | 8332 | 20 | 11.55 | Residential | Yes | Behind the Meter | Net-metered residential rooftop and canopy |  | None | Sunrun Installation Services, Inc. | AC Electric | Accepted | 2020-08-11 | 2020-09-10 | 2021-10-30 | LG Electronics | LG330N1C-A5 | Solar Panels |  | 0.33 | 3 | 86 | 27 |  | Fixed | Roof
NJSTRE1545428304 |  | Transition Incentive Program | MILLVILLE | 8332 | 20 | 11.55 | Residential | Yes | Behind the Meter | Net-metered residential rooftop and canopy |  | None | Sunrun Installation Services, Inc. | AC Electric | Accepted | 2020-08-11 | 2020-09-10 | 2021-10-30 | LG Electronics | LG330N1C-A5 | Solar Panels |  | 0.33 | 12 | 356 | 23 |  | Fixed | Roof
NJSTRE1545428355 |  | Transition Incentive Program | MORRISTOWN | 7960 | 3 | 8.45 | Residential | Yes | Behind the Meter | Net-metered residential rooftop and canopy |  | None | Vivint Solar Developer, LLC | JCP&L | Accepted | 2020-08-12 | 2020-08-13 | 2021-10-30 | SOLAREDGE | SE7600H-US | Inverters | 7600 |  | 1 |  |  | 0.992 |  | Outdoor | Near the Utility Meter
NJSTRE1545428355 |  | Transition Incentive Program | MORRISTOWN | 7960 | 3 | 8.45 | Residential | Yes | Behind the Meter | Net-metered residential rooftop and canopy |  | None | Vivint Solar Developer, LLC | JCP&L | Accepted | 2020-08-12 | 2020-08-13 | 2021-10-30 | JINKO SOLAR | JKM325M-60HBL | Solar Panels |  | 0.325 | 8 | 214 | 39 |  | Fixed | Roof
NJSTRE1545428355 |  | Transition Incentive Program | MORRISTOWN | 7960 | 3 | 8.45 | Residential | Yes | Behind the Meter | Net-metered residential rooftop and canopy |  | None | Vivint Solar Developer, LLC | JCP&L | Accepted | 2020-08-12 | 2020-08-13 | 2021-10-30 | JINKO SOLAR | JKM325M-60HBL | Solar Panels |  | 0.325 | 8 | 34 | 28 |  | Fixed | Roof
NJSTRE1545428355 |  | Transition Incentive Program | MORRISTOWN | 7960 | 3 | 8.45 | Residential | Yes | Behind the Meter | Net-metered residential rooftop and canopy |  | None | Vivint Solar Developer, LLC | JCP&L | Accepted | 2020-08-12 | 2020-08-13 | 2021-10-30 | JINKO SOLAR | JKM325M-60HBL | Solar Panels |  | 0.325 | 10 | 214 | 28 |  | Fixed | Roof
NJSTRE1545428370 |  | Transition Incentive Program | Clifton | 7013 | 6 | 4.42 | Residential | Yes | Behind the Meter | Net-metered residential rooftop and canopy |  | PSEG | Vision Solar LLC | PSE&G | Accepted | 2020-08-11 | 2020-08-13 | 2021-10-30 | ENPHASE | IQ7-60-2-US | Inverters | 0.24 |  | 13 |  |  | 0.96 |  | Other | behind each panel
NJSTRE1545428370 |  | Transition Incentive Program | Clifton | 7013 | 6 | 4.42 | Residential | Yes | Behind the Meter | Net-metered residential rooftop and canopy |  | PSEG | Vision Solar LLC | PSE&G | Accepted | 2020-08-11 | 2020-08-13 | 2021-10-30 | HANWHA Q-CELLS | Q.PEAK DUO-G6 340 | Solar Panels |  | 0.34 | 6 | 38 | 10 |  | Fixed | Roof
NJSTRE1545428370 |  | Transition Incentive Program | Clifton | 7013 | 6 | 4.42 | Residential | Yes | Behind the Meter | Net-metered residential rooftop and canopy |  | PSEG | Vision Solar LLC | PSE&G | Accepted | 2020-08-11 | 2020-08-13 | 2021-10-30 | HANWHA Q-CELLS | Q.PEAK DUO-G6 340 | Solar Panels |  | 0.34 | 7 | 218 | 9 |  | Fixed | Roof
NJSTRE1545428371 |  | Transition Incentive Program | EAST HANOVER | 7936 | 3 | 8.45 | Residential | Yes | Behind the Meter | Net-metered residential rooftop and canopy |  | None | Vivint Solar Developer, LLC | JCP&L | Accepted | 2020-08-12 | 2020-08-13 | 2021-10-30 | SOLAREDGE | SE7600H-US | Inverters | 7600 |  | 1 |  |  | 0.992 |  | Outdoor | Near the Utility Meter
NJSTRE1545428371 |  | Transition Incentive Program | EAST HANOVER | 7936 | 3 | 8.45 | Residential | Yes | Behind the Meter | Net-metered residential rooftop and canopy |  | None | Vivint Solar Developer, LLC | JCP&L | Accepted | 2020-08-12 | 2020-08-13 | 2021-10-30 | JINKO SOLAR | JKM325M-60HBL | Solar Panels |  | 0.325 | 26 | 172 | 31 |  | Fixed | Roof
NJSTRE1545428390 |  | Transition Incentive Program | maplewood | 7040 | 9 | 2.04 | Residential | Yes | Behind the Meter | Net-metered residential rooftop and canopy |  | PSEG | Vision Solar LLC | PSE&G | Accepted | 2020-08-11 | 2020-08-13 | 2021-10-30 | ENPHASE | IQ7-60-2-US | Inverters | 0.24 |  | 6 |  |  | 0.96 |  | Other | behind each panel
NJSTRE1545428390 |  | Transition Incentive Program | maplewood | 7040 | 9 | 2.04 | Residential | Yes | Behind the Meter | Net-metered residential rooftop and canopy |  | PSEG | Vision Solar LLC | PSE&G | Accepted | 2020-08-11 | 2020-08-13 | 2021-10-30 | HANWHA Q-CELLS | Q.PEAK DUO-G6 340 | Solar Panels |  | 0.34 | 3 | 137 | 20 |  | Fixed | Roof
NJSTRE1545428390 |  | Transition Incentive Program | maplewood | 7040 | 9 | 2.04 | Residential | Yes | Behind the Meter | Net-metered residential rooftop and canopy |  | PSEG | Vision Solar LLC | PSE&G | Accepted | 2020-08-11 | 2020-08-13 | 2021-10-30 | HANWHA Q-CELLS | Q.PEAK DUO-G6 340 | Solar Panels |  | 0.34 | 3 | 137 | 17 |  | Fixed | Roof
NJSTRE1545428402 |  | Transition Incentive Program | Bound Brook Boro | 8805 | 5 | 5.58 | Residential | No | Behind the Meter | Net-metered residential rooftop and canopy |  | None | 1st Light Energy Inc | PSE&G | Accepted | 2020-08-11 | 2020-08-13 | 2021-10-30 | SMA | SB 5.0-1SP-US-41 | Inverters | 5000 |  | 1 |  |  | 0.98 |  | Outside | Next to Meter
NJSTRE1545428402 |  | Transition Incentive Program | Bound Brook Boro | 8805 | 5 | 5.58 | Residential | No | Behind the Meter | Net-metered residential rooftop and canopy |  | None | 1st Light Energy Inc | PSE&G | Accepted | 2020-08-11 | 2020-08-13 | 2021-10-30 | Axitec | AC-310MH/120SB | Solar Panels |  | 0.31 | 18 | 183 | 23 |  | Fixed | Roof
NJSTRE1545428408 |  | Transition Incentive Program | Turnersville | 8080 | 15 | 6.1 | Residential | Yes | Behind the Meter | Net-metered residential rooftop and canopy |  | None | Sunrun Installation Services, Inc. | AC Electric | Accepted | 2020-08-11 | 2020-08-13 | 2021-10-30 | Tesla | Powerwall 2 AC | Electric Storage Battery |  |  | 1 |  |  |  | Lithium Ion |  | outside
NJSTRE1545428408 |  | Transition Incentive Program | Turnersville | 8080 | 15 | 6.1 | Residential | Yes | Behind the Meter | Net-metered residential rooftop and canopy |  | None | Sunrun Installation Services, Inc. | AC Electric | Accepted | 2020-08-11 | 2020-08-13 | 2021-10-30 | Delta Electronics | M5-TL-US | Inverters | 5000 |  | 1 |  |  | 0.96 |  | Outdoor | Next To Meter
NJSTRE1545428408 |  | Transition Incentive Program | Turnersville | 8080 | 15 | 6.1 | Residential | Yes | Behind the Meter | Net-metered residential rooftop and canopy |  | None | Sunrun Installation Services, Inc. | AC Electric | Accepted | 2020-08-11 | 2020-08-13 | 2021-10-30 | LONGi Green Energy Technology Co Ltd | LR6-60HPB-305M | Solar Panels |  | 0.305 | 20 | 180 | 27 |  | Fixed | Roof
NJSTRE1545428414 |  | Transition Incentive Program | Voorhees | 8043 | 14 | 16.32 | Residential | No | Behind the Meter | Net-metered residential rooftop and canopy |  | None | Tesla Energy Operations Inc. | AC Electric | Accepted | 2020-08-11 | 2020-08-13 | 2021-10-30 | SolarEdge Technologies | SE7600H-US [240V] | Inverters | 7600 |  | 2 |  |  | 0.99 |  | Outside | Outside
NJSTRE1545428414 |  | Transition Incentive Program | Voorhees | 8043 | 14 | 16.32 | Residential | No | Behind the Meter | Net-metered residential rooftop and canopy |  | None | Tesla Energy Operations Inc. | AC Electric | Accepted | 2020-08-11 | 2020-08-13 | 2021-10-30 | Hanwha Q-CELLS | Q.Peak DUO BLK-G6+ 340 | Solar Panels |  | 0.34 | 4 | 218 | 45 |  | Fixed | Roof
NJSTRE1545428414 |  | Transition Incentive Program | Voorhees | 8043 | 14 | 16.32 | Residential | No | Behind the Meter | Net-metered residential rooftop and canopy |  | None | Tesla Energy Operations Inc. | AC Electric | Accepted | 2020-08-11 | 2020-08-13 | 2021-10-30 | Hanwha Q-CELLS | Q.Peak DUO BLK-G6+ 340 | Solar Panels |  | 0.34 | 28 | 128 | 37 |  | Fixed | Roof
NJSTRE1545428414 |  | Transition Incentive Program | Voorhees | 8043 | 14 | 16.32 | Residential | No | Behind the Meter | Net-metered residential rooftop and canopy |  | None | Tesla Energy Operations Inc. | AC Electric | Accepted | 2020-08-11 | 2020-08-13 | 2021-10-30 | Hanwha Q-CELLS | Q.Peak DUO BLK-G6+ 340 | Solar Panels |  | 0.34 | 4 | 38 | 45 |  | Fixed | Roof
NJSTRE1545428414 |  | Transition Incentive Program | Voorhees | 8043 | 14 | 16.32 | Residential | No | Behind the Meter | Net-metered residential rooftop and canopy |  | None | Tesla Energy Operations Inc. | AC Electric | Accepted | 2020-08-11 | 2020-08-13 | 2021-10-30 | Hanwha Q-CELLS | Q.Peak DUO BLK-G6+ 340 | Solar Panels |  | 0.34 | 12 | 308 | 37 |  | Fixed | Roof
NJSTRE1545428459 |  | Transition Incentive Program | trenton | 8618 | 12 | 5.44 | Residential | Yes | Behind the Meter | Net-metered residential rooftop and canopy |  | None | Vision Solar LLC | PSE&G | Accepted | 2020-08-11 | 2020-08-14 | 2021-10-30 | ENPHASE | IQ7-60-2-US | Inverters | 0.24 |  | 16 |  |  | 0.96 |  | Other | behind each panel
NJSTRE1545428459 |  | Transition Incentive Program | trenton | 8618 | 12 | 5.44 | Residential | Yes | Behind the Meter | Net-metered residential rooftop and canopy |  | None | Vision Solar LLC | PSE&G | Accepted | 2020-08-11 | 2020-08-14 | 2021-10-30 | HANWHA Q-CELLS | Q.PEAK DUO-G6 340 | Solar Panels |  | 0.34 | 1 | 308 | 27 |  | Fixed | Roof
NJSTRE1545428459 |  | Transition Incentive Program | trenton | 8618 | 12 | 5.44 | Residential | Yes | Behind the Meter | Net-metered residential rooftop and canopy |  | None | Vision Solar LLC | PSE&G | Accepted | 2020-08-11 | 2020-08-14 | 2021-10-30 | HANWHA Q-CELLS | Q.PEAK DUO-G6 340 | Solar Panels |  | 0.34 | 15 | 128 | 27 |  | Fixed | Roof
NJSTRE1545428465 |  | Transition Incentive Program | Newton | 7860 | 1 | 4.16 | Residential | No | Behind the Meter | Net-metered residential rooftop and canopy |  | None | 1st Light Energy Inc | JCP&L | Accepted | 2020-08-11 | 2020-08-13 | 2021-10-30 | Solaredge | SE3800H-USRGM | Inverters | 3800 |  | 1 |  |  | 0.98 |  | Outside | Next to meter
NJSTRE1545428465 |  | Transition Incentive Program | Newton | 7860 | 1 | 4.16 | Residential | No | Behind the Meter | Net-metered residential rooftop and canopy |  | None | 1st Light Energy Inc | JCP&L | Accepted | 2020-08-11 | 2020-08-13 | 2021-10-30 | Axitec | AC-320MH/120SB | Solar Panels |  | 0.32 | 13 | 159 | 31 |  | Fixed | Roof
NJSTRE1545428473 |  | Transition Incentive Program | Vineland | 8360 | 20 | 4.08 | Residential | Yes | Behind the Meter | Net-metered residential rooftop and canopy |  | None | Vision Solar LLC | Vineland Muni Electric | Accepted | 2020-08-11 | 2020-08-13 | 2021-10-30 | ENPHASE | IQ7-60-2-US | Inverters | 0.24 |  | 12 |  |  | 0.96 |  | Other | behind each panel
NJSTRE1545428473 |  | Transition Incentive Program | Vineland | 8360 | 20 | 4.08 | Residential | Yes | Behind the Meter | Net-metered residential rooftop and canopy |  | None | Vision Solar LLC | Vineland Muni Electric | Accepted | 2020-08-11 | 2020-08-13 | 2021-10-30 | HANWHA Q-CELLS | Q.PEAK DUO-G6 340 | Solar Panels |  | 0.34 | 5 | 167 | 29 |  | Fixed | Roof
NJSTRE1545428473 |  | Transition Incentive Program | Vineland | 8360 | 20 | 4.08 | Residential | Yes | Behind the Meter | Net-metered residential rooftop and canopy |  | None | Vision Solar LLC | Vineland Muni Electric | Accepted | 2020-08-11 | 2020-08-13 | 2021-10-30 | HANWHA Q-CELLS | Q.PEAK DUO-G6 340 | Solar Panels |  | 0.34 | 1 | 347 | 14 |  | Fixed | Roof
NJSTRE1545428473 |  | Transition Incentive Program | Vineland | 8360 | 20 | 4.08 | Residential | Yes | Behind the Meter | Net-metered residential rooftop and canopy |  | None | Vision Solar LLC | Vineland Muni Electric | Accepted | 2020-08-11 | 2020-08-13 | 2021-10-30 | HANWHA Q-CELLS | Q.PEAK DUO-G6 340 | Solar Panels |  | 0.34 | 3 | 167 | 14 |  | Fixed | Roof
NJSTRE1545428473 |  | Transition Incentive Program | Vineland | 8360 | 20 | 4.08 | Residential | Yes | Behind the Meter | Net-metered residential rooftop and canopy |  | None | Vision Solar LLC | Vineland Muni Electric | Accepted | 2020-08-11 | 2020-08-13 | 2021-10-30 | HANWHA Q-CELLS | Q.PEAK DUO-G6 340 | Solar Panels |  | 0.34 | 3 | 347 | 29 |  | Fixed | Roof
NJSTRE1545428486 |  | Transition Incentive Program | Union | 7083 | 10 | 5.89 | Residential | Yes | Behind the Meter | Net-metered residential rooftop and canopy |  | None | Ad Energy | PSE&G | Accepted | 2020-08-11 | 2020-08-25 | 2021-10-30 | Sunpower | Sunpwer Type E | Inverters | 0.315 |  | 18 |  |  | 0.97 |  | Outdoor | at each panel
NJSTRE1545428486 |  | Transition Incentive Program | Union | 7083 | 10 | 5.89 | Residential | Yes | Behind the Meter | Net-metered residential rooftop and canopy |  | None | Ad Energy | PSE&G | Accepted | 2020-08-11 | 2020-08-25 | 2021-10-30 | Sunpower | SPR-E20-327-E-AC | Solar Panels |  | 0.327 | 2 | 270 | 26 |  | Fixed | Roof
NJSTRE1545428486 |  | Transition Incentive Program | Union | 7083 | 10 | 5.89 | Residential | Yes | Behind the Meter | Net-metered residential rooftop and canopy |  | None | Ad Energy | PSE&G | Accepted | 2020-08-11 | 2020-08-25 | 2021-10-30 | Sunpower | SPR-E20-327-E-AC | Solar Panels |  | 0.327 | 4 | 90 | 26 |  | Fixed | Roof
NJSTRE1545428486 |  | Transition Incentive Program | Union | 7083 | 10 | 5.89 | Residential | Yes | Behind the Meter | Net-metered residential rooftop and canopy |  | None | Ad Energy | PSE&G | Accepted | 2020-08-11 | 2020-08-25 | 2021-10-30 | Sunpower | SPR-E20-327-E-AC | Solar Panels |  | 0.327 | 10 | 180 | 35 |  | Fixed | Roof
NJSTRE1545428486 |  | Transition Incentive Program | Union | 7083 | 10 | 5.89 | Residential | Yes | Behind the Meter | Net-metered residential rooftop and canopy |  | None | Ad Energy | PSE&G | Accepted | 2020-08-11 | 2020-08-25 | 2021-10-30 | Sunpower | SPR-E20-327-E-AC | Solar Panels |  | 0.327 | 2 | 180 | 35 |  | Fixed | Roof
NJSTRE1545428490 |  | Transition Incentive Program | NEWTON | 7860 | 1 | 11.9 | Residential | Yes | Behind the Meter | Net-metered residential rooftop and canopy |  | None | Sunrun Installation Services, Inc. | JCP&L | Accepted | 2020-08-11 | 2020-08-13 | 2021-10-30 | Tesla | Powerwall 2 AC | Electric Storage Battery |  |  | 1 |  |  |  | Lithium Ion |  | outside
NJSTRE1545428490 |  | Transition Incentive Program | NEWTON | 7860 | 1 | 11.9 | Residential | Yes | Behind the Meter | Net-metered residential rooftop and canopy |  | None | Sunrun Installation Services, Inc. | JCP&L | Accepted | 2020-08-11 | 2020-08-13 | 2021-10-30 | Delta Electronics | M6-TL-US | Inverters | 6000 |  | 1 |  |  | 0.96 |  | Outdoor | Next To Meter
NJSTRE1545428490 |  | Transition Incentive Program | NEWTON | 7860 | 1 | 11.9 | Residential | Yes | Behind the Meter | Net-metered residential rooftop and canopy |  | None | Sunrun Installation Services, Inc. | JCP&L | Accepted | 2020-08-11 | 2020-08-13 | 2021-10-30 | Delta Electronics | M4-TL-US | Inverters | 4000 |  | 1 |  |  | 0.96 |  | Outdoor | Next To Meter
NJSTRE1545428490 |  | Transition Incentive Program | NEWTON | 7860 | 1 | 11.9 | Residential | Yes | Behind the Meter | Net-metered residential rooftop and canopy |  | None | Sunrun Installation Services, Inc. | JCP&L | Accepted | 2020-08-11 | 2020-08-13 | 2021-10-30 | LONGi Green Energy Technology Co Ltd | LR6-60HPB-305M | Solar Panels |  | 0.305 | 10 | 136 | 27 |  | Fixed | Roof
NJSTRE1545428490 |  | Transition Incentive Program | NEWTON | 7860 | 1 | 11.9 | Residential | Yes | Behind the Meter | Net-metered residential rooftop and canopy |  | None | Sunrun Installation Services, Inc. | JCP&L | Accepted | 2020-08-11 | 2020-08-13 | 2021-10-30 | LONGi Green Energy Technology Co Ltd | LR6-60HPB-305M | Solar Panels |  | 0.305 | 5 | 225 | 27 |  | Fixed | Roof
NJSTRE1545428490 |  | Transition Incentive Program | NEWTON | 7860 | 1 | 11.9 | Residential | Yes | Behind the Meter | Net-metered residential rooftop and canopy |  | None | Sunrun Installation Services, Inc. | JCP&L | Accepted | 2020-08-11 | 2020-08-13 | 2021-10-30 | LONGi Green Energy Technology Co Ltd | LR6-60HPB-305M | Solar Panels |  | 0.305 | 7 | 315 | 27 |  | Fixed | Roof
NJSTRE1545428490 |  | Transition Incentive Program | NEWTON | 7860 | 1 | 11.9 | Residential | Yes | Behind the Meter | Net-metered residential rooftop and canopy |  | None | Sunrun Installation Services, Inc. | JCP&L | Accepted | 2020-08-11 | 2020-08-13 | 2021-10-30 | LONGi Green Energy Technology Co Ltd | LR6-60HPB-305M | Solar Panels |  | 0.305 | 17 | 45 | 27 |  | Fixed | Roof
NJSTRE1545428491 |  | Transition Incentive Program | West Long Branch | 7764 | 17 | 22.27 | Residential | Yes | Behind the Meter | Net-metered residential rooftop and canopy |  | None | Sunrun Installation Services, Inc. | JCP&L | Accepted | 2020-08-11 | 2020-08-13 | 2021-10-30 | Enphase Energy | IQ7-60-x-US (240V) | Inverters | 240 |  | 73 |  |  | 0.96 |  | Outdoor | Rooftop
NJSTRE1545428491 |  | Transition Incentive Program | West Long Branch | 7764 | 17 | 22.27 | Residential | Yes | Behind the Meter | Net-metered residential rooftop and canopy |  | None | Sunrun Installation Services, Inc. | JCP&L | Accepted | 2020-08-11 | 2020-08-13 | 2021-10-30 | LONGi Green Energy Technology Co Ltd | LR6-60HPB-305M | Solar Panels |  | 0.305 | 12 | 179 | 23 |  | Fixed | Roof
NJSTRE1545428491 |  | Transition Incentive Program | West Long Branch | 7764 | 17 | 22.27 | Residential | Yes | Behind the Meter | Net-metered residential rooftop and canopy |  | None | Sunrun Installation Services, Inc. | JCP&L | Accepted | 2020-08-11 | 2020-08-13 | 2021-10-30 | LONGi Green Energy Technology Co Ltd | LR6-60HPB-305M | Solar Panels |  | 0.305 | 20 | 88 | 45 |  | Fixed | Roof
NJSTRE1545428491 |  | Transition Incentive Program | West Long Branch | 7764 | 17 | 22.27 | Residential | Yes | Behind the Meter | Net-metered residential rooftop and canopy |  | None | Sunrun Installation Services, Inc. | JCP&L | Accepted | 2020-08-11 | 2020-08-13 | 2021-10-30 | LONGi Green Energy Technology Co Ltd | LR6-60HPB-305M | Solar Panels |  | 0.305 | 21 | 267 | 45 |  | Fixed | Roof
NJSTRE1545428491 |  | Transition Incentive Program | West Long Branch | 7764 | 17 | 22.27 | Residential | Yes | Behind the Meter | Net-metered residential rooftop and canopy |  | None | Sunrun Installation Services, Inc. | JCP&L | Accepted | 2020-08-11 | 2020-08-13 | 2021-10-30 | LONGi Green Energy Technology Co Ltd | LR6-60HPB-305M | Solar Panels |  | 0.305 | 20 | 178 | 45 |  | Fixed | Roof
NJSTRE1545428502 |  | Transition Incentive Program | Pennsville | 8070 | 16 | 13.6 | Residential | Yes | Behind the Meter | Net-metered residential rooftop and canopy |  | None | Vision Solar LLC | AC Electric | Accepted | 2020-08-11 | 2020-08-14 | 2021-10-30 | ENPHASE | IQ7-60-2-US | Inverters | 0.24 |  | 40 |  |  | 0.96 |  | Other | behind each panel
NJSTRE1545428502 |  | Transition Incentive Program | Pennsville | 8070 | 16 | 13.6 | Residential | Yes | Behind the Meter | Net-metered residential rooftop and canopy |  | None | Vision Solar LLC | AC Electric | Accepted | 2020-08-11 | 2020-08-14 | 2021-10-30 | HANWHA Q-CELLS | Q.PEAK DUO-G6 340 | Solar Panels |  | 0.34 | 2 | 134 | 22 |  | Fixed | Roof
NJSTRE1545428502 |  | Transition Incentive Program | Pennsville | 8070 | 16 | 13.6 | Residential | Yes | Behind the Meter | Net-metered residential rooftop and canopy |  | None | Vision Solar LLC | AC Electric | Accepted | 2020-08-11 | 2020-08-14 | 2021-10-30 | HANWHA Q-CELLS | Q.PEAK DUO-G6 340 | Solar Panels |  | 0.34 | 10 | 224 | 16 |  | Fixed | Roof
NJSTRE1545428502 |  | Transition Incentive Program | Pennsville | 8070 | 16 | 13.6 | Residential | Yes | Behind the Meter | Net-metered residential rooftop and canopy |  | None | Vision Solar LLC | AC Electric | Accepted | 2020-08-11 | 2020-08-14 | 2021-10-30 | HANWHA Q-CELLS | Q.PEAK DUO-G6 340 | Solar Panels |  | 0.34 | 12 | 44 | 16 |  | Fixed | Roof
NJSTRE1545428502 |  | Transition Incentive Program | Pennsville | 8070 | 16 | 13.6 | Residential | Yes | Behind the Meter | Net-metered residential rooftop and canopy |  | None | Vision Solar LLC | AC Electric | Accepted | 2020-08-11 | 2020-08-14 | 2021-10-30 | HANWHA Q-CELLS | Q.PEAK DUO-G6 340 | Solar Panels |  | 0.34 | 16 | 314 | 22 |  | Fixed | Roof
NJSTRE1545428515 |  | Transition Incentive Program | Clementon | 8021 | 14 | 14.62 | Residential | Yes | Behind the Meter | Net-metered residential rooftop and canopy |  | None | Vision Solar LLC | AC Electric | Accepted | 2020-08-11 | 2020-08-14 | 2021-10-30 | ENPHASE | IQ7-60-2-US | Inverters | 0.24 |  | 43 |  |  | 0.96 |  | Other | behind each panel
NJSTRE1545428515 |  | Transition Incentive Program | Clementon | 8021 | 14 | 14.62 | Residential | Yes | Behind the Meter | Net-metered residential rooftop and canopy |  | None | Vision Solar LLC | AC Electric | Accepted | 2020-08-11 | 2020-08-14 | 2021-10-30 | HANWHA Q-CELLS | Q.PEAK DUO-G6 340 | Solar Panels |  | 0.34 | 6 | 218 | 22 |  | Fixed | Roof
NJSTRE1545428515 |  | Transition Incentive Program | Clementon | 8021 | 14 | 14.62 | Residential | Yes | Behind the Meter | Net-metered residential rooftop and canopy |  | None | Vision Solar LLC | AC Electric | Accepted | 2020-08-11 | 2020-08-14 | 2021-10-30 | HANWHA Q-CELLS | Q.PEAK DUO-G6 340 | Solar Panels |  | 0.34 | 21 | 128 | 22 |  | Fixed | Roof
NJSTRE1545428515 |  | Transition Incentive Program | Clementon | 8021 | 14 | 14.62 | Residential | Yes | Behind the Meter | Net-metered residential rooftop and canopy |  | None | Vision Solar LLC | AC Electric | Accepted | 2020-08-11 | 2020-08-14 | 2021-10-30 | HANWHA Q-CELLS | Q.PEAK DUO-G6 340 | Solar Panels |  | 0.34 | 16 | 308 | 21 |  | Fixed | Roof
NJSTRE1545428533 |  | Transition Incentive Program | Lawrence Township | 8311 | 20 | 23.22 | Residential | Yes | Behind the Meter | Net-metered residential rooftop and canopy |  | None | Ad Energy | AC Electric | Accepted | 2020-08-11 | 2020-08-17 | 2021-10-30 | Enphase Energy | IQ7XS-96-ACM-US | Inverters | 315 |  | 71 |  |  | 0.975 |  | Outdoor | at each panel
NJSTRE1545428533 |  | Transition Incentive Program | Lawrence Township | 8311 | 20 | 23.22 | Residential | Yes | Behind the Meter | Net-metered residential rooftop and canopy |  | None | Ad Energy | AC Electric | Accepted | 2020-08-11 | 2020-08-17 | 2021-10-30 | Sunpower | SPR-E20-327-E-AC | Solar Panels |  | 0.327 | 17 | 213 | 40 |  | Fixed | Roof
NJSTRE1545428533 |  | Transition Incentive Program | Lawrence Township | 8311 | 20 | 23.22 | Residential | Yes | Behind the Meter | Net-metered residential rooftop and canopy |  | None | Ad Energy | AC Electric | Accepted | 2020-08-11 | 2020-08-17 | 2021-10-30 | Sunpower | SPR-E20-327-E-AC | Solar Panels |  | 0.327 | 4 | 303 | 33 |  | Fixed | Roof
NJSTRE1545428533 |  | Transition Incentive Program | Lawrence Township | 8311 | 20 | 23.22 | Residential | Yes | Behind the Meter | Net-metered residential rooftop and canopy |  | None | Ad Energy | AC Electric | Accepted | 2020-08-11 | 2020-08-17 | 2021-10-30 | Sunpower | SPR-E20-327-E-AC | Solar Panels |  | 0.327 | 22 | 33 | 40 |  | Fixed | Roof
NJSTRE1545428533 |  | Transition Incentive Program | Lawrence Township | 8311 | 20 | 23.22 | Residential | Yes | Behind the Meter | Net-metered residential rooftop and canopy |  | None | Ad Energy | AC Electric | Accepted | 2020-08-11 | 2020-08-17 | 2021-10-30 | Sunpower | SPR-E20-327-E-AC | Solar Panels |  | 0.327 | 24 | 123 | 12 |  | Fixed | Roof
NJSTRE1545428533 |  | Transition Incentive Program | Lawrence Township | 8311 | 20 | 23.22 | Residential | Yes | Behind the Meter | Net-metered residential rooftop and canopy |  | None | Ad Energy | AC Electric | Accepted | 2020-08-11 | 2020-08-17 | 2021-10-30 | Sunpower | SPR-E20-327-E-AC | Solar Panels |  | 0.327 | 4 | 123 | 33 |  | Fixed | Roof
NJSTRE1545428538 |  | Transition Incentive Program | Rahway | 7065 | 10 | 5.95 | Residential | Yes | Behind the Meter | Net-metered residential rooftop and canopy |  | None | Pro Custom Solar dba Momentum Solar | PSE&G | Accepted | 2020-08-11 | 2020-08-14 | 2021-10-30 | Enphase | IQ7PLUS-72-2-US | Inverters | 290 |  | 17 |  |  | 0.97 |  | Outdoor | Roof
NJSTRE1545428538 |  | Transition Incentive Program | Rahway | 7065 | 10 | 5.95 | Residential | Yes | Behind the Meter | Net-metered residential rooftop and canopy |  | None | Pro Custom Solar dba Momentum Solar | PSE&G | Accepted | 2020-08-11 | 2020-08-14 | 2021-10-30 | LG | LG 350N1C-V5 | Solar Panels |  | 0.35 | 9 | 118 | 38 |  | Fixed | Roof
NJSTRE1545428538 |  | Transition Incentive Program | Rahway | 7065 | 10 | 5.95 | Residential | Yes | Behind the Meter | Net-metered residential rooftop and canopy |  | None | Pro Custom Solar dba Momentum Solar | PSE&G | Accepted | 2020-08-11 | 2020-08-14 | 2021-10-30 | LG | LG 350N1C-V5 | Solar Panels |  | 0.35 | 8 | 298 | 33 |  | Fixed | Roof
NJSTRE1545428562 |  | Transition Incentive Program | PLEASANTVILLE | 8232 | 19 | 5.44 | Residential | No | Behind the Meter | Net-metered residential rooftop and canopy |  | None | Orbit Energy & Power, LLC | AC Electric | Accepted | 2020-08-11 | 2020-08-13 | 2021-10-30 | ENPHASE | IQ7-60-2-US | Inverters | 0.24 |  | 17 |  |  | 0.96 |  | Other | BEHIND PANELS
NJSTRE1545428562 |  | Transition Incentive Program | PLEASANTVILLE | 8232 | 19 | 5.44 | Residential | No | Behind the Meter | Net-metered residential rooftop and canopy |  | None | Orbit Energy & Power, LLC | AC Electric | Accepted | 2020-08-11 | 2020-08-13 | 2021-10-30 | HANWHA QCELLS | QPEAK 320W | Solar Panels |  | 0.32 | 17 | 206 | 20 |  | Fixed | Roof
NJSTRE1545428660 |  | Transition Incentive Program | Willingboro | 8046 | 13 | 8.18 | Residential | Yes | Behind the Meter | Net-metered residential rooftop and canopy |  | None | Ad Energy | PSE&G | Accepted | 2020-08-11 | 2020-08-14 | 2021-10-30 | Sunpower | SPR-E20-327-E-AC | Inverters | 315 |  | 25 |  |  | 0.97 |  | Outdoor | at each panel
NJSTRE1545428660 |  | Transition Incentive Program | Willingboro | 8046 | 13 | 8.18 | Residential | Yes | Behind the Meter | Net-metered residential rooftop and canopy |  | None | Ad Energy | PSE&G | Accepted | 2020-08-11 | 2020-08-14 | 2021-10-30 | Sunpower | SPR-E20-327-E-AC | Solar Panels |  | 0.327 | 12 | 246 | 18 |  | Fixed | Roof
NJSTRE1545428660 |  | Transition Incentive Program | Willingboro | 8046 | 13 | 8.18 | Residential | Yes | Behind the Meter | Net-metered residential rooftop and canopy |  | None | Ad Energy | PSE&G | Accepted | 2020-08-11 | 2020-08-14 | 2021-10-30 | Sunpower | SPR-E20-327-E-AC | Solar Panels |  | 0.327 | 13 | 156 | 18 |  | Fixed | Roof
NJSTRE1545428674 |  | Transition Incentive Program | Hackensack | 7601 | 7 | 5.25 | Residential | Yes | Behind the Meter | Net-metered residential rooftop and canopy |  | None | Pro Custom Solar dba Momentum Solar | PSE&G | Accepted | 2020-08-11 | 2020-08-14 | 2021-10-30 | Enphase | IQ7PLUS-72-2-US | Inverters | 290 |  | 15 |  |  | 0.97 |  | Outdoor | Roof
NJSTRE1545428674 |  | Transition Incentive Program | Hackensack | 7601 | 7 | 5.25 | Residential | Yes | Behind the Meter | Net-metered residential rooftop and canopy |  | None | Pro Custom Solar dba Momentum Solar | PSE&G | Accepted | 2020-08-11 | 2020-08-14 | 2021-10-30 | LG | LG 350N1C-V5 | Solar Panels |  | 0.35 | 4 | 218 | 22 |  | Fixed | Roof
NJSTRE1545428674 |  | Transition Incentive Program | Hackensack | 7601 | 7 | 5.25 | Residential | Yes | Behind the Meter | Net-metered residential rooftop and canopy |  | None | Pro Custom Solar dba Momentum Solar | PSE&G | Accepted | 2020-08-11 | 2020-08-14 | 2021-10-30 | LG | LG 350N1C-V5 | Solar Panels |  | 0.35 | 11 | 218 | 15 |  | Fixed | Roof
NJSTRE1545428686 |  | Transition Incentive Program | ┬áBuena | 8341 | 19 | 16.35 | Residential | Yes | Behind the Meter | Net-metered residential rooftop and canopy |  | None | Seabright Solar | AC Electric | Accepted | 2020-08-21 | 2020-08-21 | 2021-10-30 | Sunpower | PCS 6 | Meters |  |  | 1 |  |  |  | Yes | Outdoor
NJSTRE1545428686 |  | Transition Incentive Program | ┬áBuena | 8341 | 19 | 16.35 | Residential | Yes | Behind the Meter | Net-metered residential rooftop and canopy |  | None | Seabright Solar | AC Electric | Accepted | 2020-08-21 | 2020-08-21 | 2021-10-30 | Sunpower | SPR-E20-327 | Inverters | 0.32 |  | 50 |  |  | 0.99 |  | Outside | Roof
NJSTRE1545428686 |  | Transition Incentive Program | ┬áBuena | 8341 | 19 | 16.35 | Residential | Yes | Behind the Meter | Net-metered residential rooftop and canopy |  | None | Seabright Solar | AC Electric | Accepted | 2020-08-21 | 2020-08-21 | 2021-10-30 | Sunpower | SPR-E20-327 | Solar Panels |  | 0.327 | 18 | 18 | 96 |  | Fixed | Roof
NJSTRE1545428686 |  | Transition Incentive Program | ┬áBuena | 8341 | 19 | 16.35 | Residential | Yes | Behind the Meter | Net-metered residential rooftop and canopy |  | None | Seabright Solar | AC Electric | Accepted | 2020-08-21 | 2020-08-21 | 2021-10-30 | Sunpower | SPR-E20-327 | Solar Panels |  | 0.327 | 18 | 276 | 18 |  | Fixed | Roof
NJSTRE1545428686 |  | Transition Incentive Program | ┬áBuena | 8341 | 19 | 16.35 | Residential | Yes | Behind the Meter | Net-metered residential rooftop and canopy |  | None | Seabright Solar | AC Electric | Accepted | 2020-08-21 | 2020-08-21 | 2021-10-30 | Sunpower | SPR-E20-327 | Solar Panels |  | 0.327 | 10 | 184 | 16 |  | Fixed | Roof
NJSTRE1545428686 |  | Transition Incentive Program | ┬áBuena | 8341 | 19 | 16.35 | Residential | Yes | Behind the Meter | Net-metered residential rooftop and canopy |  | None | Seabright Solar | AC Electric | Accepted | 2020-08-21 | 2020-08-21 | 2021-10-30 | Sunpower | SPR-E20-327 | Solar Panels |  | 0.327 | 4 | 184 | 18 |  | Fixed | Roof
NJSTRE1545428692 |  | Transition Incentive Program | TOTOWA | 7512 | 6 | 11.7 | Residential | Yes | Behind the Meter | Net-metered residential rooftop and canopy |  | None | Vivint Solar Developer, LLC | PSE&G | Accepted | 2020-08-12 | 2020-08-14 | 2021-10-30 | SOLAREDGE | SE7600H-US | Inverters | 7600 |  | 1 |  |  | 0.992 |  | Outdoor | Near the Utility Meter
NJSTRE1545428692 |  | Transition Incentive Program | TOTOWA | 7512 | 6 | 11.7 | Residential | Yes | Behind the Meter | Net-metered residential rooftop and canopy |  | None | Vivint Solar Developer, LLC | PSE&G | Accepted | 2020-08-12 | 2020-08-14 | 2021-10-30 | JINKO SOLAR | JKM325M-60HBL | Solar Panels |  | 0.325 | 10 | 17 | 24 |  | Fixed | Roof
NJSTRE1545428692 |  | Transition Incentive Program | TOTOWA | 7512 | 6 | 11.7 | Residential | Yes | Behind the Meter | Net-metered residential rooftop and canopy |  | None | Vivint Solar Developer, LLC | PSE&G | Accepted | 2020-08-12 | 2020-08-14 | 2021-10-30 | JINKO SOLAR | JKM325M-60HBL | Solar Panels |  | 0.325 | 7 | 287 | 24 |  | Fixed | Roof
NJSTRE1545428692 |  | Transition Incentive Program | TOTOWA | 7512 | 6 | 11.7 | Residential | Yes | Behind the Meter | Net-metered residential rooftop and canopy |  | None | Vivint Solar Developer, LLC | PSE&G | Accepted | 2020-08-12 | 2020-08-14 | 2021-10-30 | JINKO SOLAR | JKM325M-60HBL | Solar Panels |  | 0.325 | 9 | 17 | 25 |  | Fixed | Roof
NJSTRE1545428692 |  | Transition Incentive Program | TOTOWA | 7512 | 6 | 11.7 | Residential | Yes | Behind the Meter | Net-metered residential rooftop and canopy |  | None | Vivint Solar Developer, LLC | PSE&G | Accepted | 2020-08-12 | 2020-08-14 | 2021-10-30 | JINKO SOLAR | JKM325M-60HBL | Solar Panels |  | 0.325 | 10 | 17 | 24 |  | Fixed | Roof
NJSTRE1545428708 |  | Transition Incentive Program | GLASSBORO | 8028 | 15 | 5.85 | Residential | Yes | Behind the Meter | Net-metered residential rooftop and canopy |  | None | Vivint Solar Developer, LLC | AC Electric | Accepted | 2020-08-12 | 2020-08-14 | 2021-10-30 | SOLAREDGE | SE7600H-US | Inverters | 7600 |  | 1 |  |  | 0.992 |  | Outdoor | Near the Utility Meter
NJSTRE1545428708 |  | Transition Incentive Program | GLASSBORO | 8028 | 15 | 5.85 | Residential | Yes | Behind the Meter | Net-metered residential rooftop and canopy |  | None | Vivint Solar Developer, LLC | AC Electric | Accepted | 2020-08-12 | 2020-08-14 | 2021-10-30 | JINKO SOLAR | JKM325M-60HBL | Solar Panels |  | 0.325 | 18 | 184 | 23 |  | Fixed | Roof
NJSTRE1545428736 |  | Transition Incentive Program | Piscataway | 8854 | 11 | 20.6 | Residential | Yes | Behind the Meter | Net-metered residential rooftop and canopy |  | None | Seabright Solar | PSE&G | Accepted | 2020-08-21 | 2020-08-21 | 2021-10-30 | Sunpower | PVS 6 | Meters |  |  | 1 |  |  |  | Yes | Outdoor
NJSTRE1545428736 |  | Transition Incentive Program | Piscataway | 8854 | 11 | 20.6 | Residential | Yes | Behind the Meter | Net-metered residential rooftop and canopy |  | None | Seabright Solar | PSE&G | Accepted | 2020-08-21 | 2020-08-21 | 2021-10-30 | Sunpower | SPR-E20-327 | Inverters | 0.32 |  | 63 |  |  | 0.99 |  | Outside | Roof
NJSTRE1545428736 |  | Transition Incentive Program | Piscataway | 8854 | 11 | 20.6 | Residential | Yes | Behind the Meter | Net-metered residential rooftop and canopy |  | None | Seabright Solar | PSE&G | Accepted | 2020-08-21 | 2020-08-21 | 2021-10-30 | Sunpower | SPR-E20-327 | Solar Panels |  | 0.327 | 9 | 234 | 37 |  | Fixed | Roof
NJSTRE1545428736 |  | Transition Incentive Program | Piscataway | 8854 | 11 | 20.6 | Residential | Yes | Behind the Meter | Net-metered residential rooftop and canopy |  | None | Seabright Solar | PSE&G | Accepted | 2020-08-21 | 2020-08-21 | 2021-10-30 | Sunpower | SPR-E20-327 | Solar Panels |  | 0.327 | 7 | 144 | 37 |  | Fixed | Roof
NJSTRE1545428736 |  | Transition Incentive Program | Piscataway | 8854 | 11 | 20.6 | Residential | Yes | Behind the Meter | Net-metered residential rooftop and canopy |  | None | Seabright Solar | PSE&G | Accepted | 2020-08-21 | 2020-08-21 | 2021-10-30 | Sunpower | SPR-E20-327 | Solar Panels |  | 0.327 | 14 | 324 | 37 |  | Fixed | Roof
NJSTRE1545428736 |  | Transition Incentive Program | Piscataway | 8854 | 11 | 20.6 | Residential | Yes | Behind the Meter | Net-metered residential rooftop and canopy |  | None | Seabright Solar | PSE&G | Accepted | 2020-08-21 | 2020-08-21 | 2021-10-30 | Sunpower | SPR-E20-327 | Solar Panels |  | 0.327 | 13 | 324 | 37 |  | Fixed | Roof
NJSTRE1545428736 |  | Transition Incentive Program | Piscataway | 8854 | 11 | 20.6 | Residential | Yes | Behind the Meter | Net-metered residential rooftop and canopy |  | None | Seabright Solar | PSE&G | Accepted | 2020-08-21 | 2020-08-21 | 2021-10-30 | Sunpower | SPR-E20-327 | Solar Panels |  | 0.327 | 13 | 54 | 37 |  | Fixed | Roof
NJSTRE1545428736 |  | Transition Incentive Program | Piscataway | 8854 | 11 | 20.6 | Residential | Yes | Behind the Meter | Net-metered residential rooftop and canopy |  | None | Seabright Solar | PSE&G | Accepted | 2020-08-21 | 2020-08-21 | 2021-10-30 | Sunpower | SPR-E20-327 | Solar Panels |  | 0.327 | 7 | 144 | 37 |  | Fixed | Roof
NJSTRE1545428741 |  | Transition Incentive Program | EAST RUTHERFORD | 7073 | 7 | 3.9 | Residential | Yes | Behind the Meter | Net-metered residential rooftop and canopy |  | None | Vivint Solar Developer, LLC | PSE&G | Accepted | 2020-08-14 | 2020-08-17 | 2021-10-30 | SOLAREDGE | SE3800H-US | Inverters | 3800 |  | 1 |  |  | 0.992 |  | Outdoor | Near the Utility Meter
NJSTRE1545428741 |  | Transition Incentive Program | EAST RUTHERFORD | 7073 | 7 | 3.9 | Residential | Yes | Behind the Meter | Net-metered residential rooftop and canopy |  | None | Vivint Solar Developer, LLC | PSE&G | Accepted | 2020-08-14 | 2020-08-17 | 2021-10-30 | JINKO SOLAR | JKM325M-60HBL | Solar Panels |  | 0.325 | 12 | 52 | 26 |  | Fixed | Roof
NJSTRE1545428767 |  | Transition Incentive Program | Burlington | 8016 | 13 | 8.13 | Residential | Yes | Behind the Meter | Net-metered residential rooftop and canopy |  | None | Vivint Solar Developer, LLC | PSE&G | Accepted | 2020-08-14 | 2020-08-14 | 2021-10-30 | SOLAREDGE | SE7600H-US | Inverters | 7600 |  | 1 |  |  | 0.992 |  | Outdoor | Near the Utility Meter
NJSTRE1545428767 |  | Transition Incentive Program | Burlington | 8016 | 13 | 8.13 | Residential | Yes | Behind the Meter | Net-metered residential rooftop and canopy |  | None | Vivint Solar Developer, LLC | PSE&G | Accepted | 2020-08-14 | 2020-08-14 | 2021-10-30 | JINKO SOLAR | JKM325M-60HBL | Solar Panels |  | 0.325 | 9 | 177 | 16 |  | Fixed | Roof
NJSTRE1545428767 |  | Transition Incentive Program | Burlington | 8016 | 13 | 8.13 | Residential | Yes | Behind the Meter | Net-metered residential rooftop and canopy |  | None | Vivint Solar Developer, LLC | PSE&G | Accepted | 2020-08-14 | 2020-08-14 | 2021-10-30 | JINKO SOLAR | JKM325M-60HBL | Solar Panels |  | 0.325 | 7 | 177 | 16 |  | Fixed | Roof
NJSTRE1545428767 |  | Transition Incentive Program | Burlington | 8016 | 13 | 8.13 | Residential | Yes | Behind the Meter | Net-metered residential rooftop and canopy |  | None | Vivint Solar Developer, LLC | PSE&G | Accepted | 2020-08-14 | 2020-08-14 | 2021-10-30 | JINKO SOLAR | JKM325M-60HBL | Solar Panels |  | 0.325 | 9 | 177 | 16 |  | Fixed | Roof
NJSTRE1545428775 |  | Transition Incentive Program | Linden | 7036 | 10 | 5.23 | Residential | Yes | Behind the Meter | Net-metered residential rooftop and canopy |  | None | Seabright Solar | PSE&G | Accepted | 2020-08-21 | 2020-08-21 | 2021-10-30 | Sunpower | SPR-E20-327 | Inverters | 0.32 |  | 16 |  |  | 0.99 |  | Outside | Roof
NJSTRE1545428775 |  | Transition Incentive Program | Linden | 7036 | 10 | 5.23 | Residential | Yes | Behind the Meter | Net-metered residential rooftop and canopy |  | None | Seabright Solar | PSE&G | Accepted | 2020-08-21 | 2020-08-21 | 2021-10-30 | Sunpower | SPR-E20-327 | Solar Panels |  | 0.327 | 7 | 132 | 18 |  | Fixed | Roof
NJSTRE1545428775 |  | Transition Incentive Program | Linden | 7036 | 10 | 5.23 | Residential | Yes | Behind the Meter | Net-metered residential rooftop and canopy |  | None | Seabright Solar | PSE&G | Accepted | 2020-08-21 | 2020-08-21 | 2021-10-30 | Sunpower | SPR-E20-327 | Solar Panels |  | 0.327 | 9 | 222 | 20 |  | Fixed | Roof
NJSTRE1545428802 |  | Transition Incentive Program | Oaklyn Boro | 8107 | 14 | 8.37 | Residential | No | Behind the Meter | Net-metered residential rooftop and canopy |  | None | 1st Light Energy Inc | PSE&G | Accepted | 2020-08-11 | 2020-08-14 | 2021-10-30 | Solaredge | SE7600H-USRGM | Inverters | 7600 |  | 1 |  |  | 0.98 |  | Outside | Next to Meter
NJSTRE1545428802 |  | Transition Incentive Program | Oaklyn Boro | 8107 | 14 | 8.37 | Residential | No | Behind the Meter | Net-metered residential rooftop and canopy |  | None | 1st Light Energy Inc | PSE&G | Accepted | 2020-08-11 | 2020-08-14 | 2021-10-30 | Longi | LR6-60HPB-310M | Solar Panels |  | 0.31 | 9 | 220 | 23 |  | Fixed | Roof
NJSTRE1545428802 |  | Transition Incentive Program | Oaklyn Boro | 8107 | 14 | 8.37 | Residential | No | Behind the Meter | Net-metered residential rooftop and canopy |  | None | 1st Light Energy Inc | PSE&G | Accepted | 2020-08-11 | 2020-08-14 | 2021-10-30 | Longi | LR6-60HPB-310M | Solar Panels |  | 0.31 | 18 | 130 | 23 |  | Fixed | Roof
NJSTRE1545428819 |  | Transition Incentive Program | Fair Lawn | 7410 | 7 | 7.8 | Residential | Yes | Behind the Meter | Net-metered residential rooftop and canopy |  | None | Vivint Solar Developer, LLC | PSE&G | Accepted | 2020-08-11 | 2020-08-14 | 2021-10-30 | SolarEdge | SE7600H-US | Inverters | 7600 |  | 1 |  |  | 0.992 |  | Outdoor | Near the Utility Meter
NJSTRE1545428819 |  | Transition Incentive Program | Fair Lawn | 7410 | 7 | 7.8 | Residential | Yes | Behind the Meter | Net-metered residential rooftop and canopy |  | None | Vivint Solar Developer, LLC | PSE&G | Accepted | 2020-08-11 | 2020-08-14 | 2021-10-30 | Jinko Solar | JKM325M-60HBL | Solar Panels |  | 0.325 | 20 | 251 | 30 |  | Fixed | Roof
NJSTRE1545428819 |  | Transition Incentive Program | Fair Lawn | 7410 | 7 | 7.8 | Residential | Yes | Behind the Meter | Net-metered residential rooftop and canopy |  | None | Vivint Solar Developer, LLC | PSE&G | Accepted | 2020-08-11 | 2020-08-14 | 2021-10-30 | Jinko Solar | JKM325M-60HBL | Solar Panels |  | 0.325 | 4 | 71 | 30 |  | Fixed | Roof
NJSTRE1545428822 |  | Transition Incentive Program | BROWNS MILLS | 8015 | 13 | 8.78 | Residential | Yes | Behind the Meter | Net-metered residential rooftop and canopy |  | None | Vivint Solar Developer, LLC | JCP&L | Accepted | 2020-08-14 | 2020-08-17 | 2021-10-30 | SolarEdge | SE7600H-US | Inverters | 7600 |  | 1 |  |  | 0.992 |  | Outdoor | Near the Utility Meter
NJSTRE1545428822 |  | Transition Incentive Program | BROWNS MILLS | 8015 | 13 | 8.78 | Residential | Yes | Behind the Meter | Net-metered residential rooftop and canopy |  | None | Vivint Solar Developer, LLC | JCP&L | Accepted | 2020-08-14 | 2020-08-17 | 2021-10-30 | Jinko Solar | JKM325M-60HBL | Solar Panels |  | 0.325 | 12 | 194 | 18 |  | Fixed | Roof
NJSTRE1545428822 |  | Transition Incentive Program | BROWNS MILLS | 8015 | 13 | 8.78 | Residential | Yes | Behind the Meter | Net-metered residential rooftop and canopy |  | None | Vivint Solar Developer, LLC | JCP&L | Accepted | 2020-08-14 | 2020-08-17 | 2021-10-30 | Jinko Solar | JKM325M-60HBL | Solar Panels |  | 0.325 | 15 | 14 | 18 |  | Fixed | Roof
NJSTRE1545428919 |  | Transition Incentive Program | WILLINGBORO | 8046 | 13 | 5.53 | Residential | Yes | Behind the Meter | Net-metered residential rooftop and canopy |  | None | Vivint Solar Developer, LLC | PSE&G | Accepted | 2020-08-14 | 2020-08-17 | 2021-10-30 | Solar Edge | SE3800H-US | Inverters | 3800 |  | 1 |  |  | 0.992 |  | Outdoor | Near the Utility Meter
NJSTRE1545428919 |  | Transition Incentive Program | WILLINGBORO | 8046 | 13 | 5.53 | Residential | Yes | Behind the Meter | Net-metered residential rooftop and canopy |  | None | Vivint Solar Developer, LLC | PSE&G | Accepted | 2020-08-14 | 2020-08-17 | 2021-10-30 | JinkoSolar | JKM325M-60HBL | Solar Panels |  | 0.325 | 8 | 119 | 18 |  | Fixed | Roof
NJSTRE1545428919 |  | Transition Incentive Program | WILLINGBORO | 8046 | 13 | 5.53 | Residential | Yes | Behind the Meter | Net-metered residential rooftop and canopy |  | None | Vivint Solar Developer, LLC | PSE&G | Accepted | 2020-08-14 | 2020-08-17 | 2021-10-30 | JinkoSolar | JKM325M-60HBL | Solar Panels |  | 0.325 | 9 | 209 | 18 |  | Fixed | Roof
NJSTRE1545428923 |  | Transition Incentive Program | Camden | 8104 | 14 | 3.1 | Residential | No | Behind the Meter | Net-metered residential rooftop and canopy |  | None | 1st Light Energy Inc | PSE&G | Accepted | 2020-08-11 | 2020-08-14 | 2021-10-30 | SMA | SB 3.0-1SP-US-41 | Inverters | 3000 |  | 1 |  |  | 0.98 |  | Outside | Next to Meter
NJSTRE1545428923 |  | Transition Incentive Program | Camden | 8104 | 14 | 3.1 | Residential | No | Behind the Meter | Net-metered residential rooftop and canopy |  | None | 1st Light Energy Inc | PSE&G | Accepted | 2020-08-11 | 2020-08-14 | 2021-10-30 | Longi | LR6-60HPB-310M | Solar Panels |  | 0.31 | 5 | 168 | 27 |  | Fixed | Roof
NJSTRE1545428923 |  | Transition Incentive Program | Camden | 8104 | 14 | 3.1 | Residential | No | Behind the Meter | Net-metered residential rooftop and canopy |  | None | 1st Light Energy Inc | PSE&G | Accepted | 2020-08-11 | 2020-08-14 | 2021-10-30 | Longi | LR6-60HPB-310M | Solar Panels |  | 0.31 | 5 | 258 | 27 |  | Fixed | Roof
NJSTRE1545428927 |  | Transition Incentive Program | Williamstown | 8094 | 15 | 12.04 | Residential | No | Behind the Meter | Net-metered residential rooftop and canopy |  | None | Tesla Energy Operations Inc. | AC Electric | Accepted | 2020-08-11 | 2020-08-14 | 2021-10-30 | Delta | M8-TL-US [240V] | Inverters | 7680 |  | 1 |  |  | 0.975 |  | Outdoor | Outdoor
NJSTRE1545428927 |  | Transition Incentive Program | Williamstown | 8094 | 15 | 12.04 | Residential | No | Behind the Meter | Net-metered residential rooftop and canopy |  | None | Tesla Energy Operations Inc. | AC Electric | Accepted | 2020-08-11 | 2020-08-14 | 2021-10-30 | Delta | M4-TL-US [240V] | Inverters | 3840 |  | 1 |  |  | 0.975 |  | Outdoor | Outdoor
NJSTRE1545428927 |  | Transition Incentive Program | Williamstown | 8094 | 15 | 12.04 | Residential | No | Behind the Meter | Net-metered residential rooftop and canopy |  | None | Tesla Energy Operations Inc. | AC Electric | Accepted | 2020-08-11 | 2020-08-14 | 2021-10-30 | Tesla | SR60T1 | Solar Panels |  | 0.05847 | 37 | 315 | 30 |  | Fixed | Roof
NJSTRE1545428927 |  | Transition Incentive Program | Williamstown | 8094 | 15 | 12.04 | Residential | No | Behind the Meter | Net-metered residential rooftop and canopy |  | None | Tesla Energy Operations Inc. | AC Electric | Accepted | 2020-08-11 | 2020-08-14 | 2021-10-30 | Tesla | SR60T1 | Solar Panels |  | 0.05847 | 25 | 225 | 30 |  | Fixed | Roof
NJSTRE1545428927 |  | Transition Incentive Program | Williamstown | 8094 | 15 | 12.04 | Residential | No | Behind the Meter | Net-metered residential rooftop and canopy |  | None | Tesla Energy Operations Inc. | AC Electric | Accepted | 2020-08-11 | 2020-08-14 | 2021-10-30 | Tesla | SR60T1 | Solar Panels |  | 0.05847 | 68 | 45 | 30 |  | Fixed | Roof
NJSTRE1545428927 |  | Transition Incentive Program | Williamstown | 8094 | 15 | 12.04 | Residential | No | Behind the Meter | Net-metered residential rooftop and canopy |  | None | Tesla Energy Operations Inc. | AC Electric | Accepted | 2020-08-11 | 2020-08-14 | 2021-10-30 | Tesla | SR60T1 | Solar Panels |  | 0.05847 | 60 | 225 | 30 |  | Fixed | Roof
NJSTRE1545428927 |  | Transition Incentive Program | Williamstown | 8094 | 15 | 12.04 | Residential | No | Behind the Meter | Net-metered residential rooftop and canopy |  | None | Tesla Energy Operations Inc. | AC Electric | Accepted | 2020-08-11 | 2020-08-14 | 2021-10-30 | Tesla | SR60T1 | Solar Panels |  | 0.05847 | 16 | 225 | 31 |  | Fixed | Roof
NJSTRE1545428999 |  | Transition Incentive Program | West Tuckerton | 8087 | 18 | 7.85 | Residential | No | Behind the Meter | Net-metered residential rooftop and canopy |  | None | SunPower Corporation, Systems | AC Electric | Accepted | 2020-08-12 | 2020-08-14 | 2021-10-30 | SunPower | SPR-E20-327-E-AC | Inverters | 320 |  | 24 |  |  | 0.96 |  | Other | under each panel
NJSTRE1545428999 |  | Transition Incentive Program | West Tuckerton | 8087 | 18 | 7.85 | Residential | No | Behind the Meter | Net-metered residential rooftop and canopy |  | None | SunPower Corporation, Systems | AC Electric | Accepted | 2020-08-12 | 2020-08-14 | 2021-10-30 | SunPower | SPR-E20-327-E-AC | Solar Panels |  | 0.327 | 13 | 223 | 30 |  | Fixed | Roof
NJSTRE1545428999 |  | Transition Incentive Program | West Tuckerton | 8087 | 18 | 7.85 | Residential | No | Behind the Meter | Net-metered residential rooftop and canopy |  | None | SunPower Corporation, Systems | AC Electric | Accepted | 2020-08-12 | 2020-08-14 | 2021-10-30 | SunPower | SPR-E20-327-E-AC | Solar Panels |  | 0.327 | 11 | 223 | 30 |  | Fixed | Roof
NJSTRE1545430503 |  | Transition Incentive Program | Bayonne | 7002 | 8 | 8.83 | Residential | No | Behind the Meter | Net-metered residential rooftop and canopy |  | None | SunPower Corporation, Systems | PSE&G | Accepted | 2020-09-10 | 2020-09-11 | 2021-10-30 | SunPower | SPR-E20-327-E-AC | Inverters | 320 |  | 27 |  |  | 0.96 |  | Other | under each panel
NJSTRE1545430503 |  | Transition Incentive Program | Bayonne | 7002 | 8 | 8.83 | Residential | No | Behind the Meter | Net-metered residential rooftop and canopy |  | None | SunPower Corporation, Systems | PSE&G | Accepted | 2020-09-10 | 2020-09-11 | 2021-10-30 | SunPower | SPR-E20-327-E-AC | Solar Panels |  | 0.327 | 14 | 213 | 14 |  | Fixed | Roof
NJSTRE1545430503 |  | Transition Incentive Program | Bayonne | 7002 | 8 | 8.83 | Residential | No | Behind the Meter | Net-metered residential rooftop and canopy |  | None | SunPower Corporation, Systems | PSE&G | Accepted | 2020-09-10 | 2020-09-11 | 2021-10-30 | SunPower | SPR-E20-327-E-AC | Solar Panels |  | 0.327 | 9 | 33 | 14 |  | Fixed | Roof
NJSTRE1545430503 |  | Transition Incentive Program | Bayonne | 7002 | 8 | 8.83 | Residential | No | Behind the Meter | Net-metered residential rooftop and canopy |  | None | SunPower Corporation, Systems | PSE&G | Accepted | 2020-09-10 | 2020-09-11 | 2021-10-30 | SunPower | SPR-E20-327-E-AC | Solar Panels |  | 0.327 | 2 | 123 | 14 |  | Fixed | Roof
NJSTRE1545430503 |  | Transition Incentive Program | Bayonne | 7002 | 8 | 8.83 | Residential | No | Behind the Meter | Net-metered residential rooftop and canopy |  | None | SunPower Corporation, Systems | PSE&G | Accepted | 2020-09-10 | 2020-09-11 | 2021-10-30 | SunPower | SPR-E20-327-E-AC | Solar Panels |  | 0.327 | 2 | 303 | 14 |  | Fixed | Roof
NJSTRE1545430507 |  | Transition Incentive Program | SEWELL | 8080 | 15 | 8.19 | Residential | Yes | Behind the Meter | Net-metered residential rooftop and canopy |  | None | Suntuity Solar LLC | AC Electric | Accepted | 2020-08-12 | 2020-08-14 | 2021-10-30 | Enphase Energy | IQ7-60-2-US | Inverters | 240 |  | 26 |  |  | 0.97 |  | Outdoor | Behind the PV Modules
NJSTRE1545430507 |  | Transition Incentive Program | SEWELL | 8080 | 15 | 8.19 | Residential | Yes | Behind the Meter | Net-metered residential rooftop and canopy |  | None | Suntuity Solar LLC | AC Electric | Accepted | 2020-08-12 | 2020-08-14 | 2021-10-30 | Longi | LR6-60HPB-315M | Solar Panels |  | 0.315 | 15 | 20 | 21 |  | Fixed | Roof
NJSTRE1545430507 |  | Transition Incentive Program | SEWELL | 8080 | 15 | 8.19 | Residential | Yes | Behind the Meter | Net-metered residential rooftop and canopy |  | None | Suntuity Solar LLC | AC Electric | Accepted | 2020-08-12 | 2020-08-14 | 2021-10-30 | Longi | LR6-60HPB-315M | Solar Panels |  | 0.315 | 11 | 200 | 21 |  | Fixed | Roof
NJSTRE1545430508 |  | Transition Incentive Program | MANAHAWKIN | 8050 | 18 | 8.82 | Residential | Yes | Behind the Meter | Net-metered residential rooftop and canopy |  | None | Suntuity Solar LLC | AC Electric | Accepted | 2020-08-13 | 2020-08-14 | 2021-10-30 | Enphase Energy | IQ7-60-2-US | Inverters | 240 |  | 28 |  |  | 0.97 |  | Outdoor | Behind the PV Modules
NJSTRE1545430508 |  | Transition Incentive Program | MANAHAWKIN | 8050 | 18 | 8.82 | Residential | Yes | Behind the Meter | Net-metered residential rooftop and canopy |  | None | Suntuity Solar LLC | AC Electric | Accepted | 2020-08-13 | 2020-08-14 | 2021-10-30 | Longi | LR6-60HPB-315M | Solar Panels |  | 0.315 | 13 | 66 | 27 |  | Fixed | Roof
NJSTRE1545430508 |  | Transition Incentive Program | MANAHAWKIN | 8050 | 18 | 8.82 | Residential | Yes | Behind the Meter | Net-metered residential rooftop and canopy |  | None | Suntuity Solar LLC | AC Electric | Accepted | 2020-08-13 | 2020-08-14 | 2021-10-30 | Longi | LR6-60HPB-315M | Solar Panels |  | 0.315 | 9 | 246 | 27 |  | Fixed | Roof
NJSTRE1545430508 |  | Transition Incentive Program | MANAHAWKIN | 8050 | 18 | 8.82 | Residential | Yes | Behind the Meter | Net-metered residential rooftop and canopy |  | None | Suntuity Solar LLC | AC Electric | Accepted | 2020-08-13 | 2020-08-14 | 2021-10-30 | Longi | LR6-60HPB-315M | Solar Panels |  | 0.315 | 6 | 246 | 27 |  | Fixed | Roof
NJSTRE1545430509 |  | Transition Incentive Program | WEST DEPTFORD | 8096 | 15 | 19.53 | Residential | Yes | Behind the Meter | Net-metered residential rooftop and canopy |  | None | Suntuity Solar LLC | PSE&G | Accepted | 2020-08-14 | 2020-08-14 | 2021-10-30 | Enphase Energy | IQ7-60-2-US | Inverters | 240 |  | 62 |  |  | 0.97 |  | Outdoor | Behind the PV Modules
NJSTRE1545430509 |  | Transition Incentive Program | WEST DEPTFORD | 8096 | 15 | 19.53 | Residential | Yes | Behind the Meter | Net-metered residential rooftop and canopy |  | None | Suntuity Solar LLC | PSE&G | Accepted | 2020-08-14 | 2020-08-14 | 2021-10-30 | Longi | LR6-60HPB-315M | Solar Panels |  | 0.315 | 13 | 99 | 37 |  | Fixed | Roof
NJSTRE1545430509 |  | Transition Incentive Program | WEST DEPTFORD | 8096 | 15 | 19.53 | Residential | Yes | Behind the Meter | Net-metered residential rooftop and canopy |  | None | Suntuity Solar LLC | PSE&G | Accepted | 2020-08-14 | 2020-08-14 | 2021-10-30 | Longi | LR6-60HPB-315M | Solar Panels |  | 0.315 | 14 | 188 | 21 |  | Fixed | Roof
NJSTRE1545430509 |  | Transition Incentive Program | WEST DEPTFORD | 8096 | 15 | 19.53 | Residential | Yes | Behind the Meter | Net-metered residential rooftop and canopy |  | None | Suntuity Solar LLC | PSE&G | Accepted | 2020-08-14 | 2020-08-14 | 2021-10-30 | Longi | LR6-60HPB-315M | Solar Panels |  | 0.315 | 7 | 189 | 30 |  | Fixed | Roof
NJSTRE1545430509 |  | Transition Incentive Program | WEST DEPTFORD | 8096 | 15 | 19.53 | Residential | Yes | Behind the Meter | Net-metered residential rooftop and canopy |  | None | Suntuity Solar LLC | PSE&G | Accepted | 2020-08-14 | 2020-08-14 | 2021-10-30 | Longi | LR6-60HPB-315M | Solar Panels |  | 0.315 | 14 | 279 | 37 |  | Fixed | Roof
NJSTRE1545430509 |  | Transition Incentive Program | WEST DEPTFORD | 8096 | 15 | 19.53 | Residential | Yes | Behind the Meter | Net-metered residential rooftop and canopy |  | None | Suntuity Solar LLC | PSE&G | Accepted | 2020-08-14 | 2020-08-14 | 2021-10-30 | Longi | LR6-60HPB-315M | Solar Panels |  | 0.315 | 14 | 8 | 30 |  | Fixed | Roof
NJSTRE1545430510 |  | Transition Incentive Program | KEANSBURG | 7734 | 17 | 5.04 | Residential | Yes | Behind the Meter | Net-metered residential rooftop and canopy |  | None | Suntuity Solar LLC | JCP&L | Accepted | 2020-08-12 | 2020-08-14 | 2021-10-30 | Enphase Energy | IQ7-60-2-US | Inverters | 240 |  | 16 |  |  | 0.97 |  | Outdoor | Behind the PV Modules
NJSTRE1545430510 |  | Transition Incentive Program | KEANSBURG | 7734 | 17 | 5.04 | Residential | Yes | Behind the Meter | Net-metered residential rooftop and canopy |  | None | Suntuity Solar LLC | JCP&L | Accepted | 2020-08-12 | 2020-08-14 | 2021-10-30 | Longi | LR6-60HPB-315M | Solar Panels |  | 0.315 | 3 | 316 | 10 |  | Fixed | Roof
NJSTRE1545430510 |  | Transition Incentive Program | KEANSBURG | 7734 | 17 | 5.04 | Residential | Yes | Behind the Meter | Net-metered residential rooftop and canopy |  | None | Suntuity Solar LLC | JCP&L | Accepted | 2020-08-12 | 2020-08-14 | 2021-10-30 | Longi | LR6-60HPB-315M | Solar Panels |  | 0.315 | 5 | 136 | 33 |  | Fixed | Roof
NJSTRE1545430510 |  | Transition Incentive Program | KEANSBURG | 7734 | 17 | 5.04 | Residential | Yes | Behind the Meter | Net-metered residential rooftop and canopy |  | None | Suntuity Solar LLC | JCP&L | Accepted | 2020-08-12 | 2020-08-14 | 2021-10-30 | Longi | LR6-60HPB-315M | Solar Panels |  | 0.315 | 8 | 316 | 33 |  | Fixed | Roof
NJSTRE1545430536 |  | Transition Incentive Program | Willingboro | 8046 | 13 | 13.94 | Residential | Yes | Behind the Meter | Net-metered residential rooftop and canopy |  | None | Vision Solar LLC | PSE&G | Accepted | 2020-08-12 | 2020-08-14 | 2021-10-30 | ENPHASE | IQ7-60-2-US | Inverters | 0.24 |  | 41 |  |  | 0.96 |  | Other | behind each panel
NJSTRE1545430536 |  | Transition Incentive Program | Willingboro | 8046 | 13 | 13.94 | Residential | Yes | Behind the Meter | Net-metered residential rooftop and canopy |  | None | Vision Solar LLC | PSE&G | Accepted | 2020-08-12 | 2020-08-14 | 2021-10-30 | HANWHA Q-CELLS | Q.PEAK DUO-G6 340 | Solar Panels |  | 0.34 | 3 | 17 | 20 |  | Fixed | Roof
NJSTRE1545430536 |  | Transition Incentive Program | Willingboro | 8046 | 13 | 13.94 | Residential | Yes | Behind the Meter | Net-metered residential rooftop and canopy |  | None | Vision Solar LLC | PSE&G | Accepted | 2020-08-12 | 2020-08-14 | 2021-10-30 | HANWHA Q-CELLS | Q.PEAK DUO-G6 340 | Solar Panels |  | 0.34 | 6 | 17 | 10 |  | Fixed | Roof
NJSTRE1545430536 |  | Transition Incentive Program | Willingboro | 8046 | 13 | 13.94 | Residential | Yes | Behind the Meter | Net-metered residential rooftop and canopy |  | None | Vision Solar LLC | PSE&G | Accepted | 2020-08-12 | 2020-08-14 | 2021-10-30 | HANWHA Q-CELLS | Q.PEAK DUO-G6 340 | Solar Panels |  | 0.34 | 17 | 197 | 40 |  | Fixed | Roof
NJSTRE1545430536 |  | Transition Incentive Program | Willingboro | 8046 | 13 | 13.94 | Residential | Yes | Behind the Meter | Net-metered residential rooftop and canopy |  | None | Vision Solar LLC | PSE&G | Accepted | 2020-08-12 | 2020-08-14 | 2021-10-30 | HANWHA Q-CELLS | Q.PEAK DUO-G6 340 | Solar Panels |  | 0.34 | 15 | 17 | 40 |  | Fixed | Roof
NJSTRE1545430567 |  | Transition Incentive Program | Willingboro | 8046 | 13 | 8.5 | Residential | Yes | Behind the Meter | Net-metered residential rooftop and canopy |  | None | Vision Solar LLC | PSE&G | Accepted | 2020-08-12 | 2020-08-14 | 2021-10-30 | ENPHASE | IQ7-60-2-US | Inverters | 0.24 |  | 25 |  |  | 0.96 |  | Other | behind each panel
NJSTRE1545430567 |  | Transition Incentive Program | Willingboro | 8046 | 13 | 8.5 | Residential | Yes | Behind the Meter | Net-metered residential rooftop and canopy |  | None | Vision Solar LLC | PSE&G | Accepted | 2020-08-12 | 2020-08-14 | 2021-10-30 | HANWHA Q-CELLS | Q.PEAK DUO-G6 340 | Solar Panels |  | 0.34 | 3 | 96 | 20 |  | Fixed | Roof
NJSTRE1545430567 |  | Transition Incentive Program | Willingboro | 8046 | 13 | 8.5 | Residential | Yes | Behind the Meter | Net-metered residential rooftop and canopy |  | None | Vision Solar LLC | PSE&G | Accepted | 2020-08-12 | 2020-08-14 | 2021-10-30 | HANWHA Q-CELLS | Q.PEAK DUO-G6 340 | Solar Panels |  | 0.34 | 3 | 275 | 37 |  | Fixed | Roof
NJSTRE1545430567 |  | Transition Incentive Program | Willingboro | 8046 | 13 | 8.5 | Residential | Yes | Behind the Meter | Net-metered residential rooftop and canopy |  | None | Vision Solar LLC | PSE&G | Accepted | 2020-08-12 | 2020-08-14 | 2021-10-30 | HANWHA Q-CELLS | Q.PEAK DUO-G6 340 | Solar Panels |  | 0.34 | 19 | 95 | 37 |  | Fixed | Roof
NJSTRE1545430572 |  | Transition Incentive Program | Woodstown | 8098 | 16 | 16.66 | Residential | Yes | Behind the Meter | Net-metered residential rooftop and canopy |  | None | Vision Solar LLC | AC Electric | Accepted | 2020-08-12 | 2020-08-14 | 2021-10-30 | ENPHASE | IQ7-60-2-US | Inverters | 0.24 |  | 49 |  |  | 0.96 |  | Other | behind each panel
NJSTRE1545430572 |  | Transition Incentive Program | Woodstown | 8098 | 16 | 16.66 | Residential | Yes | Behind the Meter | Net-metered residential rooftop and canopy |  | None | Vision Solar LLC | AC Electric | Accepted | 2020-08-12 | 2020-08-14 | 2021-10-30 | HANWHA Q-CELLS | Q.PEAK DUO-G6 340 | Solar Panels |  | 0.34 | 16 | 11 | 20 |  | Fixed | Roof
NJSTRE1545430572 |  | Transition Incentive Program | Woodstown | 8098 | 16 | 16.66 | Residential | Yes | Behind the Meter | Net-metered residential rooftop and canopy |  | None | Vision Solar LLC | AC Electric | Accepted | 2020-08-12 | 2020-08-14 | 2021-10-30 | HANWHA Q-CELLS | Q.PEAK DUO-G6 340 | Solar Panels |  | 0.34 | 33 | 191 | 20 |  | Fixed | Roof
NJSTRE1545430576 |  | Transition Incentive Program | Prospect Park Boro | 7508 | 6 | 17.39 | Residential | No | Behind the Meter | Net-metered residential rooftop and canopy |  | None | Bright Planet Solar | PSE&G | Accepted | 2020-08-12 | 2020-08-14 | 2021-10-30 | SOLAR EDGE | SE11400H-USRGM | Inverters | 11400 |  | 1 |  |  | 0.98 |  | Outdoor | OUTSIDE
NJSTRE1545430576 |  | Transition Incentive Program | Prospect Park Boro | 7508 | 6 | 17.39 | Residential | No | Behind the Meter | Net-metered residential rooftop and canopy |  | None | Bright Planet Solar | PSE&G | Accepted | 2020-08-12 | 2020-08-14 | 2021-10-30 | SUNPOWER | X-SERIES X22-370 | Solar Panels |  | 0.37 | 6 | 50 | 9 |  | Fixed | Roof
NJSTRE1545430576 |  | Transition Incentive Program | Prospect Park Boro | 7508 | 6 | 17.39 | Residential | No | Behind the Meter | Net-metered residential rooftop and canopy |  | None | Bright Planet Solar | PSE&G | Accepted | 2020-08-12 | 2020-08-14 | 2021-10-30 | SUNPOWER | X-SERIES X22-370 | Solar Panels |  | 0.37 | 8 | 22 | 140 |  | Fixed | Roof
NJSTRE1545430576 |  | Transition Incentive Program | Prospect Park Boro | 7508 | 6 | 17.39 | Residential | No | Behind the Meter | Net-metered residential rooftop and canopy |  | None | Bright Planet Solar | PSE&G | Accepted | 2020-08-12 | 2020-08-14 | 2021-10-30 | SUNPOWER | X-SERIES X22-370 | Solar Panels |  | 0.37 | 14 | 50 | 33 |  | Fixed | Roof
NJSTRE1545430576 |  | Transition Incentive Program | Prospect Park Boro | 7508 | 6 | 17.39 | Residential | No | Behind the Meter | Net-metered residential rooftop and canopy |  | None | Bright Planet Solar | PSE&G | Accepted | 2020-08-12 | 2020-08-14 | 2021-10-30 | SUNPOWER | X-SERIES X22-370 | Solar Panels |  | 0.37 | 4 | 320 | 22 |  | Fixed | Roof
NJSTRE1545430576 |  | Transition Incentive Program | Prospect Park Boro | 7508 | 6 | 17.39 | Residential | No | Behind the Meter | Net-metered residential rooftop and canopy |  | None | Bright Planet Solar | PSE&G | Accepted | 2020-08-12 | 2020-08-14 | 2021-10-30 | SUNPOWER | X-SERIES X22-370 | Solar Panels |  | 0.37 | 15 | 230 | 33 |  | Fixed | Roof
NJSTRE1545430584 |  | Transition Incentive Program | Staffordville | 8092 | 18 | 10.52 | Residential | No | Behind the Meter | Net-metered residential rooftop and canopy |  | None | Tesla Energy Operations Inc. | AC Electric | Accepted | 2020-08-12 | 2020-08-14 | 2021-10-30 | Delta Electronics | M4-TL-US [240V] | Inverters | 3840 |  | 1 |  |  | 0.975 |  | Outside | Outside
NJSTRE1545430584 |  | Transition Incentive Program | Staffordville | 8092 | 18 | 10.52 | Residential | No | Behind the Meter | Net-metered residential rooftop and canopy |  | None | Tesla Energy Operations Inc. | AC Electric | Accepted | 2020-08-12 | 2020-08-14 | 2021-10-30 | Delta Electronics | M6-TL-US [240V] | Inverters | 5760 |  | 1 |  |  | 0.975 |  | Outside | Outside
NJSTRE1545430584 |  | Transition Incentive Program | Staffordville | 8092 | 18 | 10.52 | Residential | No | Behind the Meter | Net-metered residential rooftop and canopy |  | None | Tesla Energy Operations Inc. | AC Electric | Accepted | 2020-08-12 | 2020-08-14 | 2021-10-30 | Tesla | SR60T1 | Solar Panels |  | 0.05847 | 153 | 189 | 34 |  | Fixed | Roof
NJSTRE1545430584 |  | Transition Incentive Program | Staffordville | 8092 | 18 | 10.52 | Residential | No | Behind the Meter | Net-metered residential rooftop and canopy |  | None | Tesla Energy Operations Inc. | AC Electric | Accepted | 2020-08-12 | 2020-08-14 | 2021-10-30 | Tesla | SR60T1 | Solar Panels |  | 0.05847 | 27 | 9 | 34 |  | Fixed | Roof
NJSTRE1545430585 |  | Transition Incentive Program | Cherry hill | 8002 | 14 | 13.26 | Residential | Yes | Behind the Meter | Net-metered residential rooftop and canopy |  | None | Vision Solar LLC | PSE&G | Accepted | 2020-08-12 | 2020-08-14 | 2021-10-30 | ENPHASE | IQ7-60-2-US | Inverters | 0.24 |  | 39 |  |  | 0.96 |  | Other | behind each panel
NJSTRE1545430585 |  | Transition Incentive Program | Cherry hill | 8002 | 14 | 13.26 | Residential | Yes | Behind the Meter | Net-metered residential rooftop and canopy |  | None | Vision Solar LLC | PSE&G | Accepted | 2020-08-12 | 2020-08-14 | 2021-10-30 | HANWHA Q-CELLS | Q.PEAK DUO-G6 340 | Solar Panels |  | 0.34 | 29 | 13 | 26 |  | Fixed | Roof
NJSTRE1545430585 |  | Transition Incentive Program | Cherry hill | 8002 | 14 | 13.26 | Residential | Yes | Behind the Meter | Net-metered residential rooftop and canopy |  | None | Vision Solar LLC | PSE&G | Accepted | 2020-08-12 | 2020-08-14 | 2021-10-30 | HANWHA Q-CELLS | Q.PEAK DUO-G6 340 | Solar Panels |  | 0.34 | 10 | 193 | 28 |  | Fixed | Roof
NJSTRE1545430601 |  | Transition Incentive Program | Saddle Brook | 7663 | 7 | 9.86 | Residential | Yes | Behind the Meter | Net-metered residential rooftop and canopy |  | None | Vision Solar LLC | PSE&G | Accepted | 2020-08-12 | 2020-08-14 | 2021-10-30 | ENPHASE | IQ7-60-2-US | Inverters | 0.24 |  | 29 |  |  | 0.96 |  | Other | behind each panel
NJSTRE1545430601 |  | Transition Incentive Program | Saddle Brook | 7663 | 7 | 9.86 | Residential | Yes | Behind the Meter | Net-metered residential rooftop and canopy |  | None | Vision Solar LLC | PSE&G | Accepted | 2020-08-12 | 2020-08-14 | 2021-10-30 | HANWHA Q-CELLS | Q.PEAK DUO-G6 340 | Solar Panels |  | 0.34 | 10 | 278 | 17 |  | Fixed | Roof
NJSTRE1545430601 |  | Transition Incentive Program | Saddle Brook | 7663 | 7 | 9.86 | Residential | Yes | Behind the Meter | Net-metered residential rooftop and canopy |  | None | Vision Solar LLC | PSE&G | Accepted | 2020-08-12 | 2020-08-14 | 2021-10-30 | HANWHA Q-CELLS | Q.PEAK DUO-G6 340 | Solar Panels |  | 0.34 | 12 | 98 | 17 |  | Fixed | Roof
NJSTRE1545430601 |  | Transition Incentive Program | Saddle Brook | 7663 | 7 | 9.86 | Residential | Yes | Behind the Meter | Net-metered residential rooftop and canopy |  | None | Vision Solar LLC | PSE&G | Accepted | 2020-08-12 | 2020-08-14 | 2021-10-30 | HANWHA Q-CELLS | Q.PEAK DUO-G6 340 | Solar Panels |  | 0.34 | 7 | 8 | 40 |  | Fixed | Roof
NJSTRE1545430604 |  | Transition Incentive Program | Absecon | 8201 | 19 | 5.95 | Residential | Yes | Behind the Meter | Net-metered residential rooftop and canopy |  | None | Pro Custom Solar dba Momentum Solar | AC Electric | Accepted | 2020-08-12 | 2020-08-14 | 2021-10-30 | Enphase | IQ7PLUS-72-2-US | Inverters | 290 |  | 17 |  |  | 0.97 |  | Outdoor | Roof
NJSTRE1545430604 |  | Transition Incentive Program | Absecon | 8201 | 19 | 5.95 | Residential | Yes | Behind the Meter | Net-metered residential rooftop and canopy |  | None | Pro Custom Solar dba Momentum Solar | AC Electric | Accepted | 2020-08-12 | 2020-08-14 | 2021-10-30 | LG | LG 350N1C-V5 | Solar Panels |  | 0.35 | 12 | 283 | 40 |  | Fixed | Roof
NJSTRE1545430604 |  | Transition Incentive Program | Absecon | 8201 | 19 | 5.95 | Residential | Yes | Behind the Meter | Net-metered residential rooftop and canopy |  | None | Pro Custom Solar dba Momentum Solar | AC Electric | Accepted | 2020-08-12 | 2020-08-14 | 2021-10-30 | LG | LG 350N1C-V5 | Solar Panels |  | 0.35 | 5 | 104 | 30 |  | Fixed | Roof
NJSTRE1545430606 |  | Transition Incentive Program | Bernardsville | 7924 | 5 | 9.92 | Residential | No | Behind the Meter | Net-metered residential rooftop and canopy |  | None | Vivint Solar Developer, LLC | JCP&L | Accepted | 2020-08-12 | 2020-08-14 | 2021-10-30 | SOLAREDGE | SE7600H-US | Inverters | 7600 |  | 1 |  |  | 0.992 |  | Outdoor | Near the Utility Meter
NJSTRE1545430606 |  | Transition Incentive Program | Bernardsville | 7924 | 5 | 9.92 | Residential | No | Behind the Meter | Net-metered residential rooftop and canopy |  | None | Vivint Solar Developer, LLC | JCP&L | Accepted | 2020-08-12 | 2020-08-14 | 2021-10-30 | JINKO SOLAR | JKM320M-60HBL | Solar Panels |  | 0.32 | 12 | 175 | 43 |  | Fixed | Roof
NJSTRE1545430606 |  | Transition Incentive Program | Bernardsville | 7924 | 5 | 9.92 | Residential | No | Behind the Meter | Net-metered residential rooftop and canopy |  | None | Vivint Solar Developer, LLC | JCP&L | Accepted | 2020-08-12 | 2020-08-14 | 2021-10-30 | JINKO SOLAR | JKM320M-60HBL | Solar Panels |  | 0.32 | 14 | 355 | 43 |  | Fixed | Roof
NJSTRE1545430606 |  | Transition Incentive Program | Bernardsville | 7924 | 5 | 9.92 | Residential | No | Behind the Meter | Net-metered residential rooftop and canopy |  | None | Vivint Solar Developer, LLC | JCP&L | Accepted | 2020-08-12 | 2020-08-14 | 2021-10-30 | JINKO SOLAR | JKM320M-60HBL | Solar Panels |  | 0.32 | 2 | 265 | 41 |  | Fixed | Roof
NJSTRE1545430606 |  | Transition Incentive Program | Bernardsville | 7924 | 5 | 9.92 | Residential | No | Behind the Meter | Net-metered residential rooftop and canopy |  | None | Vivint Solar Developer, LLC | JCP&L | Accepted | 2020-08-12 | 2020-08-14 | 2021-10-30 | JINKO SOLAR | JKM320M-60HBL | Solar Panels |  | 0.32 | 3 | 85 | 41 |  | Fixed | Roof
NJSTRE1545430626 |  | Transition Incentive Program | Leonard | 7737 | 17 | 9.92 | Residential | Yes | Behind the Meter | Net-metered residential rooftop and canopy |  | None | Bright Planet Solar | JCP&L | Accepted | 2020-08-12 | 2020-08-17 | 2021-10-30 | SOLAR EDGE | SE10000H-USRGM | Inverters | 10000 |  | 1 |  |  | 0.98 |  | Outdoor | OUTSIDE
NJSTRE1545430626 |  | Transition Incentive Program | Leonard | 7737 | 17 | 9.92 | Residential | Yes | Behind the Meter | Net-metered residential rooftop and canopy |  | None | Bright Planet Solar | JCP&L | Accepted | 2020-08-12 | 2020-08-17 | 2021-10-30 | LONGI | LR-60HPB-310M | Solar Panels |  | 0.31 | 32 | 180 | 18 |  | Fixed | Roof
NJSTRE1545430629 |  | Transition Incentive Program | CAPE MAY | 8204 | 21 | 5.44 | Residential | No | Behind the Meter | Net-metered residential rooftop and canopy |  | None | Trinity Solar | AC Electric | Accepted | 2020-08-12 | 2020-08-17 | 2021-10-30 | Solar Edge | SE5000H-US000BNC4 | Inverters | 5000 |  | 1 |  |  | 0.97 |  | Outdoor | side of home
NJSTRE1545430629 |  | Transition Incentive Program | CAPE MAY | 8204 | 21 | 5.44 | Residential | No | Behind the Meter | Net-metered residential rooftop and canopy |  | None | Trinity Solar | AC Electric | Accepted | 2020-08-12 | 2020-08-17 | 2021-10-30 | HANWHA | Q.PEAK DUO BLK-G6 340 | Solar Panels |  | 0.34 | 16 | 247 | 18 |  | Fixed | Roof
NJSTRE1545430632 |  | Transition Incentive Program | Middlesex | 8846 | 11 | 7 | Residential | Yes | Behind the Meter | Net-metered residential rooftop and canopy |  | None | Pro Custom Solar dba Momentum Solar | PSE&G | Accepted | 2020-08-12 | 2020-08-14 | 2021-10-30 | Enphase | IQ7PLUS-72-2-US | Inverters | 290 |  | 20 |  |  | 0.97 |  | Outdoor | Roof
NJSTRE1545430632 |  | Transition Incentive Program | Middlesex | 8846 | 11 | 7 | Residential | Yes | Behind the Meter | Net-metered residential rooftop and canopy |  | None | Pro Custom Solar dba Momentum Solar | PSE&G | Accepted | 2020-08-12 | 2020-08-14 | 2021-10-30 | LG | LG 350N1C-V5 | Solar Panels |  | 0.35 | 15 | 259 | 26 |  | Fixed | Roof
NJSTRE1545430632 |  | Transition Incentive Program | Middlesex | 8846 | 11 | 7 | Residential | Yes | Behind the Meter | Net-metered residential rooftop and canopy |  | None | Pro Custom Solar dba Momentum Solar | PSE&G | Accepted | 2020-08-12 | 2020-08-14 | 2021-10-30 | LG | LG 350N1C-V5 | Solar Panels |  | 0.35 | 5 | 79 | 23 |  | Fixed | Roof
NJSTRE1545430653 |  | Transition Incentive Program | Neptune | 7753 | 17 | 5.95 | Residential | Yes | Behind the Meter | Net-metered residential rooftop and canopy |  | None | Pro Custom Solar dba Momentum Solar | JCP&L | Accepted | 2020-08-12 | 2020-08-14 | 2021-10-30 | Enphase | IQ7PLUS-72-2-US | Inverters | 290 |  | 17 |  |  | 0.97 |  | Outdoor | Roof
NJSTRE1545430653 |  | Transition Incentive Program | Neptune | 7753 | 17 | 5.95 | Residential | Yes | Behind the Meter | Net-metered residential rooftop and canopy |  | None | Pro Custom Solar dba Momentum Solar | JCP&L | Accepted | 2020-08-12 | 2020-08-14 | 2021-10-30 | LG | LG 350N1C-V5 | Solar Panels |  | 0.35 | 17 | 195 | 28 |  | Fixed | Roof
NJSTRE1545430681 |  | Transition Incentive Program | Newark | 7112 | 9 | 2.04 | Residential | Yes | Behind the Meter | Net-metered residential rooftop and canopy |  | None | Vision Solar LLC | PSE&G | Accepted | 2020-08-12 | 2020-08-14 | 2021-10-30 | ENPHASE | IQ7-60-2-US | Inverters | 0.24 |  | 6 |  |  | 0.96 |  | Other | BEHIND EACH PANEL
NJSTRE1545430681 |  | Transition Incentive Program | Newark | 7112 | 9 | 2.04 | Residential | Yes | Behind the Meter | Net-metered residential rooftop and canopy |  | None | Vision Solar LLC | PSE&G | Accepted | 2020-08-12 | 2020-08-14 | 2021-10-30 | HANWHA Q-CELLS | Q.PEAK DUO-G6 340 | Solar Panels |  | 0.34 | 6 | 217 | 20 |  | Fixed | Roof
NJSTRE1545430685 |  | Transition Incentive Program | FLANDERS | 7836 | 3 | 9.75 | Residential | Yes | Behind the Meter | Net-metered residential rooftop and canopy |  | None | Vivint Solar Developer, LLC | JCP&L | Accepted | 2020-08-12 | 2020-08-14 | 2021-10-30 | SOLAREDGE | SE7600H-US | Inverters | 7600 |  | 1 |  |  | 0.992 |  | Outdoor | Near the Utility Meter
NJSTRE1545430685 |  | Transition Incentive Program | FLANDERS | 7836 | 3 | 9.75 | Residential | Yes | Behind the Meter | Net-metered residential rooftop and canopy |  | None | Vivint Solar Developer, LLC | JCP&L | Accepted | 2020-08-12 | 2020-08-14 | 2021-10-30 | JINKO SOLAR | JKM325M-60HBL | Solar Panels |  | 0.325 | 3 | 354 | 19 |  | Fixed | Roof
NJSTRE1545430685 |  | Transition Incentive Program | FLANDERS | 7836 | 3 | 9.75 | Residential | Yes | Behind the Meter | Net-metered residential rooftop and canopy |  | None | Vivint Solar Developer, LLC | JCP&L | Accepted | 2020-08-12 | 2020-08-14 | 2021-10-30 | JINKO SOLAR | JKM325M-60HBL | Solar Panels |  | 0.325 | 6 | 354 | 19 |  | Fixed | Roof
NJSTRE1545430685 |  | Transition Incentive Program | FLANDERS | 7836 | 3 | 9.75 | Residential | Yes | Behind the Meter | Net-metered residential rooftop and canopy |  | None | Vivint Solar Developer, LLC | JCP&L | Accepted | 2020-08-12 | 2020-08-14 | 2021-10-30 | JINKO SOLAR | JKM325M-60HBL | Solar Panels |  | 0.325 | 5 | 84 | 19 |  | Fixed | Roof
NJSTRE1545430685 |  | Transition Incentive Program | FLANDERS | 7836 | 3 | 9.75 | Residential | Yes | Behind the Meter | Net-metered residential rooftop and canopy |  | None | Vivint Solar Developer, LLC | JCP&L | Accepted | 2020-08-12 | 2020-08-14 | 2021-10-30 | JINKO SOLAR | JKM325M-60HBL | Solar Panels |  | 0.325 | 3 | 174 | 19 |  | Fixed | Roof
NJSTRE1545430685 |  | Transition Incentive Program | FLANDERS | 7836 | 3 | 9.75 | Residential | Yes | Behind the Meter | Net-metered residential rooftop and canopy |  | None | Vivint Solar Developer, LLC | JCP&L | Accepted | 2020-08-12 | 2020-08-14 | 2021-10-30 | JINKO SOLAR | JKM325M-60HBL | Solar Panels |  | 0.325 | 5 | 264 | 19 |  | Fixed | Roof
NJSTRE1545430685 |  | Transition Incentive Program | FLANDERS | 7836 | 3 | 9.75 | Residential | Yes | Behind the Meter | Net-metered residential rooftop and canopy |  | None | Vivint Solar Developer, LLC | JCP&L | Accepted | 2020-08-12 | 2020-08-14 | 2021-10-30 | JINKO SOLAR | JKM325M-60HBL | Solar Panels |  | 0.325 | 8 | 174 | 19 |  | Fixed | Roof
NJSTRE1545430689 |  | Transition Incentive Program | MAPLE SHADE | 8052 | 13 | 10.08 | Residential | No | Behind the Meter | Net-metered residential rooftop and canopy |  | None | Infinity Solar Systems | PSE&G | Accepted | 2020-08-12 | 2020-08-14 | 2021-10-30 | ENPHASE | IQ7-60-X-US | Inverters | 240 |  | 31 |  |  | 0.97 |  | Outside | MICROINVERTERS
NJSTRE1545430689 |  | Transition Incentive Program | MAPLE SHADE | 8052 | 13 | 10.08 | Residential | No | Behind the Meter | Net-metered residential rooftop and canopy |  | None | Infinity Solar Systems | PSE&G | Accepted | 2020-08-12 | 2020-08-14 | 2021-10-30 | CANADIAN SOLAR | CS1H-325-MS | Solar Panels |  | 0.325 | 5 | 131 | 30 |  | Fixed | Roof
NJSTRE1545430689 |  | Transition Incentive Program | MAPLE SHADE | 8052 | 13 | 10.08 | Residential | No | Behind the Meter | Net-metered residential rooftop and canopy |  | None | Infinity Solar Systems | PSE&G | Accepted | 2020-08-12 | 2020-08-14 | 2021-10-30 | CANADIAN SOLAR | CS1H-325-MS | Solar Panels |  | 0.325 | 15 | 41 | 30 |  | Fixed | Roof
NJSTRE1545430689 |  | Transition Incentive Program | MAPLE SHADE | 8052 | 13 | 10.08 | Residential | No | Behind the Meter | Net-metered residential rooftop and canopy |  | None | Infinity Solar Systems | PSE&G | Accepted | 2020-08-12 | 2020-08-14 | 2021-10-30 | CANADIAN SOLAR | CS1H-325-MS | Solar Panels |  | 0.325 | 11 | 221 | 5 |  | Fixed | Roof
NJSTRE1545430710 |  | Transition Incentive Program | South River | 8882 | 11 | 8.06 | Residential | No | Behind the Meter | Net-metered residential rooftop and canopy |  | None | Bright Planet Solar | South River | Accepted | 2020-08-12 | 2020-08-14 | 2021-10-30 | SOLAR EDGE | SE6000H-USRGM | Inverters | 6000 |  | 1 |  |  | 0.98 |  | Outdoor | OUTSIDE
NJSTRE1545430710 |  | Transition Incentive Program | South River | 8882 | 11 | 8.06 | Residential | No | Behind the Meter | Net-metered residential rooftop and canopy |  | None | Bright Planet Solar | South River | Accepted | 2020-08-12 | 2020-08-14 | 2021-10-30 | LONGI | LR6-60HPB-310M | Solar Panels |  | 0.31 | 18 | 173 | 22 |  | Fixed | Roof
NJSTRE1545430710 |  | Transition Incentive Program | South River | 8882 | 11 | 8.06 | Residential | No | Behind the Meter | Net-metered residential rooftop and canopy |  | None | Bright Planet Solar | South River | Accepted | 2020-08-12 | 2020-08-14 | 2021-10-30 | LONGI | LR6-60HPB-310M | Solar Panels |  | 0.31 | 8 | 354 | 22 |  | Fixed | Roof
NJSTRE1545430718 |  | Transition Incentive Program | Vineland | 8360 | 20 | 22.05 | Commercial | No | Behind the Meter | Net-metered non-residential rooftop and canopy |  | None | Rise Solutions and Contracting LLC | Vineland Muni Electric | Accepted | 2020-08-12 | 2020-08-17 | 2021-10-30 | Solar Edge | US10000H | Inverters | 10000 |  | 2 |  |  | 0.99 |  | Outside | exterior wall
NJSTRE1545430718 |  | Transition Incentive Program | Vineland | 8360 | 20 | 22.05 | Commercial | No | Behind the Meter | Net-metered non-residential rooftop and canopy |  | None | Rise Solutions and Contracting LLC | Vineland Muni Electric | Accepted | 2020-08-12 | 2020-08-17 | 2021-10-30 | LG | LG350N1K | Solar Panels |  | 0.35 | 63 | 109 | 10 |  | Fixed | Roof
NJSTRE1545430894 |  | Transition Incentive Program | sicklerville | 8081 | 14 | 15.36 | Residential | No | Behind the Meter | Net-metered residential rooftop and canopy |  | None | Orbit Energy & Power, LLC | AC Electric | Accepted | 2020-08-12 | 2020-08-14 | 2021-10-30 | enphase | iq7-60-2-us | Inverters | 0.24 |  | 49 |  |  | 0.96 |  | Other | behind panels
NJSTRE1545430894 |  | Transition Incentive Program | sicklerville | 8081 | 14 | 15.36 | Residential | No | Behind the Meter | Net-metered residential rooftop and canopy |  | None | Orbit Energy & Power, LLC | AC Electric | Accepted | 2020-08-12 | 2020-08-14 | 2021-10-30 | hanwha qcells | qpeak 320sw | Solar Panels |  | 0.32 | 18 | 187 | 21 |  | Fixed | Roof
NJSTRE1545430894 |  | Transition Incentive Program | sicklerville | 8081 | 14 | 15.36 | Residential | No | Behind the Meter | Net-metered residential rooftop and canopy |  | None | Orbit Energy & Power, LLC | AC Electric | Accepted | 2020-08-12 | 2020-08-14 | 2021-10-30 | hanwha qcells | qpeak 320w | Solar Panels |  | 0.32 | 15 | 7 | 21 |  | Fixed | Roof
NJSTRE1545430894 |  | Transition Incentive Program | sicklerville | 8081 | 14 | 15.36 | Residential | No | Behind the Meter | Net-metered residential rooftop and canopy |  | None | Orbit Energy & Power, LLC | AC Electric | Accepted | 2020-08-12 | 2020-08-14 | 2021-10-30 | hanwha qcells | qpeak 320w | Solar Panels |  | 0.32 | 15 | 7 | 21 |  | Fixed | Roof
NJSTRE1545430911 |  | Transition Incentive Program | Millville | 8332 | 20 | 7.82 | Residential | Yes | Behind the Meter | Net-metered residential rooftop and canopy |  | None | Vision Solar LLC | AC Electric | Accepted | 2020-08-12 | 2020-08-14 | 2021-10-30 | ENPHASE | IQ7-60-2-US | Inverters | 0.24 |  | 23 |  |  | 0.96 |  | Other | BEHIND EACH PANEL
NJSTRE1545430911 |  | Transition Incentive Program | Millville | 8332 | 20 | 7.82 | Residential | Yes | Behind the Meter | Net-metered residential rooftop and canopy |  | None | Vision Solar LLC | AC Electric | Accepted | 2020-08-12 | 2020-08-14 | 2021-10-30 | HANWHA Q-CELLS | Q.PEAK DUO-G6 340 | Solar Panels |  | 0.34 | 6 | 3 | 33 |  | Fixed | Roof
NJSTRE1545430911 |  | Transition Incentive Program | Millville | 8332 | 20 | 7.82 | Residential | Yes | Behind the Meter | Net-metered residential rooftop and canopy |  | None | Vision Solar LLC | AC Electric | Accepted | 2020-08-12 | 2020-08-14 | 2021-10-30 | HANWHA Q-CELLS | Q.PEAK DUO-G6 340 | Solar Panels |  | 0.34 | 8 | 183 | 33 |  | Fixed | Roof
NJSTRE1545430911 |  | Transition Incentive Program | Millville | 8332 | 20 | 7.82 | Residential | Yes | Behind the Meter | Net-metered residential rooftop and canopy |  | None | Vision Solar LLC | AC Electric | Accepted | 2020-08-12 | 2020-08-14 | 2021-10-30 | HANWHA Q-CELLS | Q.PEAK DUO-G6 340 | Solar Panels |  | 0.34 | 4 | 183 | 22 |  | Fixed | Roof
NJSTRE1545430911 |  | Transition Incentive Program | Millville | 8332 | 20 | 7.82 | Residential | Yes | Behind the Meter | Net-metered residential rooftop and canopy |  | None | Vision Solar LLC | AC Electric | Accepted | 2020-08-12 | 2020-08-14 | 2021-10-30 | HANWHA Q-CELLS | Q.PEAK DUO-G6 340 | Solar Panels |  | 0.34 | 5 | 3 | 19 |  | Fixed | Roof
NJSTRE1545430914 |  | Transition Incentive Program | Mount Laurel Twp | 8054 | 13 | 4.34 | Residential | No | Behind the Meter | Net-metered residential rooftop and canopy |  | None | Bright Planet Solar | PSE&G | Accepted | 2020-08-12 | 2020-08-14 | 2021-10-30 | SOLAR EDGE | SE3800H-USRGM | Inverters | 3800 |  | 1 |  |  | 0.98 |  | Outdoor | OUTSIDE
NJSTRE1545430914 |  | Transition Incentive Program | Mount Laurel Twp | 8054 | 13 | 4.34 | Residential | No | Behind the Meter | Net-metered residential rooftop and canopy |  | None | Bright Planet Solar | PSE&G | Accepted | 2020-08-12 | 2020-08-14 | 2021-10-30 | LONGI | LR6-60HPB-310M | Solar Panels |  | 0.31 | 14 | 269 | 22 |  | Fixed | Roof
NJSTRE1545430933 |  | Transition Incentive Program | LYNDHURST | 7071 | 7 | 3.58 | Residential | No | Behind the Meter | Net-metered residential rooftop and canopy |  | None | Infinity Solar Systems | PSE&G | Accepted | 2020-08-12 | 2020-08-14 | 2021-10-30 | ENPHASE | IQ7-60-X-US | Inverters | 240 |  | 11 |  |  | 0.97 |  | Outside | MICROINVERTERS
NJSTRE1545430933 |  | Transition Incentive Program | LYNDHURST | 7071 | 7 | 3.58 | Residential | No | Behind the Meter | Net-metered residential rooftop and canopy |  | None | Infinity Solar Systems | PSE&G | Accepted | 2020-08-12 | 2020-08-14 | 2021-10-30 | CANADIAN SOLAR | CS1H-325-MS | Solar Panels |  | 0.325 | 11 | 127 | 20 |  | Fixed | Roof
NJSTRE1545430934 |  | Transition Incentive Program | Lodi | 7644 | 7 | 4.2 | Residential | Yes | Behind the Meter | Net-metered residential rooftop and canopy |  | None | Pro Custom Solar dba Momentum Solar | PSE&G | Accepted | 2020-08-12 | 2020-08-14 | 2021-10-30 | Enphase | IQ7PLUS-72-2-US | Inverters | 290 |  | 12 |  |  | 0.97 |  | Outdoor | Roof
NJSTRE1545430934 |  | Transition Incentive Program | Lodi | 7644 | 7 | 4.2 | Residential | Yes | Behind the Meter | Net-metered residential rooftop and canopy |  | None | Pro Custom Solar dba Momentum Solar | PSE&G | Accepted | 2020-08-12 | 2020-08-14 | 2021-10-30 | LG | LG 350N1C-V5 | Solar Panels |  | 0.35 | 12 | 218 | 24 |  | Fixed | Roof
NJSTRE1545430952 |  | Transition Incentive Program | Somerset | 8873 | 5 | 7.35 | Residential | Yes | Behind the Meter | Net-metered residential rooftop and canopy |  | None | Pro Custom Solar dba Momentum Solar | PSE&G | Accepted | 2020-08-12 | 2020-08-14 | 2021-10-30 | Enphase | IQ7PLUS-72-2-U | Inverters | 290 |  | 21 |  |  | 0.97 |  | Outdoor | Roof
NJSTRE1545430952 |  | Transition Incentive Program | Somerset | 8873 | 5 | 7.35 | Residential | Yes | Behind the Meter | Net-metered residential rooftop and canopy |  | None | Pro Custom Solar dba Momentum Solar | PSE&G | Accepted | 2020-08-12 | 2020-08-14 | 2021-10-30 | LG | LG 350N1C-V5 | Solar Panels |  | 0.35 | 9 | 129 | 21 |  | Fixed | Roof
NJSTRE1545430952 |  | Transition Incentive Program | Somerset | 8873 | 5 | 7.35 | Residential | Yes | Behind the Meter | Net-metered residential rooftop and canopy |  | None | Pro Custom Solar dba Momentum Solar | PSE&G | Accepted | 2020-08-12 | 2020-08-14 | 2021-10-30 | LG | LG 350N1C-V5 | Solar Panels |  | 0.35 | 12 | 219 | 21 |  | Fixed | Roof
NJSTRE1545430955 |  | Transition Incentive Program | Harrisonville | 8062 | 15 | 19.5 | Residential | No | Behind the Meter | Net-metered residential rooftop and canopy |  | None | SunnyMac LLC | AC Electric | Accepted | 2020-08-12 | 2020-08-14 | 2021-10-30 | Solaredge | SE7600H-US | Inverters | 7600 |  | 2 |  |  | 0.99 |  | Outside | Pole Barn
NJSTRE1545430955 |  | Transition Incentive Program | Harrisonville | 8062 | 15 | 19.5 | Residential | No | Behind the Meter | Net-metered residential rooftop and canopy |  | None | SunnyMac LLC | AC Electric | Accepted | 2020-08-12 | 2020-08-14 | 2021-10-30 | Trina | TSM-325 DD06H.05 (II) | Solar Panels |  | 0.325 | 30 | 249 | 20 |  | Fixed | Roof
NJSTRE1545430955 |  | Transition Incentive Program | Harrisonville | 8062 | 15 | 19.5 | Residential | No | Behind the Meter | Net-metered residential rooftop and canopy |  | None | SunnyMac LLC | AC Electric | Accepted | 2020-08-12 | 2020-08-14 | 2021-10-30 | Trina | TSM-325 DD06H.05 (II) | Solar Panels |  | 0.325 | 30 | 69 | 20 |  | Fixed | Roof
NJSTRE1545430956 |  | Transition Incentive Program | Cresskill | 7626 | 7 | 15.12 | Residential | No | Behind the Meter | Net-metered residential rooftop and canopy |  | None | Tesla Energy Operations Inc. | Orange Rockland Electric | Accepted | 2020-08-12 | 2020-08-14 | 2021-10-30 | Tesla | AC Powerwall 2.0 | Electric Storage Battery |  |  | 4 |  |  |  | Lithium Ion |  | Outside
NJSTRE1545430956 |  | Transition Incentive Program | Cresskill | 7626 | 7 | 15.12 | Residential | No | Behind the Meter | Net-metered residential rooftop and canopy |  | None | Tesla Energy Operations Inc. | Orange Rockland Electric | Accepted | 2020-08-12 | 2020-08-14 | 2021-10-30 | SolarEdge Technologies | SE3800H-US [240V] | Inverters | 3800 |  | 1 |  |  | 0.99 |  | Outside | Outside
NJSTRE1545430956 |  | Transition Incentive Program | Cresskill | 7626 | 7 | 15.12 | Residential | No | Behind the Meter | Net-metered residential rooftop and canopy |  | None | Tesla Energy Operations Inc. | Orange Rockland Electric | Accepted | 2020-08-12 | 2020-08-14 | 2021-10-30 | SolarEdge Technologies | SE11400H-US [240V] | Inverters | 11400 |  | 1 |  |  | 0.99 |  | Outside | Outside
NJSTRE1545430956 |  | Transition Incentive Program | Cresskill | 7626 | 7 | 15.12 | Residential | No | Behind the Meter | Net-metered residential rooftop and canopy |  | None | Tesla Energy Operations Inc. | Orange Rockland Electric | Accepted | 2020-08-12 | 2020-08-14 | 2021-10-30 | Hanwha Q CELLS | Q.PEAK DUO BLK-G5/SC315 | Solar Panels |  | 0.315 | 19 | 176 | 25 |  | Fixed | Roof
NJSTRE1545430956 |  | Transition Incentive Program | Cresskill | 7626 | 7 | 15.12 | Residential | No | Behind the Meter | Net-metered residential rooftop and canopy |  | None | Tesla Energy Operations Inc. | Orange Rockland Electric | Accepted | 2020-08-12 | 2020-08-14 | 2021-10-30 | Hanwha Q CELLS | Q.PEAK DUO BLK-G5/SC315 | Solar Panels |  | 0.315 | 3 | 176 | 22 |  | Fixed | Roof
NJSTRE1545430956 |  | Transition Incentive Program | Cresskill | 7626 | 7 | 15.12 | Residential | No | Behind the Meter | Net-metered residential rooftop and canopy |  | None | Tesla Energy Operations Inc. | Orange Rockland Electric | Accepted | 2020-08-12 | 2020-08-14 | 2021-10-30 | Hanwha Q CELLS | Q.PEAK DUO BLK-G5/SC315 | Solar Panels |  | 0.315 | 3 | 176 | 22 |  | Fixed | Roof
NJSTRE1545430956 |  | Transition Incentive Program | Cresskill | 7626 | 7 | 15.12 | Residential | No | Behind the Meter | Net-metered residential rooftop and canopy |  | None | Tesla Energy Operations Inc. | Orange Rockland Electric | Accepted | 2020-08-12 | 2020-08-14 | 2021-10-30 | Hanwha Q CELLS | Q.PEAK DUO BLK-G5/SC315 | Solar Panels |  | 0.315 | 23 | 266 | 22 |  | Fixed | Roof
NJSTRE1545430969 |  | Transition Incentive Program | cape may court house | 8210 | 21 | 4.8 | Residential | No | Behind the Meter | Net-metered residential rooftop and canopy |  | None | Orbit Energy & Power, LLC | AC Electric | Accepted | 2020-08-12 | 2020-08-17 | 2021-10-30 | enphase | iq7-60-2-us | Inverters | 0.24 |  | 15 |  |  | 0.96 |  | Other | behind panels
NJSTRE1545430969 |  | Transition Incentive Program | cape may court house | 8210 | 21 | 4.8 | Residential | No | Behind the Meter | Net-metered residential rooftop and canopy |  | None | Orbit Energy & Power, LLC | AC Electric | Accepted | 2020-08-12 | 2020-08-17 | 2021-10-30 | hanwha qcells | qpek 320w | Solar Panels |  | 0.32 | 3 | 130 | 22 |  | Fixed | Roof
NJSTRE1545430969 |  | Transition Incentive Program | cape may court house | 8210 | 21 | 4.8 | Residential | No | Behind the Meter | Net-metered residential rooftop and canopy |  | None | Orbit Energy & Power, LLC | AC Electric | Accepted | 2020-08-12 | 2020-08-17 | 2021-10-30 | hanwha qcells | qpeak 320w | Solar Panels |  | 0.32 | 4 | 130 | 22 |  | Fixed | Roof
NJSTRE1545430969 |  | Transition Incentive Program | cape may court house | 8210 | 21 | 4.8 | Residential | No | Behind the Meter | Net-metered residential rooftop and canopy |  | None | Orbit Energy & Power, LLC | AC Electric | Accepted | 2020-08-12 | 2020-08-17 | 2021-10-30 | hanwha qcells | qpeak 320w | Solar Panels |  | 0.32 | 8 | 220 | 22 |  | Fixed | Roof
NJSTRE1545430981 |  | Transition Incentive Program | Mullica hill | 8062 | 15 | 9.86 | Residential | Yes | Behind the Meter | Net-metered residential rooftop and canopy |  | None | Vision Solar LLC | AC Electric | Accepted | 2020-08-12 | 2020-08-17 | 2021-10-30 | ENPHASE | IQ7-60-2-US | Inverters | 0.24 |  | 29 |  |  | 0.96 |  | Other | behind each panel
NJSTRE1545430981 |  | Transition Incentive Program | Mullica hill | 8062 | 15 | 9.86 | Residential | Yes | Behind the Meter | Net-metered residential rooftop and canopy |  | None | Vision Solar LLC | AC Electric | Accepted | 2020-08-12 | 2020-08-17 | 2021-10-30 | HANWHA Q-CELLS | Q.PEAK DUO-G6 340 | Solar Panels |  | 0.34 | 18 | 133 | 42 |  | Fixed | Roof
NJSTRE1545430981 |  | Transition Incentive Program | Mullica hill | 8062 | 15 | 9.86 | Residential | Yes | Behind the Meter | Net-metered residential rooftop and canopy |  | None | Vision Solar LLC | AC Electric | Accepted | 2020-08-12 | 2020-08-17 | 2021-10-30 | HANWHA Q-CELLS | Q.PEAK DUO-G6 340 | Solar Panels |  | 0.34 | 11 | 223 | 34 |  | Fixed | Roof
NJSTRE1545431040 |  | Transition Incentive Program | Northfield | 8225 | 19 | 4.08 | Residential | No | Behind the Meter | Net-metered residential rooftop and canopy |  | None | Tesla Energy Operations Inc. | AC Electric | Accepted | 2020-08-12 | 2020-08-17 | 2021-10-30 | SolarEdge Technologies | SE3800H-US [240V] | Inverters | 3800 |  | 1 |  |  | 0.99 |  | Outside | Outside
NJSTRE1545431040 |  | Transition Incentive Program | Northfield | 8225 | 19 | 4.08 | Residential | No | Behind the Meter | Net-metered residential rooftop and canopy |  | None | Tesla Energy Operations Inc. | AC Electric | Accepted | 2020-08-12 | 2020-08-17 | 2021-10-30 | Hanwha Q-CELLS | Q.Peak DUO BLK-G6+ 340 | Solar Panels |  | 0.34 | 12 | 215 | 18 |  | Fixed | Roof
NJSTRE1545431057 |  | Transition Incentive Program | JERSEY CITY | 7305 | 8 | 5.6 | Residential | No | Behind the Meter | Net-metered residential rooftop and canopy |  | None | Infinity Solar Systems | PSE&G | Accepted | 2020-08-12 | 2020-08-17 | 2021-10-30 | ENPHASE | IQ7PLUS-72-X-US | Inverters | 290 |  | 16 |  |  | 0.97 |  | Outside | MICROINVERTERS
NJSTRE1545431057 |  | Transition Incentive Program | JERSEY CITY | 7305 | 8 | 5.6 | Residential | No | Behind the Meter | Net-metered residential rooftop and canopy |  | None | Infinity Solar Systems | PSE&G | Accepted | 2020-08-12 | 2020-08-17 | 2021-10-30 | LG | LG350N1C-V5 | Solar Panels |  | 0.35 | 16 | 220 | 5 |  | Fixed | Roof
NJSTRE1545431766 |  | Transition Incentive Program | Willingboro | 8046 | 13 | 9.86 | Residential | Yes | Behind the Meter | Net-metered residential rooftop and canopy |  | None | Vision Solar LLC | PSE&G | Accepted | 2020-08-12 | 2020-08-17 | 2021-10-30 | ENPHASE | IQ7-60-2-US | Inverters | 0.24 |  | 29 |  |  | 0.96 |  | Other | behind each panel
NJSTRE1545431766 |  | Transition Incentive Program | Willingboro | 8046 | 13 | 9.86 | Residential | Yes | Behind the Meter | Net-metered residential rooftop and canopy |  | None | Vision Solar LLC | PSE&G | Accepted | 2020-08-12 | 2020-08-17 | 2021-10-30 | HANWHA Q-CELLS | Q.PEAK DUO-G6 340 | Solar Panels |  | 0.34 | 26 | 137 | 18 |  | Fixed | Roof
NJSTRE1545431766 |  | Transition Incentive Program | Willingboro | 8046 | 13 | 9.86 | Residential | Yes | Behind the Meter | Net-metered residential rooftop and canopy |  | None | Vision Solar LLC | PSE&G | Accepted | 2020-08-12 | 2020-08-17 | 2021-10-30 | HANWHA Q-CELLS | Q.PEAK DUO-G6 340 | Solar Panels |  | 0.34 | 3 | 227 | 18 |  | Fixed | Roof
NJSTRE1545431782 |  | Transition Incentive Program | LINDEN | 7036 | 10 | 8.05 | Residential | No | Behind the Meter | Net-metered residential rooftop and canopy |  | None | Infinity Solar Systems | PSE&G | Accepted | 2020-08-12 | 2020-08-17 | 2021-10-30 | ENPHASE | IQ7PLUS-72-X-US | Inverters | 290 |  | 23 |  |  | 0.97 |  | Outside | MICROINVERTERS
NJSTRE1545431782 |  | Transition Incentive Program | LINDEN | 7036 | 10 | 8.05 | Residential | No | Behind the Meter | Net-metered residential rooftop and canopy |  | None | Infinity Solar Systems | PSE&G | Accepted | 2020-08-12 | 2020-08-17 | 2021-10-30 | LG | LG350N1C-V5 | Solar Panels |  | 0.35 | 6 | 128 | 20 |  | Fixed | Roof
NJSTRE1545431782 |  | Transition Incentive Program | LINDEN | 7036 | 10 | 8.05 | Residential | No | Behind the Meter | Net-metered residential rooftop and canopy |  | None | Infinity Solar Systems | PSE&G | Accepted | 2020-08-12 | 2020-08-17 | 2021-10-30 | LG | LG350N1C-V5 | Solar Panels |  | 0.35 | 7 | 308 | 20 |  | Fixed | Roof
NJSTRE1545431782 |  | Transition Incentive Program | LINDEN | 7036 | 10 | 8.05 | Residential | No | Behind the Meter | Net-metered residential rooftop and canopy |  | None | Infinity Solar Systems | PSE&G | Accepted | 2020-08-12 | 2020-08-17 | 2021-10-30 | LG | LG350N1C-V5 | Solar Panels |  | 0.35 | 10 | 218 | 5 |  | Fixed | Roof
NJSTRE1545431791 |  | Transition Incentive Program | toms river | 8753 | 18 | 9.86 | Residential | No | Behind the Meter | Net-metered residential rooftop and canopy |  | None | Vision Solar LLC | JCP&L | Accepted | 2020-08-12 | 2020-08-17 | 2021-10-30 | ENPHASE | IQ7-60-2-US | Inverters | 0.24 |  | 29 |  |  | 0.96 |  | Other | behind each panel
NJSTRE1545431791 |  | Transition Incentive Program | toms river | 8753 | 18 | 9.86 | Residential | No | Behind the Meter | Net-metered residential rooftop and canopy |  | None | Vision Solar LLC | JCP&L | Accepted | 2020-08-12 | 2020-08-17 | 2021-10-30 | HANWHA Q-CELLS | Q.PEAK DUO-G6 340 | Solar Panels |  | 0.34 | 16 | 306 | 21 |  | Fixed | Roof
NJSTRE1545431791 |  | Transition Incentive Program | toms river | 8753 | 18 | 9.86 | Residential | No | Behind the Meter | Net-metered residential rooftop and canopy |  | None | Vision Solar LLC | JCP&L | Accepted | 2020-08-12 | 2020-08-17 | 2021-10-30 | HANWHA Q-CELLS | Q.PEAK DUO-G6 340 | Solar Panels |  | 0.34 | 13 | 126 | 21 |  | Fixed | Roof
NJSTRE1545431795 |  | Transition Incentive Program | Frenchtown | 8825 | 4 | 16.75 | Residential | No | Behind the Meter | Net-metered residential rooftop and canopy |  | None | Green Power Energy | JCP&L | Accepted | 2020-08-12 | 2020-08-17 | 2021-10-30 | Enphase Energy | IQ7PLUS-72-2 | Inverters | 290 |  | 50 |  |  | 0.975 |  | Outside | Next to meter
NJSTRE1545431795 |  | Transition Incentive Program | Frenchtown | 8825 | 4 | 16.75 | Residential | No | Behind the Meter | Net-metered residential rooftop and canopy |  | None | Green Power Energy | JCP&L | Accepted | 2020-08-12 | 2020-08-17 | 2021-10-30 | Hanwha | Q.PEAK DUO BLK-G6 335 | Solar Panels |  | 0.335 | 22 | 298 | 19 |  | Fixed | Roof
NJSTRE1545431795 |  | Transition Incentive Program | Frenchtown | 8825 | 4 | 16.75 | Residential | No | Behind the Meter | Net-metered residential rooftop and canopy |  | None | Green Power Energy | JCP&L | Accepted | 2020-08-12 | 2020-08-17 | 2021-10-30 | Hanwha | Q.PEAK DUO BLK-G6 | Solar Panels |  | 0.335 | 4 | 118 | 23 |  | Fixed | Roof
NJSTRE1545431795 |  | Transition Incentive Program | Frenchtown | 8825 | 4 | 16.75 | Residential | No | Behind the Meter | Net-metered residential rooftop and canopy |  | None | Green Power Energy | JCP&L | Accepted | 2020-08-12 | 2020-08-17 | 2021-10-30 | Hanwha | Q.PEAK DUO BLK-G6 335 | Solar Panels |  | 0.335 | 24 | 117 | 10 |  | Fixed | Roof
NJSTRE1545431816 |  | Transition Incentive Program | HILLSIDE | 7205 | 10 | 6.83 | Residential | Yes | Behind the Meter | Net-metered residential rooftop and canopy |  | None | Vivint Solar Developer, LLC | PSE&G | Accepted | 2020-08-12 | 2020-08-17 | 2021-10-30 | SolarEdge | SE7600H-US | Inverters | 7600 |  | 1 |  |  | 0.992 |  | Outdoor | Near the Utility Meter
NJSTRE1545431816 |  | Transition Incentive Program | HILLSIDE | 7205 | 10 | 6.83 | Residential | Yes | Behind the Meter | Net-metered residential rooftop and canopy |  | None | Vivint Solar Developer, LLC | PSE&G | Accepted | 2020-08-12 | 2020-08-17 | 2021-10-30 | Jinko Solar | JKM325M-60HBL | Solar Panels |  | 0.325 | 19 | 216 | 26 |  | Fixed | Roof
NJSTRE1545431816 |  | Transition Incentive Program | HILLSIDE | 7205 | 10 | 6.83 | Residential | Yes | Behind the Meter | Net-metered residential rooftop and canopy |  | None | Vivint Solar Developer, LLC | PSE&G | Accepted | 2020-08-12 | 2020-08-17 | 2021-10-30 | Jinko Solar | JKM325M-60HBL | Solar Panels |  | 0.325 | 2 | 36 | 26 |  | Fixed | Roof
NJSTRE1545431829 |  | Transition Incentive Program | Mount laurel | 8054 | 13 | 7.86 | Residential | No | Behind the Meter | Net-metered residential rooftop and canopy |  | None | Vision Solar LLC | PSE&G | Accepted | 2020-08-12 | 2020-08-17 | 2021-10-30 | ENPHASE | IQ7-60-2-US | Inverters | 0.24 |  | 23 |  |  | 0.96 |  | Other | behind each panel
NJSTRE1545431829 |  | Transition Incentive Program | Mount laurel | 8054 | 13 | 7.86 | Residential | No | Behind the Meter | Net-metered residential rooftop and canopy |  | None | Vision Solar LLC | PSE&G | Accepted | 2020-08-12 | 2020-08-17 | 2021-10-30 | HANWHA Q-CELLS | Q.PEAK DUO-G6 340 | Solar Panels |  | 0.34 | 12 | 9 | 30 |  | Fixed | Roof
NJSTRE1545431829 |  | Transition Incentive Program | Mount laurel | 8054 | 13 | 7.86 | Residential | No | Behind the Meter | Net-metered residential rooftop and canopy |  | None | Vision Solar LLC | PSE&G | Accepted | 2020-08-12 | 2020-08-17 | 2021-10-30 | HANWHA Q-CELLS | Q.PEAK DUO-G6 340 | Solar Panels |  | 0.34 | 1 | 99 | 41 |  | Fixed | Roof
NJSTRE1545431829 |  | Transition Incentive Program | Mount laurel | 8054 | 13 | 7.86 | Residential | No | Behind the Meter | Net-metered residential rooftop and canopy |  | None | Vision Solar LLC | PSE&G | Accepted | 2020-08-12 | 2020-08-17 | 2021-10-30 | HANWHA Q-CELLS | Q.PEAK DUO-G6 340 | Solar Panels |  | 0.344 | 10 | 189 | 30 |  | Fixed | Roof
NJSTRE1545431851 |  | Transition Incentive Program | Elizabeth | 7201 | 10 | 5.25 | Residential | Yes | Behind the Meter | Net-metered residential rooftop and canopy |  | None | Pro Custom Solar dba Momentum Solar | PSE&G | Accepted | 2020-08-12 | 2020-08-17 | 2021-10-30 | Enphase | IQ7Plus-72-2-US | Inverters | 290 |  | 13 |  |  | 0.97 |  | Outdoor | Roof
NJSTRE1545431851 |  | Transition Incentive Program | Elizabeth | 7201 | 10 | 5.25 | Residential | Yes | Behind the Meter | Net-metered residential rooftop and canopy |  | None | Pro Custom Solar dba Momentum Solar | PSE&G | Accepted | 2020-08-12 | 2020-08-17 | 2021-10-30 | LG ELECTRONICS | LG 350N1C-V5 | Solar Panels |  | 0.35 | 10 | 119 | 28 |  | Fixed | Roof
NJSTRE1545431851 |  | Transition Incentive Program | Elizabeth | 7201 | 10 | 5.25 | Residential | Yes | Behind the Meter | Net-metered residential rooftop and canopy |  | None | Pro Custom Solar dba Momentum Solar | PSE&G | Accepted | 2020-08-12 | 2020-08-17 | 2021-10-30 | LG ELECTRONICS | LG 350N1C-V5 | Solar Panels |  | 0.35 | 5 | 299 | 28 |  | Fixed | Roof
NJSTRE1545431861 |  | Transition Incentive Program | Wildwood | 8260 | 21 | 2.38 | Residential | Yes | Behind the Meter | Net-metered residential rooftop and canopy |  | None | Vision Solar LLC | AC Electric | Accepted | 2020-08-12 | 2020-08-17 | 2021-10-30 | ENPHASE | IQ7-60-2-US | Inverters | 0.24 |  | 7 |  |  | 0.96 |  | Other | behind each panel
NJSTRE1545431861 |  | Transition Incentive Program | Wildwood | 8260 | 21 | 2.38 | Residential | Yes | Behind the Meter | Net-metered residential rooftop and canopy |  | None | Vision Solar LLC | AC Electric | Accepted | 2020-08-12 | 2020-08-17 | 2021-10-30 | HANWHA Q-CELLS | Q.PEAK DUO-G6 340 | Solar Panels |  | 0.34 | 7 | 135 | 40 |  | Fixed | Roof
NJSTRE1545431907 |  | Transition Incentive Program | Newark | 7107 | 9 | 6.03 | Residential | No | Behind the Meter | Net-metered residential rooftop and canopy |  | None | Seabright Solar | PSE&G | Accepted | 2020-08-12 | 2020-08-21 | 2021-10-30 | Sunpower | SPR-X21-335 | Inverters | 0.32 |  | 18 |  |  | 0.99 |  | Outside | Roof
NJSTRE1545431907 |  | Transition Incentive Program | Newark | 7107 | 9 | 6.03 | Residential | No | Behind the Meter | Net-metered residential rooftop and canopy |  | None | Seabright Solar | PSE&G | Accepted | 2020-08-12 | 2020-08-21 | 2021-10-30 | Sunpower | SPR-X21-335 | Solar Panels |  | 0.335 | 9 | 290 | 9 |  | Fixed | Roof
NJSTRE1545431907 |  | Transition Incentive Program | Newark | 7107 | 9 | 6.03 | Residential | No | Behind the Meter | Net-metered residential rooftop and canopy |  | None | Seabright Solar | PSE&G | Accepted | 2020-08-12 | 2020-08-21 | 2021-10-30 | Sunpower | SPR-X21-335 | Solar Panels |  | 0.335 | 9 | 110 | 9 |  | Fixed | Roof
NJSTRE1545432062 |  | Transition Incentive Program | Vineland | 8360 | 20 | 8.05 | Residential | No | Behind the Meter | Net-metered residential rooftop and canopy |  | None | 1st Light Energy Inc | Vineland Muni Electric | Accepted | 2020-08-12 | 2020-08-18 | 2021-10-30 | SMA | SB 6.0-1SP-US-41 | Inverters | 6000 |  | 1 |  |  | 0.98 |  | Outside | Next to Meter
NJSTRE1545432062 |  | Transition Incentive Program | Vineland | 8360 | 20 | 8.05 | Residential | No | Behind the Meter | Net-metered residential rooftop and canopy |  | None | 1st Light Energy Inc | Vineland Muni Electric | Accepted | 2020-08-12 | 2020-08-18 | 2021-10-30 | LG | LG350N1C-V5 | Solar Panels |  | 0.35 | 23 | 183 | 40 |  | Fixed | Roof
NJSTRE1545432104 |  | Transition Incentive Program | Fairview | 7022 | 7 | 6.56 | Residential | No | Behind the Meter | Net-metered residential rooftop and canopy |  | None | SunPower Corporation, Systems | PSE&G | Accepted | 2020-08-13 | 2020-08-17 | 2021-10-30 | SunPower | SPR-A410-G-AC | Inverters | 349 |  | 16 |  |  | 0.97 |  | Other | under each panel
NJSTRE1545432104 |  | Transition Incentive Program | Fairview | 7022 | 7 | 6.56 | Residential | No | Behind the Meter | Net-metered residential rooftop and canopy |  | None | SunPower Corporation, Systems | PSE&G | Accepted | 2020-08-13 | 2020-08-17 | 2021-10-30 | SunPower | SPR-A410-G-AC | Solar Panels |  | 0.41 | 7 | 34 | 20 |  | Fixed | Roof
NJSTRE1545432104 |  | Transition Incentive Program | Fairview | 7022 | 7 | 6.56 | Residential | No | Behind the Meter | Net-metered residential rooftop and canopy |  | None | SunPower Corporation, Systems | PSE&G | Accepted | 2020-08-13 | 2020-08-17 | 2021-10-30 | SunPower | SPR-A410-G-AC | Solar Panels |  | 0.41 | 9 | 214 | 20 |  | Fixed | Roof
NJSTRE1545451573 |  | Transition Incentive Program | West Keansburg | 7734 | 17 | 8.82 | Residential | No | Behind the Meter | Net-metered residential rooftop and canopy |  | None | Suntuity Solar LLC | JCP&L | Accepted | 2020-08-13 | 2020-08-17 | 2021-10-30 | Enphase Energy | IQ7-60-2-US | Inverters | 240 |  | 28 |  |  | 0.97 |  | Outdoor | Behind the PV Modules
NJSTRE1545451573 |  | Transition Incentive Program | West Keansburg | 7734 | 17 | 8.82 | Residential | No | Behind the Meter | Net-metered residential rooftop and canopy |  | None | Suntuity Solar LLC | JCP&L | Accepted | 2020-08-13 | 2020-08-17 | 2021-10-30 | Longi | LR6-60HPB-315M | Solar Panels |  | 0.315 | 10 | 257 | 37 |  | Fixed | Roof
NJSTRE1545451573 |  | Transition Incentive Program | West Keansburg | 7734 | 17 | 8.82 | Residential | No | Behind the Meter | Net-metered residential rooftop and canopy |  | None | Suntuity Solar LLC | JCP&L | Accepted | 2020-08-13 | 2020-08-17 | 2021-10-30 | Longi | LR6-60HPB-315M | Solar Panels |  | 0.315 | 18 | 167 | 18 |  | Fixed | Roof
NJSTRE1545451615 |  | Transition Incentive Program | Vineland | 8360 | 20 | 6.12 | Residential | No | Behind the Meter | Net-metered residential rooftop and canopy |  | None | Vision Solar LLC | Vineland Muni Electric | Accepted | 2020-08-13 | 2020-08-17 | 2021-10-30 | ENPHASE | IQ7-60-2-US | Inverters | 0.24 |  | 18 |  |  | 0.96 |  | Other | BEHIND EACH PANEL
NJSTRE1545451615 |  | Transition Incentive Program | Vineland | 8360 | 20 | 6.12 | Residential | No | Behind the Meter | Net-metered residential rooftop and canopy |  | None | Vision Solar LLC | Vineland Muni Electric | Accepted | 2020-08-13 | 2020-08-17 | 2021-10-30 | HANWHA Q-CELLS | Q.PEAK DUO-G6 340 | Solar Panels |  | 0.34 | 18 | 184 | 20 |  | Fixed | Roof
NJSTRE1545451646 |  | Transition Incentive Program | Kearny | 7032 | 8 | 3.36 | Residential | No | Behind the Meter | Net-metered residential rooftop and canopy |  | None | Sunrun Installation Services, Inc. | PSE&G | Accepted | 2020-08-13 | 2020-08-17 | 2021-10-30 | Delta Electronics | M4-TL-US | Inverters | 3840 |  | 1 |  |  | 0.96 |  | Outdoor | Next To Meter
NJSTRE1545451646 |  | Transition Incentive Program | Kearny | 7032 | 8 | 3.36 | Residential | No | Behind the Meter | Net-metered residential rooftop and canopy |  | None | Sunrun Installation Services, Inc. | PSE&G | Accepted | 2020-08-13 | 2020-08-17 | 2021-10-30 | LONGi Green Energy Technology Co Ltd | LR6-60HPB-305M | Solar Panels |  | 0.305 | 11 | 303 | 6 |  | Fixed | Roof
NJSTRE1545451652 |  | Transition Incentive Program | Millville | 8332 | 20 | 7.15 | Residential | Yes | Behind the Meter | Net-metered residential rooftop and canopy |  | None | SunnyMac LLC | AC Electric | Accepted | 2020-08-13 | 2020-08-17 | 2021-10-30 | Solaredge | SE6000H-US | Inverters | 6000 |  | 1 |  |  | 0.99 |  | Outdoor | Next to meter
NJSTRE1545451652 |  | Transition Incentive Program | Millville | 8332 | 20 | 7.15 | Residential | Yes | Behind the Meter | Net-metered residential rooftop and canopy |  | None | SunnyMac LLC | AC Electric | Accepted | 2020-08-13 | 2020-08-17 | 2021-10-30 | REC | 325 TWINPEAK 2 Mono | Solar Panels |  | 0.325 | 22 | 229 | 27 |  | Fixed | Roof
NJSTRE1545451715 |  | Transition Incentive Program | Mount Laurel | 8054 | 13 | 13.2 | Residential | No | Behind the Meter | Net-metered residential rooftop and canopy |  | None | Green Power Energy | PSE&G | Accepted | 2020-08-13 | 2020-08-17 | 2021-10-30 | Enphase Energy | IQ7PLUS-72-2-US | Inverters | 290 |  | 40 |  |  | 0.975 |  | Outside | next to meter
NJSTRE1545451715 |  | Transition Incentive Program | Mount Laurel | 8054 | 13 | 13.2 | Residential | No | Behind the Meter | Net-metered residential rooftop and canopy |  | None | Green Power Energy | PSE&G | Accepted | 2020-08-13 | 2020-08-17 | 2021-10-30 | LG Electronics | LG330N1K-V5 | Solar Panels |  | 0.33 | 6 | 161 | 27 |  | Fixed | Roof
NJSTRE1545451715 |  | Transition Incentive Program | Mount Laurel | 8054 | 13 | 13.2 | Residential | No | Behind the Meter | Net-metered residential rooftop and canopy |  | None | Green Power Energy | PSE&G | Accepted | 2020-08-13 | 2020-08-17 | 2021-10-30 | LG Electronics | LG330N1K-V5 | Solar Panels |  | 0.33 | 6 | 341 | 27 |  | Fixed | Roof
NJSTRE1545451715 |  | Transition Incentive Program | Mount Laurel | 8054 | 13 | 13.2 | Residential | No | Behind the Meter | Net-metered residential rooftop and canopy |  | None | Green Power Energy | PSE&G | Accepted | 2020-08-13 | 2020-08-17 | 2021-10-30 | LG Electronics | LG330N1K-V5 | Solar Panels |  | 0.33 | 28 | 249 | 30 |  | Fixed | Roof
NJSTRE1545451728 |  | Transition Incentive Program | Bridgewater | 8807 | 5 | 6.6 | Residential | No | Behind the Meter | Net-metered residential rooftop and canopy |  | None | Ecological Systems LLC | PSE&G | Accepted | 2020-08-13 | 2020-08-17 | 2021-10-30 | solar log | CL200 | Meters |  |  | 1 |  |  |  | Yes | Outdoor
NJSTRE1545451728 |  | Transition Incentive Program | Bridgewater | 8807 | 5 | 6.6 | Residential | No | Behind the Meter | Net-metered residential rooftop and canopy |  | None | Ecological Systems LLC | PSE&G | Accepted | 2020-08-13 | 2020-08-17 | 2021-10-30 | Solar Edge | SE5000H-US | Inverters | 5000 |  | 1 |  |  | 0.99 |  | Outside | at meter
NJSTRE1545451728 |  | Transition Incentive Program | Bridgewater | 8807 | 5 | 6.6 | Residential | No | Behind the Meter | Net-metered residential rooftop and canopy |  | None | Ecological Systems LLC | PSE&G | Accepted | 2020-08-13 | 2020-08-17 | 2021-10-30 | Blue Sun | BSM330M-60 | Solar Panels |  | 0.33 | 20 | 180 | 20 |  | Fixed | Roof
NJSTRE1545451738 |  | Transition Incentive Program | Neptune City | 7753 | 17 | 6.21 | Residential | Yes | Behind the Meter | Net-metered residential rooftop and canopy |  | None | GenRenew, LLC | JCP&L | Accepted | 2020-08-13 | 2020-08-17 | 2021-10-30 | sunpower | PVS6 | Meters |  |  | 1 |  |  |  | Yes | Outdoor
NJSTRE1545451738 |  | Transition Incentive Program | Neptune City | 7753 | 17 | 6.21 | Residential | Yes | Behind the Meter | Net-metered residential rooftop and canopy |  | None | GenRenew, LLC | JCP&L | Accepted | 2020-08-13 | 2020-08-17 | 2021-10-30 | Sunpower | MI-E-320-US208/240 | Inverters | 320 |  | 19 |  |  | 0.96 |  | Outdoor | microinverters under modules
NJSTRE1545451738 |  | Transition Incentive Program | Neptune City | 7753 | 17 | 6.21 | Residential | Yes | Behind the Meter | Net-metered residential rooftop and canopy |  | None | GenRenew, LLC | JCP&L | Accepted | 2020-08-13 | 2020-08-17 | 2021-10-30 | Sunpower | SPR-E20-327-E-AC | Solar Panels |  | 0.327 | 19 | 151 | 23 |  | Fixed | Roof
NJSTRE1545451751 |  | Transition Incentive Program | PERTH AMBOY | 8861 | 11 | 6.5 | Residential | No | Behind the Meter | Net-metered residential rooftop and canopy |  | None | Infinity Solar Systems | PSE&G | Accepted | 2020-08-13 | 2020-08-17 | 2021-10-30 | ENPHASE | IQ7-60-X-US | Inverters | 240 |  | 20 |  |  | 0.97 |  | Outside | MICROINVERTERS
NJSTRE1545451751 |  | Transition Incentive Program | PERTH AMBOY | 8861 | 11 | 6.5 | Residential | No | Behind the Meter | Net-metered residential rooftop and canopy |  | None | Infinity Solar Systems | PSE&G | Accepted | 2020-08-13 | 2020-08-17 | 2021-10-30 | CANADIAN SOLAR | CS1H-325-MS | Solar Panels |  | 0.325 | 14 | 204 | 40 |  | Fixed | Roof
NJSTRE1545451751 |  | Transition Incentive Program | PERTH AMBOY | 8861 | 11 | 6.5 | Residential | No | Behind the Meter | Net-metered residential rooftop and canopy |  | None | Infinity Solar Systems | PSE&G | Accepted | 2020-08-13 | 2020-08-17 | 2021-10-30 | CANADIAN SOLAR | CS1H-325-MS | Solar Panels |  | 0.325 | 6 | 24 | 10 |  | Fixed | Roof
NJSTRE1545451753 |  | Transition Incentive Program | Bridgeton | 8302 | 20 | 10.46 | Residential | Yes | Behind the Meter | Net-metered residential ground mount |  | None | Vision Solar LLC | AC Electric | Accepted | 2020-08-13 | 2020-08-17 | 2021-10-30 | SUNPOWER | SPR-E20-327-E-AC | Inverters | 0.24 |  | 32 |  |  | 0.96 |  | Other | behind each panel
NJSTRE1545451753 |  | Transition Incentive Program | Bridgeton | 8302 | 20 | 10.46 | Residential | Yes | Behind the Meter | Net-metered residential ground mount |  | None | Vision Solar LLC | AC Electric | Accepted | 2020-08-13 | 2020-08-17 | 2021-10-30 | SUNPOWER | SPR-E20-327-E-AC | Solar Panels |  | 0.327 | 16 | 180 | 30 |  | Fixed | Ground
NJSTRE1545451753 |  | Transition Incentive Program | Bridgeton | 8302 | 20 | 10.46 | Residential | Yes | Behind the Meter | Net-metered residential ground mount |  | None | Vision Solar LLC | AC Electric | Accepted | 2020-08-13 | 2020-08-17 | 2021-10-30 | SUNPOWER | SPR-E20-327-E-AC | Solar Panels |  | 0.327 | 16 | 180 | 30 |  | Fixed | Ground
NJSTRE1545451765 |  | Transition Incentive Program | Absecon | 8205 | 19 | 4.88 | Residential | Yes | Behind the Meter | Net-metered residential rooftop and canopy |  | None | Vivint Solar Developer, LLC | AC Electric | Accepted | 2020-08-13 | 2020-08-18 | 2021-10-30 | SOLAREDGE | SE7600H-US | Inverters | 7600 |  | 1 |  |  | 0.992 |  | Outdoor | Near the Utility Meter
NJSTRE1545451765 |  | Transition Incentive Program | Absecon | 8205 | 19 | 4.88 | Residential | Yes | Behind the Meter | Net-metered residential rooftop and canopy |  | None | Vivint Solar Developer, LLC | AC Electric | Accepted | 2020-08-13 | 2020-08-18 | 2021-10-30 | JINKO SOLAR | JKM325M-60HBL | Solar Panels |  | 0.325 | 15 | 225 | 26 |  | Fixed | Roof
NJSTRE1545451767 |  | Transition Incentive Program | Milford | 8848 | 4 | 18.31 | Residential | Yes | Behind the Meter | Net-metered residential rooftop and canopy |  | None | Vision Solar LLC | JCP&L | Accepted | 2020-08-13 | 2020-08-18 | 2021-10-30 | SUNPOWER | SPR-E20-327-E-AC | Inverters | 0.24 |  | 56 |  |  | 0.96 |  | Other | behind each panel
NJSTRE1545451767 |  | Transition Incentive Program | Milford | 8848 | 4 | 18.31 | Residential | Yes | Behind the Meter | Net-metered residential rooftop and canopy |  | None | Vision Solar LLC | JCP&L | Accepted | 2020-08-13 | 2020-08-18 | 2021-10-30 | SUNPOWER | SPR-E20-327-E-AC | Solar Panels |  | 0.327 | 9 | 46 | 18 |  | Fixed | Roof
NJSTRE1545451767 |  | Transition Incentive Program | Milford | 8848 | 4 | 18.31 | Residential | Yes | Behind the Meter | Net-metered residential rooftop and canopy |  | None | Vision Solar LLC | JCP&L | Accepted | 2020-08-13 | 2020-08-18 | 2021-10-30 | SUNPOWER | SPR-E20-327-E-AC | Solar Panels |  | 0.327 | 9 | 226 | 18 |  | Fixed | Roof
NJSTRE1545451767 |  | Transition Incentive Program | Milford | 8848 | 4 | 18.31 | Residential | Yes | Behind the Meter | Net-metered residential rooftop and canopy |  | None | Vision Solar LLC | JCP&L | Accepted | 2020-08-13 | 2020-08-18 | 2021-10-30 | SUNPOWER | SPR-E20-327-E-AC | Solar Panels |  | 0.327 | 10 | 316 | 18 |  | Fixed | Roof
NJSTRE1545451767 |  | Transition Incentive Program | Milford | 8848 | 4 | 18.31 | Residential | Yes | Behind the Meter | Net-metered residential rooftop and canopy |  | None | Vision Solar LLC | JCP&L | Accepted | 2020-08-13 | 2020-08-18 | 2021-10-30 | SUNPOWER | SPR-E20-327-E-AC | Solar Panels |  | 0.327 | 12 | 136 | 18 |  | Fixed | Roof
NJSTRE1545451767 |  | Transition Incentive Program | Milford | 8848 | 4 | 18.31 | Residential | Yes | Behind the Meter | Net-metered residential rooftop and canopy |  | None | Vision Solar LLC | JCP&L | Accepted | 2020-08-13 | 2020-08-18 | 2021-10-30 | SUNPOWER | SPR-E20-327-E-AC | Solar Panels |  | 0.327 | 8 | 226 | 18 |  | Fixed | Roof
NJSTRE1545451767 |  | Transition Incentive Program | Milford | 8848 | 4 | 18.31 | Residential | Yes | Behind the Meter | Net-metered residential rooftop and canopy |  | None | Vision Solar LLC | JCP&L | Accepted | 2020-08-13 | 2020-08-18 | 2021-10-30 | SUNPOWER | SPR-E20-327-E-AC | Solar Panels |  | 0.327 | 8 | 46 | 18 |  | Fixed | Roof
NJSTRE1545451775 |  | Transition Incentive Program | Indian Mills | 8088 | 13 | 16.32 | Residential | No | Behind the Meter | Net-metered residential rooftop and canopy |  | None | Tesla Energy Operations Inc | AC Electric | Accepted | 2020-08-13 | 2020-08-17 | 2021-10-30 | SolarEdge Technologies | SE3800H-US | Inverters | 3800 |  | 1 |  |  | 0.99 |  | Outside | Outside
NJSTRE1545451775 |  | Transition Incentive Program | Indian Mills | 8088 | 13 | 16.32 | Residential | No | Behind the Meter | Net-metered residential rooftop and canopy |  | None | Tesla Energy Operations Inc | AC Electric | Accepted | 2020-08-13 | 2020-08-17 | 2021-10-30 | SolarEdge Technologies | SE10000H-US | Inverters | 10000 |  | 1 |  |  | 0.99 |  | Outside | Outside
NJSTRE1545451775 |  | Transition Incentive Program | Indian Mills | 8088 | 13 | 16.32 | Residential | No | Behind the Meter | Net-metered residential rooftop and canopy |  | None | Tesla Energy Operations Inc | AC Electric | Accepted | 2020-08-13 | 2020-08-17 | 2021-10-30 | Hanwha Q-CELLS | # Q.Peak DUO BLK-G6+ 340 | Solar Panels |  | 0.34 | 41 | 284 | 34 |  | Fixed | Roof
NJSTRE1545451775 |  | Transition Incentive Program | Indian Mills | 8088 | 13 | 16.32 | Residential | No | Behind the Meter | Net-metered residential rooftop and canopy |  | None | Tesla Energy Operations Inc | AC Electric | Accepted | 2020-08-13 | 2020-08-17 | 2021-10-30 | Hanwha Q-CELLS | # Q.Peak DUO BLK-G6+ 340 | Solar Panels |  | 0.34 | 7 | 284 | 16 |  | Fixed | Roof
NJSTRE1545451785 |  | Transition Incentive Program | Willingboro | 8046 | 13 | 11.77 | Residential | Yes | Behind the Meter | Net-metered residential rooftop and canopy |  | RECO | Vision Solar LLC | PSE&G | Accepted | 2020-08-13 | 2020-08-18 | 2021-10-30 | SUNPOWER | SPR-E20-327-E-AC | Inverters | 0.24 |  | 36 |  |  | 0.96 |  | Other | behind each panel
NJSTRE1545451785 |  | Transition Incentive Program | Willingboro | 8046 | 13 | 11.77 | Residential | Yes | Behind the Meter | Net-metered residential rooftop and canopy |  | RECO | Vision Solar LLC | PSE&G | Accepted | 2020-08-13 | 2020-08-18 | 2021-10-30 | SUNPOWER | SPR-E20-327-E-AC | Solar Panels |  | 0.327 | 15 | 135 | 10 |  | Fixed | Roof
NJSTRE1545451785 |  | Transition Incentive Program | Willingboro | 8046 | 13 | 11.77 | Residential | Yes | Behind the Meter | Net-metered residential rooftop and canopy |  | RECO | Vision Solar LLC | PSE&G | Accepted | 2020-08-13 | 2020-08-18 | 2021-10-30 | SUNPOWER | SPR-E20-327-E-AC | Solar Panels |  | 0.327 | 11 | 315 | 18 |  | Fixed | Roof
NJSTRE1545451785 |  | Transition Incentive Program | Willingboro | 8046 | 13 | 11.77 | Residential | Yes | Behind the Meter | Net-metered residential rooftop and canopy |  | RECO | Vision Solar LLC | PSE&G | Accepted | 2020-08-13 | 2020-08-18 | 2021-10-30 | SUNPOWER | SPR-E20-327-E-AC | Solar Panels |  | 0.327 | 4 | 135 | 18 |  | Fixed | Roof
NJSTRE1545451785 |  | Transition Incentive Program | Willingboro | 8046 | 13 | 11.77 | Residential | Yes | Behind the Meter | Net-metered residential rooftop and canopy |  | RECO | Vision Solar LLC | PSE&G | Accepted | 2020-08-13 | 2020-08-18 | 2021-10-30 | SUNPOWER | SPR-E20-327-E-AC | Solar Panels |  | 0.327 | 6 | 45 | 27 |  | Fixed | Roof
NJSTRE1545451801 |  | Transition Incentive Program | Sicklerville | 8081 | 14 | 5.89 | Residential | Yes | Behind the Meter | Net-metered residential rooftop and canopy |  | None | Vision Solar LLC | AC Electric | Accepted | 2020-08-13 | 2020-08-19 | 2021-10-30 | SUNPOWER | SPR-E20-327-E-AC | Inverters | 0.24 |  | 18 |  |  | 0.96 |  | Other | behind each panel
NJSTRE1545451801 |  | Transition Incentive Program | Sicklerville | 8081 | 14 | 5.89 | Residential | Yes | Behind the Meter | Net-metered residential rooftop and canopy |  | None | Vision Solar LLC | AC Electric | Accepted | 2020-08-13 | 2020-08-19 | 2021-10-30 | SUNPOWER | SPR-E20-327-E-AC | Solar Panels |  | 0.327 | 10 | 59 | 26 |  | Fixed | Roof
NJSTRE1545451801 |  | Transition Incentive Program | Sicklerville | 8081 | 14 | 5.89 | Residential | Yes | Behind the Meter | Net-metered residential rooftop and canopy |  | None | Vision Solar LLC | AC Electric | Accepted | 2020-08-13 | 2020-08-19 | 2021-10-30 | SUNPOWER | SPR-E20-327-E-AC | Solar Panels |  | 0.327 | 3 | 239 | 28 |  | Fixed | Roof
NJSTRE1545451801 |  | Transition Incentive Program | Sicklerville | 8081 | 14 | 5.89 | Residential | Yes | Behind the Meter | Net-metered residential rooftop and canopy |  | None | Vision Solar LLC | AC Electric | Accepted | 2020-08-13 | 2020-08-19 | 2021-10-30 | SUNPOWER | SPR-E20-327-E-AC | Solar Panels |  | 0.327 | 5 | 239 | 24 |  | Fixed | Roof
NJSTRE1545451803 |  | Transition Incentive Program | EAST RUTHERFORD | 7073 | 7 | 8.05 | Residential | No | Behind the Meter | Net-metered residential rooftop and canopy |  | None | Infinity Solar Systems | PSE&G | Accepted | 2020-08-13 | 2020-08-18 | 2021-10-30 | ENPHASE | IQ7-60-X-US | Inverters | 240 |  | 23 |  |  | 0.97 |  | Outside | MICROINVERTERS
NJSTRE1545451803 |  | Transition Incentive Program | EAST RUTHERFORD | 7073 | 7 | 8.05 | Residential | No | Behind the Meter | Net-metered residential rooftop and canopy |  | None | Infinity Solar Systems | PSE&G | Accepted | 2020-08-13 | 2020-08-18 | 2021-10-30 | LG | LG350N1C-V5 | Solar Panels |  | 0.35 | 23 | 217 | 45 |  | Fixed | Roof
NJSTRE1545451811 |  | Transition Incentive Program | HILLSIDE | 7205 | 10 | 8.13 | Residential | Yes | Behind the Meter | Net-metered residential rooftop and canopy |  | None | Vivint Solar Developer, LLC | PSE&G | Accepted | 2020-08-13 | 2020-08-18 | 2021-10-30 | SOLAREDGE | SE7600H-US | Inverters | 7600 |  | 1 |  |  | 0.992 |  | Outdoor | Near the Utility Meter
NJSTRE1545451811 |  | Transition Incentive Program | HILLSIDE | 7205 | 10 | 8.13 | Residential | Yes | Behind the Meter | Net-metered residential rooftop and canopy |  | None | Vivint Solar Developer, LLC | PSE&G | Accepted | 2020-08-13 | 2020-08-18 | 2021-10-30 | JINKO SOLAR | JKM325M-60HBL | Solar Panels |  | 0.325 | 12 | 218 | 21 |  | Fixed | Roof
NJSTRE1545451811 |  | Transition Incentive Program | HILLSIDE | 7205 | 10 | 8.13 | Residential | Yes | Behind the Meter | Net-metered residential rooftop and canopy |  | None | Vivint Solar Developer, LLC | PSE&G | Accepted | 2020-08-13 | 2020-08-18 | 2021-10-30 | JINKO SOLAR | JKM325M-60HBL | Solar Panels |  | 0.325 | 3 | 218 | 33 |  | Fixed | Roof
NJSTRE1545451811 |  | Transition Incentive Program | HILLSIDE | 7205 | 10 | 8.13 | Residential | Yes | Behind the Meter | Net-metered residential rooftop and canopy |  | None | Vivint Solar Developer, LLC | PSE&G | Accepted | 2020-08-13 | 2020-08-18 | 2021-10-30 | JINKO SOLAR | JKM325M-60HBL | Solar Panels |  | 0.325 | 8 | 38 | 33 |  | Fixed | Roof
NJSTRE1545451811 |  | Transition Incentive Program | HILLSIDE | 7205 | 10 | 8.13 | Residential | Yes | Behind the Meter | Net-metered residential rooftop and canopy |  | None | Vivint Solar Developer, LLC | PSE&G | Accepted | 2020-08-13 | 2020-08-18 | 2021-10-30 | JINKO SOLAR | JKM325M-60HBL | Solar Panels |  | 0.325 | 2 | 38 | 15 |  | Fixed | Roof
NJSTRE1545451842 |  | Transition Incentive Program | Newark | 7106 | 9 | 9.81 | Residential | Yes | Behind the Meter | Net-metered residential rooftop and canopy |  | None | Vision Solar LLC | PSE&G | Accepted | 2020-08-13 | 2020-08-18 | 2021-10-30 | SUNPOWER | SPR-E20-327-E-AC | Inverters | 0.24 |  | 30 |  |  | 0.96 |  | Other | behind each panel
NJSTRE1545451842 |  | Transition Incentive Program | Newark | 7106 | 9 | 9.81 | Residential | Yes | Behind the Meter | Net-metered residential rooftop and canopy |  | None | Vision Solar LLC | PSE&G | Accepted | 2020-08-13 | 2020-08-18 | 2021-10-30 | SUNPOWER | SPR-E20-327-E-AC | Solar Panels |  | 0.327 | 4 | 26 | 25 |  | Fixed | Roof
NJSTRE1545451842 |  | Transition Incentive Program | Newark | 7106 | 9 | 9.81 | Residential | Yes | Behind the Meter | Net-metered residential rooftop and canopy |  | None | Vision Solar LLC | PSE&G | Accepted | 2020-08-13 | 2020-08-18 | 2021-10-30 | SUNPOWER | SPR-E20-327-E-AC | Solar Panels |  | 0.327 | 4 | 205 | 25 |  | Fixed | Roof
NJSTRE1545451842 |  | Transition Incentive Program | Newark | 7106 | 9 | 9.81 | Residential | Yes | Behind the Meter | Net-metered residential rooftop and canopy |  | None | Vision Solar LLC | PSE&G | Accepted | 2020-08-13 | 2020-08-18 | 2021-10-30 | SUNPOWER | SPR-E20-327-E-AC | Solar Panels |  | 0.327 | 12 | 205 | 35 |  | Fixed | Roof
NJSTRE1545451842 |  | Transition Incentive Program | Newark | 7106 | 9 | 9.81 | Residential | Yes | Behind the Meter | Net-metered residential rooftop and canopy |  | None | Vision Solar LLC | PSE&G | Accepted | 2020-08-13 | 2020-08-18 | 2021-10-30 | SUNPOWER | SPR-E20-327-E-AC | Solar Panels |  | 0.327 | 10 | 25 | 35 |  | Fixed | Roof
NJSTRE1545451870 |  | Transition Incentive Program | Parlin | 8859 | 11 | 15.7 | Residential | Yes | Behind the Meter | Net-metered residential rooftop and canopy |  | None | Vision Solar LLC | JCP&L | Accepted | 2020-08-13 | 2020-08-18 | 2021-10-30 | SUNPOWER | SPR-E20-327-E-AC | Inverters | 0.24 |  | 48 |  |  | 0.96 |  | Other | behind each panel
NJSTRE1545451870 |  | Transition Incentive Program | Parlin | 8859 | 11 | 15.7 | Residential | Yes | Behind the Meter | Net-metered residential rooftop and canopy |  | None | Vision Solar LLC | JCP&L | Accepted | 2020-08-13 | 2020-08-18 | 2021-10-30 | SUNPOWER | SPR-E20-327-E-AC | Solar Panels |  | 0.327 | 4 | 109 | 18 |  | Fixed | Roof
NJSTRE1545451870 |  | Transition Incentive Program | Parlin | 8859 | 11 | 15.7 | Residential | Yes | Behind the Meter | Net-metered residential rooftop and canopy |  | None | Vision Solar LLC | JCP&L | Accepted | 2020-08-13 | 2020-08-18 | 2021-10-30 | SUNPOWER | SPR-E20-327-E-AC | Solar Panels |  | 0.327 | 6 | 289 | 18 |  | Fixed | Roof
NJSTRE1545451870 |  | Transition Incentive Program | Parlin | 8859 | 11 | 15.7 | Residential | Yes | Behind the Meter | Net-metered residential rooftop and canopy |  | None | Vision Solar LLC | JCP&L | Accepted | 2020-08-13 | 2020-08-18 | 2021-10-30 | SUNPOWER | SPR-E20-327-E-AC | Solar Panels |  | 0.327 | 21 | 289 | 18 |  | Fixed | Roof
NJSTRE1545451870 |  | Transition Incentive Program | Parlin | 8859 | 11 | 15.7 | Residential | Yes | Behind the Meter | Net-metered residential rooftop and canopy |  | None | Vision Solar LLC | JCP&L | Accepted | 2020-08-13 | 2020-08-18 | 2021-10-30 | SUNPOWER | SPR-E20-327-E-AC | Solar Panels |  | 0.327 | 17 | 109 | 18 |  | Fixed | Roof
NJSTRE1545451888 |  | Transition Incentive Program | Cherry Hill | 8002 | 14 | 14.39 | Residential | Yes | Behind the Meter | Net-metered residential rooftop and canopy |  | None | Vision Solar LLC | PSE&G | Accepted | 2020-08-13 | 2020-08-18 | 2021-10-30 | SUNPOWER | SPR-E20-327-E-AC | Inverters | 0.24 |  | 44 |  |  | 0.96 |  | Other | behind each panel
NJSTRE1545451888 |  | Transition Incentive Program | Cherry Hill | 8002 | 14 | 14.39 | Residential | Yes | Behind the Meter | Net-metered residential rooftop and canopy |  | None | Vision Solar LLC | PSE&G | Accepted | 2020-08-13 | 2020-08-18 | 2021-10-30 | SUNPOWER | SPR-E20-327-E-AC | Solar Panels |  | 0.327 | 44 | 220 | 31 |  | Fixed | Roof
NJSTRE1545451902 |  | Transition Incentive Program | Lambertville | 8530 | 4 | 9.81 | Residential | Yes | Behind the Meter | Net-metered residential ground mount |  | None | Vision Solar LLC | JCP&L | Accepted | 2020-08-13 | 2020-08-18 | 2021-10-30 | SUNPOWER | SPR-E20-327-E-AC | Inverters | 0.24 |  | 30 |  |  | 0.96 |  | Other | behind each panel
NJSTRE1545451902 |  | Transition Incentive Program | Lambertville | 8530 | 4 | 9.81 | Residential | Yes | Behind the Meter | Net-metered residential ground mount |  | None | Vision Solar LLC | JCP&L | Accepted | 2020-08-13 | 2020-08-18 | 2021-10-30 | SUNPOWER | SPR-E20-327-E-AC | Solar Panels |  | 0.327 | 30 | 181 | 30 |  | Fixed | Ground
NJSTRE1545451915 |  | Transition Incentive Program | Columbus | 8022 | 13 | 8.78 | Residential | No | Behind the Meter | Net-metered residential rooftop and canopy |  | None | SunnyMac LLC | PSE&G | Accepted | 2020-08-13 | 2020-08-18 | 2021-10-30 | Solaredge | SE7600H-US | Inverters | 7600 |  | 1 |  |  | 0.99 |  | Outdoor | Next to Meter
NJSTRE1545451915 |  | Transition Incentive Program | Columbus | 8022 | 13 | 8.78 | Residential | No | Behind the Meter | Net-metered residential rooftop and canopy |  | None | SunnyMac LLC | PSE&G | Accepted | 2020-08-13 | 2020-08-18 | 2021-10-30 | REC | 325 N-PEAK Blk | Solar Panels |  | 0.325 | 27 | 173 | 31 |  | Fixed | Roof
NJSTRE1545451920 |  | Transition Incentive Program | Ocean View | 8230 | 21 | 7.85 | Residential | Yes | Behind the Meter | Net-metered residential ground mount |  | None | Vision Solar LLC | AC Electric | Accepted | 2020-08-13 | 2020-08-18 | 2021-10-30 | SUNPOWER | SPR-E20-327-E-AC | Inverters | 0.24 |  | 24 |  |  | 0.96 |  | Other | behind each panel
NJSTRE1545451920 |  | Transition Incentive Program | Ocean View | 8230 | 21 | 7.85 | Residential | Yes | Behind the Meter | Net-metered residential ground mount |  | None | Vision Solar LLC | AC Electric | Accepted | 2020-08-13 | 2020-08-18 | 2021-10-30 | SUNPOWER | SPR-E20-327-E-AC | Solar Panels |  | 0.327 | 24 | 181 | 30 |  | Fixed | Ground
NJSTRE1545451925 |  | Transition Incentive Program | Paterson City | 7522 | 6 | 3.3 | Residential | Yes | Behind the Meter | Net-metered residential rooftop and canopy |  | None | Sunrun Installation Services, Inc. | PSE&G | Accepted | 2020-08-13 | 2020-08-18 | 2021-10-30 | Enphase Energy | IQ7-60-x-US (240V) | Inverters | 240 |  | 10 |  |  | 0.96 |  | Outdoor | Rooftop
NJSTRE1545451925 |  | Transition Incentive Program | Paterson City | 7522 | 6 | 3.3 | Residential | Yes | Behind the Meter | Net-metered residential rooftop and canopy |  | None | Sunrun Installation Services, Inc. | PSE&G | Accepted | 2020-08-13 | 2020-08-18 | 2021-10-30 | LG Electronics | LG330N1C-A5 | Solar Panels |  | 0.33 | 7 | 48 | 10 |  | Fixed | Roof
NJSTRE1545451925 |  | Transition Incentive Program | Paterson City | 7522 | 6 | 3.3 | Residential | Yes | Behind the Meter | Net-metered residential rooftop and canopy |  | None | Sunrun Installation Services, Inc. | PSE&G | Accepted | 2020-08-13 | 2020-08-18 | 2021-10-30 | LG Electronics | LG330N1C-A5 | Solar Panels |  | 0.33 | 3 | 228 | 10 |  | Fixed | Roof
NJSTRE1545451929 |  | Transition Incentive Program | Elmer | 8318 | 16 | 3.92 | Residential | Yes | Behind the Meter | Net-metered residential ground mount |  | None | Vision Solar LLC | AC Electric | Accepted | 2020-08-13 | 2020-08-18 | 2021-10-30 | SUNPOWER | SPR-E20-327-E-AC | Inverters | 0.24 |  | 12 |  |  | 0.96 |  | Other | behind each panel
NJSTRE1545451929 |  | Transition Incentive Program | Elmer | 8318 | 16 | 3.92 | Residential | Yes | Behind the Meter | Net-metered residential ground mount |  | None | Vision Solar LLC | AC Electric | Accepted | 2020-08-13 | 2020-08-18 | 2021-10-30 | SUNPOWER | SPR-E20-327-E-AC | Solar Panels |  | 0.327 | 12 | 180 | 30 |  | Fixed | Ground
NJSTRE1545452028 |  | Transition Incentive Program | EDISON | 8820 | 11 | 4.88 | Residential | Yes | Behind the Meter | Net-metered residential rooftop and canopy |  | None | Vivint Solar Developer, LLC | PSE&G | Accepted | 2020-08-24 | 2020-08-24 | 2021-10-30 | SOLAREDGE | SE7600H-US | Inverters | 7600 |  | 1 |  |  | 0.992 |  | Outdoor | Near the Utility Meter
NJSTRE1545452028 |  | Transition Incentive Program | EDISON | 8820 | 11 | 4.88 | Residential | Yes | Behind the Meter | Net-metered residential rooftop and canopy |  | None | Vivint Solar Developer, LLC | PSE&G | Accepted | 2020-08-24 | 2020-08-24 | 2021-10-30 | JINKO SOLAR | JKM325M-60HBL | Solar Panels |  | 0.325 | 15 | 188 | 23 |  | Fixed | Roof
NJSTRE1545452034 |  | Transition Incentive Program | Franklin Twp Som | 8873 | 5 | 6.9 | Residential | No | Behind the Meter | Net-metered residential rooftop and canopy |  | None | Sunrun Installation Services, Inc. | PSE&G | Accepted | 2020-08-13 | 2020-08-18 | 2021-10-30 | Enphase Energy | IQ7PLUS-72-x-US (240V) | Inverters | 290 |  | 20 |  |  | 0.96 |  | Outdoor | Rooftop
NJSTRE1545452034 |  | Transition Incentive Program | Franklin Twp Som | 8873 | 5 | 6.9 | Residential | No | Behind the Meter | Net-metered residential rooftop and canopy |  | None | Sunrun Installation Services, Inc. | PSE&G | Accepted | 2020-08-13 | 2020-08-18 | 2021-10-30 | LG Electronics | LG345N1C-V5 | Solar Panels |  | 0.345 | 4 | 229 | 30 |  | Fixed | Roof
NJSTRE1545452034 |  | Transition Incentive Program | Franklin Twp Som | 8873 | 5 | 6.9 | Residential | No | Behind the Meter | Net-metered residential rooftop and canopy |  | None | Sunrun Installation Services, Inc. | PSE&G | Accepted | 2020-08-13 | 2020-08-18 | 2021-10-30 | LG Electronics | LG345N1C-V5 | Solar Panels |  | 0.345 | 16 | 138 | 30 |  | Fixed | Roof
NJSTRE1545452037 |  | Transition Incentive Program | Freehold | 7728 | 17 | 26.81 | Residential | Yes | Behind the Meter | Net-metered residential rooftop and canopy |  | None | Vision Solar LLC | JCP&L | Accepted | 2020-08-13 | 2020-08-18 | 2021-10-30 | SUNPOWER | SPR-E20-327-E-AC | Inverters | 0.24 |  | 82 |  |  | 0.96 |  | Other | behind each panel
NJSTRE1545452037 |  | Transition Incentive Program | Freehold | 7728 | 17 | 26.81 | Residential | Yes | Behind the Meter | Net-metered residential rooftop and canopy |  | None | Vision Solar LLC | JCP&L | Accepted | 2020-08-13 | 2020-08-18 | 2021-10-30 | SUNPOWER | SPR-E20-327-E-AC | Solar Panels |  | 0.327 | 30 | 303 | 23 |  | Fixed | Roof
NJSTRE1545452037 |  | Transition Incentive Program | Freehold | 7728 | 17 | 26.81 | Residential | Yes | Behind the Meter | Net-metered residential rooftop and canopy |  | None | Vision Solar LLC | JCP&L | Accepted | 2020-08-13 | 2020-08-18 | 2021-10-30 | SUNPOWER | SPR-E20-327-E-AC | Solar Panels |  | 0.327 | 6 | 123 | 23 |  | Fixed | Roof
NJSTRE1545452037 |  | Transition Incentive Program | Freehold | 7728 | 17 | 26.81 | Residential | Yes | Behind the Meter | Net-metered residential rooftop and canopy |  | None | Vision Solar LLC | JCP&L | Accepted | 2020-08-13 | 2020-08-18 | 2021-10-30 | SUNPOWER | SPR-E20-327-E-AC | Solar Panels |  | 0.327 | 3 | 303 | 23 |  | Fixed | Roof
NJSTRE1545452037 |  | Transition Incentive Program | Freehold | 7728 | 17 | 26.81 | Residential | Yes | Behind the Meter | Net-metered residential rooftop and canopy |  | None | Vision Solar LLC | JCP&L | Accepted | 2020-08-13 | 2020-08-18 | 2021-10-30 | SUNPOWER | SPR-E20-327-E-AC | Solar Panels |  | 0.327 | 3 | 213 | 23 |  | Fixed | Roof
NJSTRE1545452037 |  | Transition Incentive Program | Freehold | 7728 | 17 | 26.81 | Residential | Yes | Behind the Meter | Net-metered residential rooftop and canopy |  | None | Vision Solar LLC | JCP&L | Accepted | 2020-08-13 | 2020-08-18 | 2021-10-30 | SUNPOWER | SPR-E20-327-E-AC | Solar Panels |  | 0.327 | 3 | 213 | 23 |  | Fixed | Roof
NJSTRE1545452037 |  | Transition Incentive Program | Freehold | 7728 | 17 | 26.81 | Residential | Yes | Behind the Meter | Net-metered residential rooftop and canopy |  | None | Vision Solar LLC | JCP&L | Accepted | 2020-08-13 | 2020-08-18 | 2021-10-30 | SUNPOWER | SPR-E20-327-E-AC | Solar Panels |  | 0.327 | 27 | 123 | 23 |  | Fixed | Roof
NJSTRE1545452037 |  | Transition Incentive Program | Freehold | 7728 | 17 | 26.81 | Residential | Yes | Behind the Meter | Net-metered residential rooftop and canopy |  | None | Vision Solar LLC | JCP&L | Accepted | 2020-08-13 | 2020-08-18 | 2021-10-30 | SUNPOWER | SPR-E20-327-E-AC | Solar Panels |  | 0.327 | 7 | 123 | 23 |  | Fixed | Roof
NJSTRE1545452037 |  | Transition Incentive Program | Freehold | 7728 | 17 | 26.81 | Residential | Yes | Behind the Meter | Net-metered residential rooftop and canopy |  | None | Vision Solar LLC | JCP&L | Accepted | 2020-08-13 | 2020-08-18 | 2021-10-30 | SUNPOWER | SPR-E20-327-E-AC | Solar Panels |  | 0.327 | 3 | 33 | 23 |  | Fixed | Roof
NJSTRE1545452044 |  | Transition Incentive Program | Cinnaminson | 8077 | 13 | 277.6 | Commercial | No | Behind the Meter | Net-metered non-residential rooftop and canopy |  | None | R U Bright LLC | PSE&G | Accepted | 2020-08-13 | 2020-08-18 | 2021-10-30 | SMA | Sunny TriPower CORE1 62-US | Inverters | 62500 |  | 4 |  |  | 0.98 |  | Outdoor | Wall mounted
NJSTRE1545452044 |  | Transition Incentive Program | Cinnaminson | 8077 | 13 | 277.6 | Commercial | No | Behind the Meter | Net-metered non-residential rooftop and canopy |  | None | R U Bright LLC | PSE&G | Accepted | 2020-08-13 | 2020-08-18 | 2021-10-30 | Axitec | AC-400MH/144S | Solar Panels |  | 0.4 | 694 | 151.5 | 10 |  | Fixed | Roof
NJSTRE1545452054 |  | Transition Incentive Program | Whippany | 7981 | 3 | 13.65 | Residential | Yes | Behind the Meter | Net-metered residential rooftop and canopy |  | None | Vivint Solar Developer, LLC | JCP&L | Accepted | 2020-08-18 | 2020-08-19 | 2021-10-30 | Solar Edge | SE3800H-US | Inverters | 3800 |  | 1 |  |  | 0.992 |  | Outdoor | Near the Utility Meter
NJSTRE1545452054 |  | Transition Incentive Program | Whippany | 7981 | 3 | 13.65 | Residential | Yes | Behind the Meter | Net-metered residential rooftop and canopy |  | None | Vivint Solar Developer, LLC | JCP&L | Accepted | 2020-08-18 | 2020-08-19 | 2021-10-30 | SOLAREDGE | SE7600H-US | Inverters | 7600 |  | 1 |  |  | 0.992 |  | Outdoor | Near the Utility Meter
NJSTRE1545452054 |  | Transition Incentive Program | Whippany | 7981 | 3 | 13.65 | Residential | Yes | Behind the Meter | Net-metered residential rooftop and canopy |  | None | Vivint Solar Developer, LLC | JCP&L | Accepted | 2020-08-18 | 2020-08-19 | 2021-10-30 | JINKO SOLAR | JKM325M-60HBL | Solar Panels |  | 0.325 | 12 | 90 | 23 |  | Fixed | Roof
NJSTRE1545452054 |  | Transition Incentive Program | Whippany | 7981 | 3 | 13.65 | Residential | Yes | Behind the Meter | Net-metered residential rooftop and canopy |  | None | Vivint Solar Developer, LLC | JCP&L | Accepted | 2020-08-18 | 2020-08-19 | 2021-10-30 | JINKO SOLAR | JKM325M-60HBL | Solar Panels |  | 0.325 | 15 | 270 | 24 |  | Fixed | Roof
NJSTRE1545452054 |  | Transition Incentive Program | Whippany | 7981 | 3 | 13.65 | Residential | Yes | Behind the Meter | Net-metered residential rooftop and canopy |  | None | Vivint Solar Developer, LLC | JCP&L | Accepted | 2020-08-18 | 2020-08-19 | 2021-10-30 | JINKO SOLAR | JKM325M-60HBL | Solar Panels |  | 0.325 | 12 | 270 | 23 |  | Fixed | Roof
NJSTRE1545452054 |  | Transition Incentive Program | Whippany | 7981 | 3 | 13.65 | Residential | Yes | Behind the Meter | Net-metered residential rooftop and canopy |  | None | Vivint Solar Developer, LLC | JCP&L | Accepted | 2020-08-18 | 2020-08-19 | 2021-10-30 | JINKO SOLAR | JKM325M-60HBL | Solar Panels |  | 0.325 | 3 | 90 | 24 |  | Fixed | Roof
NJSTRE1545452080 |  | Transition Incentive Program | Sweedesboro | 8085 | 15 | 8.5 | Residential | Yes | Behind the Meter | Net-metered residential rooftop and canopy |  | None | Vision Solar LLC | AC Electric | Accepted | 2020-08-13 | 2020-08-19 | 2021-10-30 | SUNPOWER | SPR-E20-327-E-AC | Inverters | 0.24 |  | 26 |  |  | 0.96 |  | Other | behind each panel
NJSTRE1545452080 |  | Transition Incentive Program | Sweedesboro | 8085 | 15 | 8.5 | Residential | Yes | Behind the Meter | Net-metered residential rooftop and canopy |  | None | Vision Solar LLC | AC Electric | Accepted | 2020-08-13 | 2020-08-19 | 2021-10-30 | SUNPOWER | SPR-E20-327-E-AC | Solar Panels |  | 0.327 | 6 | 122 | 26 |  | Fixed | Roof
NJSTRE1545452080 |  | Transition Incentive Program | Sweedesboro | 8085 | 15 | 8.5 | Residential | Yes | Behind the Meter | Net-metered residential rooftop and canopy |  | None | Vision Solar LLC | AC Electric | Accepted | 2020-08-13 | 2020-08-19 | 2021-10-30 | SUNPOWER | SPR-E20-327-E-AC | Solar Panels |  | 0.327 | 20 | 212 | 33 |  | Fixed | Roof
NJSTRE1545452094 |  | Transition Incentive Program | Manville | 8835 | 5 | 4.02 | Residential | Yes | Behind the Meter | Net-metered residential rooftop and canopy |  | None | Pro Custom Solar dba Momentum Solar | PSE&G | Accepted | 2020-08-13 | 2020-08-18 | 2021-10-30 | Enphase | IQ7-60-2-US | Inverters | 240 |  | 12 |  |  | 0.97 |  | Outdoor | Roof
NJSTRE1545452094 |  | Transition Incentive Program | Manville | 8835 | 5 | 4.02 | Residential | Yes | Behind the Meter | Net-metered residential rooftop and canopy |  | None | Pro Custom Solar dba Momentum Solar | PSE&G | Accepted | 2020-08-13 | 2020-08-18 | 2021-10-30 | HANWHA | Q.PEAK DUO BLK G6+ 335 | Solar Panels |  | 0.335 | 4 | 39 | 13 |  | Fixed | Roof
NJSTRE1545452094 |  | Transition Incentive Program | Manville | 8835 | 5 | 4.02 | Residential | Yes | Behind the Meter | Net-metered residential rooftop and canopy |  | None | Pro Custom Solar dba Momentum Solar | PSE&G | Accepted | 2020-08-13 | 2020-08-18 | 2021-10-30 | HANWHA | Q.PEAK DUO BLK G6+ 335 | Solar Panels |  | 0.335 | 8 | 219 | 14 |  | Fixed | Roof
NJSTRE1545452098 |  | Transition Incentive Program | PLAINFIELD CITY | 7062 | 10 | 4.58 | Residential | Yes | Behind the Meter | Net-metered residential rooftop and canopy |  | None | Sunrun Installation Services, Inc. | PSE&G | Accepted | 2020-08-13 | 2020-08-18 | 2021-10-30 | Enphase Energy | IQ7-60-x-US (240V) | Inverters | 240 |  | 15 |  |  | 0.96 |  | Outdoor | Rooftop
NJSTRE1545452098 |  | Transition Incentive Program | PLAINFIELD CITY | 7062 | 10 | 4.58 | Residential | Yes | Behind the Meter | Net-metered residential rooftop and canopy |  | None | Sunrun Installation Services, Inc. | PSE&G | Accepted | 2020-08-13 | 2020-08-18 | 2021-10-30 | LONGi Green Energy Technology Co Ltd | LR6-60HPB-305M | Solar Panels |  | 0.305 | 4 | 33 | 18 |  | Fixed | Roof
NJSTRE1545452098 |  | Transition Incentive Program | PLAINFIELD CITY | 7062 | 10 | 4.58 | Residential | Yes | Behind the Meter | Net-metered residential rooftop and canopy |  | None | Sunrun Installation Services, Inc. | PSE&G | Accepted | 2020-08-13 | 2020-08-18 | 2021-10-30 | LONGi Green Energy Technology Co Ltd | LR6-60HPB-305M | Solar Panels |  | 0.305 | 8 | 213 | 40 |  | Fixed | Roof
NJSTRE1545452098 |  | Transition Incentive Program | PLAINFIELD CITY | 7062 | 10 | 4.58 | Residential | Yes | Behind the Meter | Net-metered residential rooftop and canopy |  | None | Sunrun Installation Services, Inc. | PSE&G | Accepted | 2020-08-13 | 2020-08-18 | 2021-10-30 | LONGi Green Energy Technology Co Ltd | LR6-60HPB-305M | Solar Panels |  | 0.305 | 3 | 213 | 27 |  | Fixed | Roof
NJSTRE1545452101 |  | Transition Incentive Program | Edison Township | 8820 | 11 | 9.72 | Residential | No | Behind the Meter | Net-metered residential rooftop and canopy |  | None | Green Power Energy | PSE&G | Accepted | 2020-08-13 | 2020-08-18 | 2021-10-30 | Enphase Energy | IQ7PLUS-72-2-US | Inverters | 290 |  | 27 |  |  | 0.975 |  | Outside | next to meter
NJSTRE1545452101 |  | Transition Incentive Program | Edison Township | 8820 | 11 | 9.72 | Residential | No | Behind the Meter | Net-metered residential rooftop and canopy |  | None | Green Power Energy | PSE&G | Accepted | 2020-08-13 | 2020-08-18 | 2021-10-30 | LG Electronics | LG360Q1C-V5 | Solar Panels |  | 0.36 | 27 | 183 | 37 |  | Fixed | Roof
NJSTRE1545452103 |  | Transition Incentive Program | Brick | 8723 | 18 | 3.27 | Residential | Yes | Behind the Meter | Net-metered residential rooftop and canopy |  | None | Vision Solar LLC | JCP&L | Accepted | 2020-08-13 | 2020-08-18 | 2021-10-30 | SUNPOWER | SPR-E20-327-E-AC | Inverters | 0.24 |  | 10 |  |  | 0.96 |  | Other | behind each panel
NJSTRE1545452103 |  | Transition Incentive Program | Brick | 8723 | 18 | 3.27 | Residential | Yes | Behind the Meter | Net-metered residential rooftop and canopy |  | None | Vision Solar LLC | JCP&L | Accepted | 2020-08-13 | 2020-08-18 | 2021-10-30 | SUNPOWER | SPR-E20-327-E-AC | Solar Panels |  | 0.327 | 10 | 139 | 23 |  | Fixed | Roof
NJSTRE1545452104 |  | Transition Incentive Program | NEWARK | 7112 | 9 | 6.5 | Residential | No | Behind the Meter | Net-metered residential rooftop and canopy |  | None | Infinity Solar Systems | PSE&G | Accepted | 2020-08-13 | 2020-08-18 | 2021-10-30 | ENPHASE | IQ7-60-X-US | Inverters | 240 |  | 20 |  |  | 0.97 |  | Outside | MICROINVERTERS
NJSTRE1545452104 |  | Transition Incentive Program | NEWARK | 7112 | 9 | 6.5 | Residential | No | Behind the Meter | Net-metered residential rooftop and canopy |  | None | Infinity Solar Systems | PSE&G | Accepted | 2020-08-13 | 2020-08-18 | 2021-10-30 | CANADIAN SOLAR | CS1H-325-MS | Solar Panels |  | 0.325 | 4 | 30 | 35 |  | Fixed | Roof
NJSTRE1545452104 |  | Transition Incentive Program | NEWARK | 7112 | 9 | 6.5 | Residential | No | Behind the Meter | Net-metered residential rooftop and canopy |  | None | Infinity Solar Systems | PSE&G | Accepted | 2020-08-13 | 2020-08-18 | 2021-10-30 | CANADIAN SOLAR | CS1H-325-MS | Solar Panels |  | 0.325 | 2 | 120 | 35 |  | Fixed | Roof
NJSTRE1545452104 |  | Transition Incentive Program | NEWARK | 7112 | 9 | 6.5 | Residential | No | Behind the Meter | Net-metered residential rooftop and canopy |  | None | Infinity Solar Systems | PSE&G | Accepted | 2020-08-13 | 2020-08-18 | 2021-10-30 | CANADIAN SOLAR | CS1H-325-MS | Solar Panels |  | 0.325 | 14 | 210 | 35 |  | Fixed | Roof
NJSTRE1545452158 |  | Transition Incentive Program | CINNAMINSON | 8077 | 13 | 4.23 | Residential | Yes | Behind the Meter | Net-metered residential rooftop and canopy |  | None | Vivint Solar Developer, LLC | PSE&G | Accepted | 2020-08-13 | 2020-08-31 | 2021-10-30 | SOLAREDGE | SE3800H-US | Inverters | 3800 |  | 1 |  |  | 0.992 |  | Outdoor | Near the Utility Meter
NJSTRE1545452158 |  | Transition Incentive Program | CINNAMINSON | 8077 | 13 | 4.23 | Residential | Yes | Behind the Meter | Net-metered residential rooftop and canopy |  | None | Vivint Solar Developer, LLC | PSE&G | Accepted | 2020-08-13 | 2020-08-31 | 2021-10-30 | JINKO SOLAR | JKM325M-60HBL | Solar Panels |  | 0.325 | 9 | 105 | 19 |  | Fixed | Roof
NJSTRE1545452158 |  | Transition Incentive Program | CINNAMINSON | 8077 | 13 | 4.23 | Residential | Yes | Behind the Meter | Net-metered residential rooftop and canopy |  | None | Vivint Solar Developer, LLC | PSE&G | Accepted | 2020-08-13 | 2020-08-31 | 2021-10-30 | JINKO SOLAR | JKM325M-60HBL | Solar Panels |  | 0.325 | 4 | 285 | 19 |  | Fixed | Roof
NJSTRE1545452287 |  | Transition Incentive Program | Secaucus | 7094 | 8 | 4.5 | Residential | No | Behind the Meter | Net-metered residential rooftop and canopy |  | None | Eznergy | PSE&G | Accepted | 2020-08-13 | 2020-08-18 | 2021-10-30 | Enphase | IQ7 | Inverters | 240 |  | 15 |  |  | 0.97 |  | Outdoor | On rails under panels
NJSTRE1545452287 |  | Transition Incentive Program | Secaucus | 7094 | 8 | 4.5 | Residential | No | Behind the Meter | Net-metered residential rooftop and canopy |  | None | Eznergy | PSE&G | Accepted | 2020-08-13 | 2020-08-18 | 2021-10-30 | Grape Solar | GS-M60-300 | Solar Panels |  | 0.3 | 12 | 216 | 36 |  | Fixed | Roof
NJSTRE1545452287 |  | Transition Incentive Program | Secaucus | 7094 | 8 | 4.5 | Residential | No | Behind the Meter | Net-metered residential rooftop and canopy |  | None | Eznergy | PSE&G | Accepted | 2020-08-13 | 2020-08-18 | 2021-10-30 | Grape Solar | GS-M60-300 | Solar Panels |  | 0.3 | 3 | 36 | 36 |  | Fixed | Roof
NJSTRE1545452933 |  | Transition Incentive Program | West Creek | 8092 | 18 | 10.4 | Residential | No | Behind the Meter | Net-metered residential rooftop and canopy |  | None | Vivint Solar Developer, LLC | AC Electric | Accepted | 2020-08-19 | 2020-08-19 | 2021-10-30 | SOLAREDGE | SE7600H-US | Inverters | 7600 |  | 1 |  |  | 0.992 |  | Outdoor | Near the Utility Meter
NJSTRE1545452933 |  | Transition Incentive Program | West Creek | 8092 | 18 | 10.4 | Residential | No | Behind the Meter | Net-metered residential rooftop and canopy |  | None | Vivint Solar Developer, LLC | AC Electric | Accepted | 2020-08-19 | 2020-08-19 | 2021-10-30 | JINKO SOLAR | JKM325M-60HB | Solar Panels |  | 0.325 | 7 | 148 | 12 |  | Fixed | Roof
NJSTRE1545452933 |  | Transition Incentive Program | West Creek | 8092 | 18 | 10.4 | Residential | No | Behind the Meter | Net-metered residential rooftop and canopy |  | None | Vivint Solar Developer, LLC | AC Electric | Accepted | 2020-08-19 | 2020-08-19 | 2021-10-30 | JINKO SOLAR | JKM325M-60HBL | Solar Panels |  | 0.325 | 25 | 238 | 2 |  | Fixed | Roof
NJSTRE1545452954 |  | Transition Incentive Program | PISCATAWAY | 8854 | 11 | 11.73 | Residential | No | Behind the Meter | Net-metered residential rooftop and canopy |  | None | SEA BRIGHT SOLAR, LLC | PSE&G | Accepted | 2020-08-13 | 2020-08-18 | 2021-10-30 | SUNPOWER | SPR-X21-335-AC | Inverters | 320 |  | 35 |  |  | 0.96 |  | Outside | BENEATH ARRAY
NJSTRE1545452954 |  | Transition Incentive Program | PISCATAWAY | 8854 | 11 | 11.73 | Residential | No | Behind the Meter | Net-metered residential rooftop and canopy |  | None | SEA BRIGHT SOLAR, LLC | PSE&G | Accepted | 2020-08-13 | 2020-08-18 | 2021-10-30 | SUNPOWER | SPR-X21-335-BLK-AC | Solar Panels |  | 0.335 | 35 | 151 | 22 |  | Fixed | Roof | SE
NJSTRE1545452991 |  | Transition Incentive Program | TURNERSVILLE | 8012 | 14 | 6.4 | Residential | No | Behind the Meter | Net-metered residential rooftop and canopy |  | None | Orbit Energy & Power, LLC | AC Electric | Accepted | 2020-08-13 | 2020-08-18 | 2021-10-30 | ENPHASE | IQ7-60-2-US | Inverters | 0.24 |  | 20 |  |  | 0.96 |  | Other | BEHIND PANELS
NJSTRE1545452991 |  | Transition Incentive Program | TURNERSVILLE | 8012 | 14 | 6.4 | Residential | No | Behind the Meter | Net-metered residential rooftop and canopy |  | None | Orbit Energy & Power, LLC | AC Electric | Accepted | 2020-08-13 | 2020-08-18 | 2021-10-30 | HANWHA QCELLS | QPEAK 320W | Solar Panels |  | 0.32 | 20 | 270 | 26 |  | Fixed | Roof
NJSTRE1545453061 |  | Transition Incentive Program | South Brunswick Twp | 8824 | 11 | 7.15 | Residential | No | Behind the Meter | Net-metered residential rooftop and canopy |  | None | Power Home Remodeling Group | PSE&G | Accepted | 2020-08-13 | 2020-08-18 | 2021-10-30 | SolarEdge | Revenue Grade Data Ansi C12.20 | Meters |  |  | 1 |  |  |  | Yes | Outdoor
NJSTRE1545453061 |  | Transition Incentive Program | South Brunswick Twp | 8824 | 11 | 7.15 | Residential | No | Behind the Meter | Net-metered residential rooftop and canopy |  | None | Power Home Remodeling Group | PSE&G | Accepted | 2020-08-13 | 2020-08-18 | 2021-10-30 | SolarEdge | SE5000H-US | Inverters | 5000 |  | 1 |  |  | 0.99 |  | Outdoor | Near Meter
NJSTRE1545453061 |  | Transition Incentive Program | South Brunswick Twp | 8824 | 11 | 7.15 | Residential | No | Behind the Meter | Net-metered residential rooftop and canopy |  | None | Power Home Remodeling Group | PSE&G | Accepted | 2020-08-13 | 2020-08-18 | 2021-10-30 | Canadian Solar | CS1H-325MS | Solar Panels |  | 0.325 | 22 | 233 | 18 |  | Fixed | Roof
NJSTRE1545453096 |  | Transition Incentive Program | Linden City | 7036 | 10 | 5.94 | Residential | Yes | Behind the Meter | Net-metered residential rooftop and canopy |  | None | Sunrun Installation Services, Inc. | PSE&G | Accepted | 2020-08-13 | 2020-08-18 | 2021-10-30 | Enphase Energy | IQ7-60-x-US (240V) | Inverters | 240 |  | 18 |  |  | 0.96 |  | Outdoor | Rooftop
NJSTRE1545453096 |  | Transition Incentive Program | Linden City | 7036 | 10 | 5.94 | Residential | Yes | Behind the Meter | Net-metered residential rooftop and canopy |  | None | Sunrun Installation Services, Inc. | PSE&G | Accepted | 2020-08-13 | 2020-08-18 | 2021-10-30 | LG Electronics | LG330N1C-A5 | Solar Panels |  | 0.33 | 18 | 315 | 19 |  | Fixed | Roof
NJSTRE1545453108 |  | Transition Incentive Program | Ridgefield Boro | 7657 | 7 | 9.61 | Residential | Yes | Behind the Meter | Net-metered residential rooftop and canopy |  | None | Bright Planet Solar | PSE&G | Accepted | 2020-08-13 | 2020-08-18 | 2021-10-30 | SOLAR EDGE | SE7600H-USRGM | Inverters | 7600 |  | 1 |  |  | 0.98 |  | Outdoor | OUTSIDE
NJSTRE1545453108 |  | Transition Incentive Program | Ridgefield Boro | 7657 | 7 | 9.61 | Residential | Yes | Behind the Meter | Net-metered residential rooftop and canopy |  | None | Bright Planet Solar | PSE&G | Accepted | 2020-08-13 | 2020-08-18 | 2021-10-30 | LONGI | LR6-60HPB-310M | Solar Panels |  | 0.31 | 7 | 217 | 36 |  | Fixed | Roof
NJSTRE1545453108 |  | Transition Incentive Program | Ridgefield Boro | 7657 | 7 | 9.61 | Residential | Yes | Behind the Meter | Net-metered residential rooftop and canopy |  | None | Bright Planet Solar | PSE&G | Accepted | 2020-08-13 | 2020-08-18 | 2021-10-30 | LONGI | LR6-60HPB-310M | Solar Panels |  | 0.31 | 4 | 36 | 126 |  | Fixed | Roof
NJSTRE1545453108 |  | Transition Incentive Program | Ridgefield Boro | 7657 | 7 | 9.61 | Residential | Yes | Behind the Meter | Net-metered residential rooftop and canopy |  | None | Bright Planet Solar | PSE&G | Accepted | 2020-08-13 | 2020-08-18 | 2021-10-30 | LONGI | LR6-60HPB-310M | Solar Panels |  | 0.31 | 3 | 217 | 36 |  | Fixed | Roof
NJSTRE1545453108 |  | Transition Incentive Program | Ridgefield Boro | 7657 | 7 | 9.61 | Residential | Yes | Behind the Meter | Net-metered residential rooftop and canopy |  | None | Bright Planet Solar | PSE&G | Accepted | 2020-08-13 | 2020-08-18 | 2021-10-30 | LONGI | LR6-60HPB-310M | Solar Panels |  | 0.31 | 3 | 35 | 36 |  | Fixed | Roof
NJSTRE1545453108 |  | Transition Incentive Program | Ridgefield Boro | 7657 | 7 | 9.61 | Residential | Yes | Behind the Meter | Net-metered residential rooftop and canopy |  | None | Bright Planet Solar | PSE&G | Accepted | 2020-08-13 | 2020-08-18 | 2021-10-30 | LONGI | LR6-60HPB-310M | Solar Panels |  | 0.31 | 8 | 308 | 36 |  | Fixed | Roof
NJSTRE1545453108 |  | Transition Incentive Program | Ridgefield Boro | 7657 | 7 | 9.61 | Residential | Yes | Behind the Meter | Net-metered residential rooftop and canopy |  | None | Bright Planet Solar | PSE&G | Accepted | 2020-08-13 | 2020-08-18 | 2021-10-30 | LONGI | LR6-60HPB-310M | Solar Panels |  | 0.31 | 6 | 35 | 36 |  | Fixed | Roof
NJSTRE1545453110 |  | Transition Incentive Program | MAPLE SHADE | 8052 | 13 | 12.35 | Residential | Yes | Behind the Meter | Net-metered residential rooftop and canopy |  | None | Vivint Solar Developer, LLC | PSE&G | Accepted | 2020-08-13 | 2020-08-18 | 2021-10-30 | Solar Edge | SE10000H-US | Inverters | 10000 |  | 1 |  |  | 0.992 |  | Outdoor | Near the Utility Meter
NJSTRE1545453110 |  | Transition Incentive Program | MAPLE SHADE | 8052 | 13 | 12.35 | Residential | Yes | Behind the Meter | Net-metered residential rooftop and canopy |  | None | Vivint Solar Developer, LLC | PSE&G | Accepted | 2020-08-13 | 2020-08-18 | 2021-10-30 | Jinko Solar | JKM325M-60HBL | Solar Panels |  | 0.325 | 19 | 352 | 30 |  | Fixed | Roof
NJSTRE1545453110 |  | Transition Incentive Program | MAPLE SHADE | 8052 | 13 | 12.35 | Residential | Yes | Behind the Meter | Net-metered residential rooftop and canopy |  | None | Vivint Solar Developer, LLC | PSE&G | Accepted | 2020-08-13 | 2020-08-18 | 2021-10-30 | Jinko Solar | JKM325M-60HBL | Solar Panels |  | 0.325 | 19 | 172 | 30 |  | Fixed | Roof
NJSTRE1545453122 |  | Transition Incentive Program | Newark City | 7106 | 9 | 4.65 | Residential | Yes | Behind the Meter | Net-metered residential rooftop and canopy |  | None | Bright Planet Solar | PSE&G | Accepted | 2020-08-13 | 2020-08-18 | 2021-10-30 | SOLAR EDGE | SE3800H-USRGM | Inverters | 3800 |  | 1 |  |  | 0.98 |  | Outdoor | OUTSIDE
NJSTRE1545453122 |  | Transition Incentive Program | Newark City | 7106 | 9 | 4.65 | Residential | Yes | Behind the Meter | Net-metered residential rooftop and canopy |  | None | Bright Planet Solar | PSE&G | Accepted | 2020-08-13 | 2020-08-18 | 2021-10-30 | LONGI | LR6-60HPB-310M | Solar Panels |  | 0.31 | 6 | 287 | 9 |  | Fixed | Roof
NJSTRE1545453122 |  | Transition Incentive Program | Newark City | 7106 | 9 | 4.65 | Residential | Yes | Behind the Meter | Net-metered residential rooftop and canopy |  | None | Bright Planet Solar | PSE&G | Accepted | 2020-08-13 | 2020-08-18 | 2021-10-30 | LONGI | LR6-60HPB-310M | Solar Panels |  | 0.31 | 9 | 106 | 9 |  | Fixed | Roof
NJSTRE1545453338 |  | Transition Incentive Program | Del Haven | 8251 | 21 | 7.75 | Residential | Yes | Behind the Meter | Net-metered residential rooftop and canopy |  | None | Bright Planet Solar | AC Electric | Accepted | 2020-08-13 | 2020-08-20 | 2021-10-30 | SOLAR EDGE | SE7600H-USRGM | Inverters | 7600 |  | 1 |  |  | 0.98 |  | Outdoor | OUTSIDE
NJSTRE1545453338 |  | Transition Incentive Program | Del Haven | 8251 | 21 | 7.75 | Residential | Yes | Behind the Meter | Net-metered residential rooftop and canopy |  | None | Bright Planet Solar | AC Electric | Accepted | 2020-08-13 | 2020-08-20 | 2021-10-30 | LONGI | LR6-60HPB-310M | Solar Panels |  | 0.31 | 13 | 122 | 26 |  | Fixed | Roof
NJSTRE1545453338 |  | Transition Incentive Program | Del Haven | 8251 | 21 | 7.75 | Residential | Yes | Behind the Meter | Net-metered residential rooftop and canopy |  | None | Bright Planet Solar | AC Electric | Accepted | 2020-08-13 | 2020-08-20 | 2021-10-30 | LONGI | LR6-60HPB-310M | Solar Panels |  | 0.31 | 12 | 302 | 26 |  | Fixed | Roof
NJSTRE1545453344 |  | Transition Incentive Program | Burlington Twp | 8016 | 13 | 8.37 | Residential | Yes | Behind the Meter | Net-metered residential rooftop and canopy |  | None | Bright Planet Solar | PSE&G | Accepted | 2020-08-13 | 2020-08-20 | 2021-10-30 | SOLAR EDGE | SE7600H-USRGM | Inverters | 7600 |  | 1 |  |  | 0.98 |  | Outdoor | OUTSIDE
NJSTRE1545453344 |  | Transition Incentive Program | Burlington Twp | 8016 | 13 | 8.37 | Residential | Yes | Behind the Meter | Net-metered residential rooftop and canopy |  | None | Bright Planet Solar | PSE&G | Accepted | 2020-08-13 | 2020-08-20 | 2021-10-30 | LONGI | LR6-60HPB-310M | Solar Panels |  | 0.31 | 2 | 136 | 39 |  | Fixed | Roof
NJSTRE1545453344 |  | Transition Incentive Program | Burlington Twp | 8016 | 13 | 8.37 | Residential | Yes | Behind the Meter | Net-metered residential rooftop and canopy |  | None | Bright Planet Solar | PSE&G | Accepted | 2020-08-13 | 2020-08-20 | 2021-10-30 | LONGI | LR6-60HPB-310M | Solar Panels |  | 0.31 | 5 | 47 | 45 |  | Fixed | Roof
NJSTRE1545453344 |  | Transition Incentive Program | Burlington Twp | 8016 | 13 | 8.37 | Residential | Yes | Behind the Meter | Net-metered residential rooftop and canopy |  | None | Bright Planet Solar | PSE&G | Accepted | 2020-08-13 | 2020-08-20 | 2021-10-30 | LONGI | LR6-60HPB-310M | Solar Panels |  | 0.31 | 7 | 227 | 26 |  | Fixed | Roof
NJSTRE1545453344 |  | Transition Incentive Program | Burlington Twp | 8016 | 13 | 8.37 | Residential | Yes | Behind the Meter | Net-metered residential rooftop and canopy |  | None | Bright Planet Solar | PSE&G | Accepted | 2020-08-13 | 2020-08-20 | 2021-10-30 | LONGI | LR6-60HPB-310M | Solar Panels |  | 0.31 | 8 | 47 | 26 |  | Fixed | Roof
NJSTRE1545453344 |  | Transition Incentive Program | Burlington Twp | 8016 | 13 | 8.37 | Residential | Yes | Behind the Meter | Net-metered residential rooftop and canopy |  | None | Bright Planet Solar | PSE&G | Accepted | 2020-08-13 | 2020-08-20 | 2021-10-30 | LONGI | LR6-60HPB-310 | Solar Panels |  | 0.31 | 5 | 227 | 26 |  | Fixed | Roof
NJSTRE1545453350 |  | Transition Incentive Program | NEWARK CITY | 7106 | 9 | 6.41 | Residential | Yes | Behind the Meter | Net-metered residential rooftop and canopy |  | None | Sunrun Installation Services, Inc. | PSE&G | Accepted | 2020-08-13 | 2020-08-18 | 2021-10-30 | Enphase Energy | IQ7-60-x-US (240V) | Inverters | 240 |  | 21 |  |  | 0.96 |  | Outdoor | Rooftop
NJSTRE1545453350 |  | Transition Incentive Program | NEWARK CITY | 7106 | 9 | 6.41 | Residential | Yes | Behind the Meter | Net-metered residential rooftop and canopy |  | None | Sunrun Installation Services, Inc. | PSE&G | Accepted | 2020-08-13 | 2020-08-18 | 2021-10-30 | LONGi Green Energy Technology Co Ltd | LR6-60HPB-305M | Solar Panels |  | 0.305 | 4 | 292 | 33 |  | Fixed | Roof
NJSTRE1545453350 |  | Transition Incentive Program | NEWARK CITY | 7106 | 9 | 6.41 | Residential | Yes | Behind the Meter | Net-metered residential rooftop and canopy |  | None | Sunrun Installation Services, Inc. | PSE&G | Accepted | 2020-08-13 | 2020-08-18 | 2021-10-30 | LONGi Green Energy Technology Co Ltd | LR6-60HPB-305M | Solar Panels |  | 0.305 | 17 | 112 | 33 |  | Fixed | Roof
NJSTRE1545453360 |  | Transition Incentive Program | LINDEN CITY | 7036 | 10 | 4.88 | Residential | Yes | Behind the Meter | Net-metered residential rooftop and canopy |  | None | Sunrun Installation Services, Inc. | PSE&G | Accepted | 2020-08-13 | 2020-08-18 | 2021-10-30 | Enphase Energy | IQ7-60-x-US (240V) | Inverters | 240 |  | 16 |  |  | 0.96 |  | Outdoor | Rooftop
NJSTRE1545453360 |  | Transition Incentive Program | LINDEN CITY | 7036 | 10 | 4.88 | Residential | Yes | Behind the Meter | Net-metered residential rooftop and canopy |  | None | Sunrun Installation Services, Inc. | PSE&G | Accepted | 2020-08-13 | 2020-08-18 | 2021-10-30 | LONGi Green Energy Technology Co Ltd | LR6-60HPB-305M | Solar Panels |  | 0.305 | 4 | 308 | 34 |  | Fixed | Roof
NJSTRE1545453360 |  | Transition Incentive Program | LINDEN CITY | 7036 | 10 | 4.88 | Residential | Yes | Behind the Meter | Net-metered residential rooftop and canopy |  | None | Sunrun Installation Services, Inc. | PSE&G | Accepted | 2020-08-13 | 2020-08-18 | 2021-10-30 | LONGi Green Energy Technology Co Ltd | LR6-60HPB-305M | Solar Panels |  | 0.305 | 7 | 128 | 34 |  | Fixed | Roof
NJSTRE1545453360 |  | Transition Incentive Program | LINDEN CITY | 7036 | 10 | 4.88 | Residential | Yes | Behind the Meter | Net-metered residential rooftop and canopy |  | None | Sunrun Installation Services, Inc. | PSE&G | Accepted | 2020-08-13 | 2020-08-18 | 2021-10-30 | LONGi Green Energy Technology Co Ltd | LR6-60HPB-305M | Solar Panels |  | 0.305 | 5 | 128 | 27 |  | Fixed | Roof
NJSTRE1545454740 |  | Transition Incentive Program | Bloomfield | 7003 | 9 | 4.73 | Residential | No | Behind the Meter | Net-metered residential rooftop and canopy |  | None | Suntuity Solar LLC | PSE&G | Accepted | 2020-08-17 | 2020-08-18 | 2021-10-30 | Enphase Energy | IQ7-60-2-US | Inverters | 240 |  | 15 |  |  | 0.97 |  | Outdoor | Behind the PV Modules
NJSTRE1545454740 |  | Transition Incentive Program | Bloomfield | 7003 | 9 | 4.73 | Residential | No | Behind the Meter | Net-metered residential rooftop and canopy |  | None | Suntuity Solar LLC | PSE&G | Accepted | 2020-08-17 | 2020-08-18 | 2021-10-30 | Longi | LR6-60HPB-315M | Solar Panels |  | 0.315 | 15 | 174 | 37 |  | Fixed | Roof
NJSTRE1545454743 |  | Transition Incentive Program | New Brunswick | 8901 | 11 | 4.8 | Residential | Yes | Behind the Meter | Net-metered residential rooftop and canopy |  | None | Sunbound Solar | PSE&G | Accepted | 2020-08-14 | 2020-08-20 | 2021-10-30 | Solaredge | SE5000H-US [SI1] | Inverters | 5000 |  | 1 |  |  | 0.976 |  | Outside | next to meter
NJSTRE1545454743 |  | Transition Incentive Program | New Brunswick | 8901 | 11 | 4.8 | Residential | Yes | Behind the Meter | Net-metered residential rooftop and canopy |  | None | Sunbound Solar | PSE&G | Accepted | 2020-08-14 | 2020-08-20 | 2021-10-30 | Hanwha | Q.PEAK DUO-G5 320 | Solar Panels |  | 0.32 | 7 | 327 | 27 |  | Fixed | Roof
NJSTRE1545454743 |  | Transition Incentive Program | New Brunswick | 8901 | 11 | 4.8 | Residential | Yes | Behind the Meter | Net-metered residential rooftop and canopy |  | None | Sunbound Solar | PSE&G | Accepted | 2020-08-14 | 2020-08-20 | 2021-10-30 | Hanwha | Q.PEAK DUO-G5 320 | Solar Panels |  | 0.32 | 8 | 147 | 27 |  | Fixed | Roof
NJSTRE1545454747 |  | Transition Incentive Program | Elmer | 8318 | 16 | 9.6 | Residential | No | Behind the Meter | Net-metered residential rooftop and canopy |  | None | Posigen NJ LLC | AC Electric | Accepted | 2020-08-14 | 2020-08-18 | 2021-10-30 | SolarEdge | SE10000H-US | Inverters | 10000 |  | 1 |  |  | 0.99 |  | Outside | within ten feet of meter
NJSTRE1545454747 |  | Transition Incentive Program | Elmer | 8318 | 16 | 9.6 | Residential | No | Behind the Meter | Net-metered residential rooftop and canopy |  | None | Posigen NJ LLC | AC Electric | Accepted | 2020-08-14 | 2020-08-18 | 2021-10-30 | Hanwha Q-Cells | Q.PEAK DUO-G5 320 | Solar Panels |  | 0.32 | 30 | 104 | 20 |  | Fixed | Roof
NJSTRE1545454749 |  | Transition Incentive Program | Elmer | 8318 | 16 | 3.84 | Residential | No | Behind the Meter | Net-metered residential rooftop and canopy |  | None | Posigen NJ LLC | AC Electric | Accepted | 2020-08-14 | 2020-08-18 | 2021-10-30 | SolarEdge | SE3800H-US | Inverters | 3800 |  | 1 |  |  | 0.99 |  | Outside | within ten feet of meter
NJSTRE1545454749 |  | Transition Incentive Program | Elmer | 8318 | 16 | 3.84 | Residential | No | Behind the Meter | Net-metered residential rooftop and canopy |  | None | Posigen NJ LLC | AC Electric | Accepted | 2020-08-14 | 2020-08-18 | 2021-10-30 | Hanwha Q-Cells | Q.PEAK DUO-G5 320 | Solar Panels |  | 0.32 | 12 | 284 | 18 |  | Fixed | Roof
NJSTRE1545454751 |  | Transition Incentive Program | Erial | 8081 | 14 | 8.84 | Residential | Yes | Behind the Meter | Net-metered residential rooftop and canopy |  | None | Vision Solar LLC | AC Electric | Accepted | 2020-08-14 | 2020-08-18 | 2021-10-30 | ENPHASE | IQ7-60-2-US | Inverters | 0.24 |  | 26 |  |  | 0.96 |  | Other | behind each panel
NJSTRE1545454751 |  | Transition Incentive Program | Erial | 8081 | 14 | 8.84 | Residential | Yes | Behind the Meter | Net-metered residential rooftop and canopy |  | None | Vision Solar LLC | AC Electric | Accepted | 2020-08-14 | 2020-08-18 | 2021-10-30 | HANWHA Q-CELLS | Q.PEAK DUO-G6 340 | Solar Panels |  | 0.34 | 15 | 89 | 25 |  | Fixed | Roof
NJSTRE1545454751 |  | Transition Incentive Program | Erial | 8081 | 14 | 8.84 | Residential | Yes | Behind the Meter | Net-metered residential rooftop and canopy |  | None | Vision Solar LLC | AC Electric | Accepted | 2020-08-14 | 2020-08-18 | 2021-10-30 | HANWHA Q-CELLS | Q.PEAK DUO-G6 340 | Solar Panels |  | 0.34 | 8 | 0.269 | 25 |  | Fixed | Roof
NJSTRE1545454751 |  | Transition Incentive Program | Erial | 8081 | 14 | 8.84 | Residential | Yes | Behind the Meter | Net-metered residential rooftop and canopy |  | None | Vision Solar LLC | AC Electric | Accepted | 2020-08-14 | 2020-08-18 | 2021-10-30 | HANWHA Q-CELLS | Q.PEAK DUO-G6 340 | Solar Panels |  | 0.34 | 3 | 269 | 25 |  | Fixed | Roof
NJSTRE1545454753 |  | Transition Incentive Program | Bridgewater | 8807 | 5 | 9 | Residential | No | Behind the Meter | Net-metered residential rooftop and canopy |  | None | Green Power Energy | PSE&G | Accepted | 2020-08-14 | 2020-08-18 | 2021-10-30 | Solar Edge | SE7600H-US | Inverters | 7600 |  | 1 |  |  | 0.97 |  | Outside | Next to Meter
NJSTRE1545454753 |  | Transition Incentive Program | Bridgewater | 8807 | 5 | 9 | Residential | No | Behind the Meter | Net-metered residential rooftop and canopy |  | None | Green Power Energy | PSE&G | Accepted | 2020-08-14 | 2020-08-18 | 2021-10-30 | LG Electronics | LG360Q1C-V5 | Solar Panels |  | 0.36 | 25 | 85 | 30 |  | Fixed | Roof
NJSTRE1545454758 |  | Transition Incentive Program | Hillsborough | 8844 | 5 | 7.04 | Residential | No | Behind the Meter | Net-metered residential rooftop and canopy |  | None | Posigen NJ LLC | PSE&G | Accepted | 2020-08-14 | 2020-08-18 | 2021-10-30 | SolarEdge | SE7600H-US | Inverters | 7600 |  | 1 |  |  | 0.99 |  | Outside | within ten feet of meter
NJSTRE1545454758 |  | Transition Incentive Program | Hillsborough | 8844 | 5 | 7.04 | Residential | No | Behind the Meter | Net-metered residential rooftop and canopy |  | None | Posigen NJ LLC | PSE&G | Accepted | 2020-08-14 | 2020-08-18 | 2021-10-30 | Silfab | SLA320BL | Solar Panels |  | 0.32 | 22 | 194,284,14 | 20 |  | Fixed | Roof
NJSTRE1545454761 |  | Transition Incentive Program | Columbia | 7832 | 2 | 15.64 | Residential | Yes | Behind the Meter | Net-metered residential rooftop and canopy |  | None | Vision Solar LLC | JCP&L | Accepted | 2020-08-14 | 2020-08-18 | 2021-10-30 | ENPHASE | IQ7-60-2-US | Inverters | 0.24 |  | 46 |  |  | 0.96 |  | Other | behind each panel
NJSTRE1545454761 |  | Transition Incentive Program | Columbia | 7832 | 2 | 15.64 | Residential | Yes | Behind the Meter | Net-metered residential rooftop and canopy |  | None | Vision Solar LLC | JCP&L | Accepted | 2020-08-14 | 2020-08-18 | 2021-10-30 | HANWHA Q-CELLS | Q.PEAK DUO-G6 340 | Solar Panels |  | 0.34 | 24 | 241 | 20 |  | Fixed | Roof
NJSTRE1545454761 |  | Transition Incentive Program | Columbia | 7832 | 2 | 15.64 | Residential | Yes | Behind the Meter | Net-metered residential rooftop and canopy |  | None | Vision Solar LLC | JCP&L | Accepted | 2020-08-14 | 2020-08-18 | 2021-10-30 | HANWHA Q-CELLS | Q.PEAK DUO-G6 340 | Solar Panels |  | 0.34 | 6 | 241 | 20 |  | Fixed | Roof
NJSTRE1545454761 |  | Transition Incentive Program | Columbia | 7832 | 2 | 15.64 | Residential | Yes | Behind the Meter | Net-metered residential rooftop and canopy |  | None | Vision Solar LLC | JCP&L | Accepted | 2020-08-14 | 2020-08-18 | 2021-10-30 | HANWHA Q-CELLS | Q.PEAK DUO-G6 340 | Solar Panels |  | 0.34 | 16 | 61 | 20 |  | Fixed | Roof
NJSTRE1545454762 |  | Transition Incentive Program | Hillsborough | 8844 | 5 | 7.04 | Residential | No | Behind the Meter | Net-metered residential rooftop and canopy |  | None | Posigen NJ LLC | PSE&G | Accepted | 2020-08-14 | 2020-08-18 | 2021-10-30 | SolarEdge | SE7600H-US | Inverters | 7600 |  | 1 |  |  | 0.99 |  | Outside | within ten feet of meter
NJSTRE1545454762 |  | Transition Incentive Program | Hillsborough | 8844 | 5 | 7.04 | Residential | No | Behind the Meter | Net-metered residential rooftop and canopy |  | None | Posigen NJ LLC | PSE&G | Accepted | 2020-08-14 | 2020-08-18 | 2021-10-30 | Silfab | SLA320BL | Solar Panels |  | 0.32 | 22 | 284104 | 20 |  | Fixed | Roof
NJSTRE1545454775 |  | Transition Incentive Program | Egg harbor city | 8215 | 19 | 8.84 | Residential | Yes | Behind the Meter | Net-metered residential rooftop and canopy |  | None | Vision Solar LLC | AC Electric | Accepted | 2020-08-14 | 2020-08-18 | 2021-10-30 | ENPHASE | IQ7-60-2-US | Inverters | 0.24 |  | 26 |  |  | 0.96 |  | Other | behind each panel
NJSTRE1545454775 |  | Transition Incentive Program | Egg harbor city | 8215 | 19 | 8.84 | Residential | Yes | Behind the Meter | Net-metered residential rooftop and canopy |  | None | Vision Solar LLC | AC Electric | Accepted | 2020-08-14 | 2020-08-18 | 2021-10-30 | HANWHA Q-CELLS | Q.PEAK DUO-G6 340 | Solar Panels |  | 0.34 | 13 | 221 | 25 |  | Fixed | Roof
NJSTRE1545454775 |  | Transition Incentive Program | Egg harbor city | 8215 | 19 | 8.84 | Residential | Yes | Behind the Meter | Net-metered residential rooftop and canopy |  | None | Vision Solar LLC | AC Electric | Accepted | 2020-08-14 | 2020-08-18 | 2021-10-30 | HANWHA Q-CELLS | Q.PEAK DUO-G6 340 | Solar Panels |  | 0.34 | 7 | 41 | 25 |  | Fixed | Roof
NJSTRE1545454775 |  | Transition Incentive Program | Egg harbor city | 8215 | 19 | 8.84 | Residential | Yes | Behind the Meter | Net-metered residential rooftop and canopy |  | None | Vision Solar LLC | AC Electric | Accepted | 2020-08-14 | 2020-08-18 | 2021-10-30 | HANWHA Q-CELLS | Q.PEAK DUO-G6 340 | Solar Panels |  | 0.34 | 6 | 131 | 23 |  | Fixed | Roof
NJSTRE1545454790 |  | Transition Incentive Program | Marlton | 8053 | 13 | 6.3 | Residential | Yes | Behind the Meter | Net-metered residential rooftop and canopy |  | None | Pro Custom Solar dba Momentum Solar | PSE&G | Accepted | 2020-08-14 | 2020-08-19 | 2021-10-30 | Enphase | IQ7PLUS-72-2-US | Inverters | 290 |  | 18 |  |  | 0.97 |  | Outdoor | Roof
NJSTRE1545454790 |  | Transition Incentive Program | Marlton | 8053 | 13 | 6.3 | Residential | Yes | Behind the Meter | Net-metered residential rooftop and canopy |  | None | Pro Custom Solar dba Momentum Solar | PSE&G | Accepted | 2020-08-14 | 2020-08-19 | 2021-10-30 | LG | LG 350N1C-V5 | Solar Panels |  | 0.35 | 6 | 280 | 22 |  | Fixed | Roof
NJSTRE1545454790 |  | Transition Incentive Program | Marlton | 8053 | 13 | 6.3 | Residential | Yes | Behind the Meter | Net-metered residential rooftop and canopy |  | None | Pro Custom Solar dba Momentum Solar | PSE&G | Accepted | 2020-08-14 | 2020-08-19 | 2021-10-30 | LG | LG 350N1C-V5 | Solar Panels |  | 0.35 | 12 | 100 | 22 |  | Fixed | Roof
NJSTRE1545454793 |  | Transition Incentive Program | Florence twp | 8544 | 12 | 4.76 | Residential | Yes | Behind the Meter | Net-metered residential rooftop and canopy |  | None | Vision Solar LLC | PSE&G | Accepted | 2020-08-14 | 2020-08-18 | 2021-10-30 | ENPHASE | IQ7-60-2-US | Inverters | 0.24 |  | 14 |  |  | 0.96 |  | Other | behind each panel
NJSTRE1545454793 |  | Transition Incentive Program | Florence twp | 8544 | 12 | 4.76 | Residential | Yes | Behind the Meter | Net-metered residential rooftop and canopy |  | None | Vision Solar LLC | PSE&G | Accepted | 2020-08-14 | 2020-08-18 | 2021-10-30 | HANWHA Q-CELLS | Q.PEAK DUO-G6 340 | Solar Panels |  | 0.34 | 14 | 239 | 26 |  | Fixed | Roof
NJSTRE1545454807 |  | Transition Incentive Program | Mount Ephraim | 8059 | 14 | 8.5 | Residential | Yes | Behind the Meter | Net-metered residential rooftop and canopy |  | PSEG | Vision Solar LLC | PSE&G | Accepted | 2020-08-14 | 2020-08-19 | 2021-10-30 | ENPHASE | IQ7-60-2-US | Inverters | 0.24 |  | 25 |  |  | 0.96 |  | Other | behind each panel
NJSTRE1545454807 |  | Transition Incentive Program | Mount Ephraim | 8059 | 14 | 8.5 | Residential | Yes | Behind the Meter | Net-metered residential rooftop and canopy |  | PSEG | Vision Solar LLC | PSE&G | Accepted | 2020-08-14 | 2020-08-19 | 2021-10-30 | HANWHA Q-CELLS | Q.PEAK DUO-G6 340 | Solar Panels |  | 0.34 | 15 | 206 | 20 |  | Fixed | Roof
NJSTRE1545454807 |  | Transition Incentive Program | Mount Ephraim | 8059 | 14 | 8.5 | Residential | Yes | Behind the Meter | Net-metered residential rooftop and canopy |  | PSEG | Vision Solar LLC | PSE&G | Accepted | 2020-08-14 | 2020-08-19 | 2021-10-30 | HANWHA Q-CELLS | Q.PEAK DUO-G6 340 | Solar Panels |  | 0.34 | 10 | 26 | 30 |  | Fixed | Roof
NJSTRE1545454817 |  | Transition Incentive Program | Pennsauken | 8110 | 14 | 5.12 | Residential | No | Behind the Meter | Net-metered residential rooftop and canopy |  | None | Posigen NJ LLC | PSE&G | Accepted | 2020-08-14 | 2020-08-19 | 2021-10-30 | SolarEdge | SE6000H-US | Inverters | 6000 |  | 1 |  |  | 0.99 |  | Outside | within ten feet of meter
NJSTRE1545454817 |  | Transition Incentive Program | Pennsauken | 8110 | 14 | 5.12 | Residential | No | Behind the Meter | Net-metered residential rooftop and canopy |  | None | Posigen NJ LLC | PSE&G | Accepted | 2020-08-14 | 2020-08-19 | 2021-10-30 | Silfab | SLA320BL | Solar Panels |  | 0.32 | 16 | 146236 | 24 |  | Fixed | Roof
NJSTRE1545454820 |  | Transition Incentive Program | RINGOES | 8551 | 4 | 12.8 | Residential | Yes | Behind the Meter | Net-metered residential rooftop and canopy |  | None | Trinity Solar | JCP&L | Accepted | 2020-08-14 | 2020-08-19 | 2021-10-30 | Solar Edge | SE10000H-US000BNC4 | Inverters | 10000 |  | 1 |  |  | 0.97 |  | Outdoor | side of home
NJSTRE1545454820 |  | Transition Incentive Program | RINGOES | 8551 | 4 | 12.8 | Residential | Yes | Behind the Meter | Net-metered residential rooftop and canopy |  | None | Trinity Solar | JCP&L | Accepted | 2020-08-14 | 2020-08-19 | 2021-10-30 | HANWHA | Q.PEAK DUO BLK-G5 320 | Solar Panels |  | 0.32 | 40 | 180 | 30 |  | Fixed | Roof
NJSTRE1545454829 |  | Transition Incentive Program | Holmdel | 7733 | 17 | 14.35 | Residential | No | Behind the Meter | Net-metered residential rooftop and canopy |  | None | Green Power Energy | JCP&L | Accepted | 2020-08-14 | 2020-08-19 | 2021-10-30 | Enphase Energy | IQ7PLUS-72-2-US | Inverters | 290 |  | 41 |  |  | 0.975 |  | Outside | next to meter
NJSTRE1545454829 |  | Transition Incentive Program | Holmdel | 7733 | 17 | 14.35 | Residential | No | Behind the Meter | Net-metered residential rooftop and canopy |  | None | Green Power Energy | JCP&L | Accepted | 2020-08-14 | 2020-08-19 | 2021-10-30 | LG Electronics | LG350N1C-V5 | Solar Panels |  | 0.35 | 5 | 258 | 40 |  | Fixed | Roof
NJSTRE1545454829 |  | Transition Incentive Program | Holmdel | 7733 | 17 | 14.35 | Residential | No | Behind the Meter | Net-metered residential rooftop and canopy |  | None | Green Power Energy | JCP&L | Accepted | 2020-08-14 | 2020-08-19 | 2021-10-30 | LG Electronics | LG350N1C-V5 | Solar Panels |  | 0.35 | 29 | 168 | 30 |  | Fixed | Roof
NJSTRE1545454829 |  | Transition Incentive Program | Holmdel | 7733 | 17 | 14.35 | Residential | No | Behind the Meter | Net-metered residential rooftop and canopy |  | None | Green Power Energy | JCP&L | Accepted | 2020-08-14 | 2020-08-19 | 2021-10-30 | LG Electronics | LG350N1C-V5 | Solar Panels |  | 0.35 | 7 | 78 | 40 |  | Fixed | Roof
NJSTRE1545454834 |  | Transition Incentive Program | North Bergen | 7047 | 8 | 7.35 | Residential | Yes | Behind the Meter | Net-metered residential rooftop and canopy |  | None | Pro Custom Solar dba Momentum Solar | PSE&G | Accepted | 2020-08-14 | 2020-08-19 | 2021-10-30 | Enphase | IQ7PLUS-72-2-US | Inverters | 290 |  | 21 |  |  | 0.97 |  | Outdoor | Roof
NJSTRE1545454834 |  | Transition Incentive Program | North Bergen | 7047 | 8 | 7.35 | Residential | Yes | Behind the Meter | Net-metered residential rooftop and canopy |  | None | Pro Custom Solar dba Momentum Solar | PSE&G | Accepted | 2020-08-14 | 2020-08-19 | 2021-10-30 | LG | LG 350N1C-V5 | Solar Panels |  | 0.35 | 8 | 207 | 18 |  | Fixed | Roof
NJSTRE1545454834 |  | Transition Incentive Program | North Bergen | 7047 | 8 | 7.35 | Residential | Yes | Behind the Meter | Net-metered residential rooftop and canopy |  | None | Pro Custom Solar dba Momentum Solar | PSE&G | Accepted | 2020-08-14 | 2020-08-19 | 2021-10-30 | LG | LG 350N1C-V5 | Solar Panels |  | 0.35 | 6 | 117 | 18 |  | Fixed | Roof
NJSTRE1545454834 |  | Transition Incentive Program | North Bergen | 7047 | 8 | 7.35 | Residential | Yes | Behind the Meter | Net-metered residential rooftop and canopy |  | None | Pro Custom Solar dba Momentum Solar | PSE&G | Accepted | 2020-08-14 | 2020-08-19 | 2021-10-30 | LG | LG 350N1C-V5 | Solar Panels |  | 0.35 | 7 | 297 | 19 |  | Fixed | Roof
NJSTRE1545454837 |  | Transition Incentive Program | Pennsauken | 8110 | 14 | 8.45 | Residential | Yes | Behind the Meter | Net-metered residential rooftop and canopy |  | None | Vivint Solar Developer, LLC | PSE&G | Accepted | 2020-08-20 | 2020-08-20 | 2021-10-30 | SOLAREDGE | SE7600H-US | Inverters | 7600 |  | 1 |  |  | 0.992 |  | Outdoor | Near the Utility Meter
NJSTRE1545454837 |  | Transition Incentive Program | Pennsauken | 8110 | 14 | 8.45 | Residential | Yes | Behind the Meter | Net-metered residential rooftop and canopy |  | None | Vivint Solar Developer, LLC | PSE&G | Accepted | 2020-08-20 | 2020-08-20 | 2021-10-30 | JINKO SOLAR | JKM325M-60HL | Solar Panels |  | 0.325 | 2 | 56 | 30 |  | Fixed | Roof
NJSTRE1545454837 |  | Transition Incentive Program | Pennsauken | 8110 | 14 | 8.45 | Residential | Yes | Behind the Meter | Net-metered residential rooftop and canopy |  | None | Vivint Solar Developer, LLC | PSE&G | Accepted | 2020-08-20 | 2020-08-20 | 2021-10-30 | JINKO SOLAR | JKM325M-60HL | Solar Panels |  | 0.325 | 3 | 236 | 30 |  | Fixed | Roof
NJSTRE1545454837 |  | Transition Incentive Program | Pennsauken | 8110 | 14 | 8.45 | Residential | Yes | Behind the Meter | Net-metered residential rooftop and canopy |  | None | Vivint Solar Developer, LLC | PSE&G | Accepted | 2020-08-20 | 2020-08-20 | 2021-10-30 | JINKO SOLAR | JKM325M-60HL | Solar Panels |  | 0.325 | 4 | 146 | 34 |  | Fixed | Roof
NJSTRE1545454837 |  | Transition Incentive Program | Pennsauken | 8110 | 14 | 8.45 | Residential | Yes | Behind the Meter | Net-metered residential rooftop and canopy |  | None | Vivint Solar Developer, LLC | PSE&G | Accepted | 2020-08-20 | 2020-08-20 | 2021-10-30 | JINKO SOLAR | JKM325M-60HL | Solar Panels |  | 0.325 | 5 | 326 | 34 |  | Fixed | Roof
NJSTRE1545454837 |  | Transition Incentive Program | Pennsauken | 8110 | 14 | 8.45 | Residential | Yes | Behind the Meter | Net-metered residential rooftop and canopy |  | None | Vivint Solar Developer, LLC | PSE&G | Accepted | 2020-08-20 | 2020-08-20 | 2021-10-30 | JINKO SOLAR | JKM325M-60HL | Solar Panels |  | 0.325 | 2 | 236 | 30 |  | Fixed | Roof
NJSTRE1545454837 |  | Transition Incentive Program | Pennsauken | 8110 | 14 | 8.45 | Residential | Yes | Behind the Meter | Net-metered residential rooftop and canopy |  | None | Vivint Solar Developer, LLC | PSE&G | Accepted | 2020-08-20 | 2020-08-20 | 2021-10-30 | JINKO SOLAR | JKM325M-60HL | Solar Panels |  | 0.325 | 8 | 236 | 18 |  | Fixed | Roof
NJSTRE1545454837 |  | Transition Incentive Program | Pennsauken | 8110 | 14 | 8.45 | Residential | Yes | Behind the Meter | Net-metered residential rooftop and canopy |  | None | Vivint Solar Developer, LLC | PSE&G | Accepted | 2020-08-20 | 2020-08-20 | 2021-10-30 | JINKO SOLAR | JKM325M-60HL | Solar Panels |  | 0.325 | 2 | 326 | 10 |  | Fixed | Roof
NJSTRE1545454839 |  | Transition Incentive Program | Willingboro | 8046 | 13 | 7.44 | Residential | No | Behind the Meter | Net-metered residential rooftop and canopy |  | None | Posigen NJ LLC | PSE&G | Accepted | 2020-08-14 | 2020-08-19 | 2021-10-30 | SolarEdge | SE7600H-US | Inverters | 7600 |  | 1 |  |  | 0.99 |  | Outside | within ten feet of meter
NJSTRE1545454839 |  | Transition Incentive Program | Willingboro | 8046 | 13 | 7.44 | Residential | No | Behind the Meter | Net-metered residential rooftop and canopy |  | None | Posigen NJ LLC | PSE&G | Accepted | 2020-08-14 | 2020-08-19 | 2021-10-30 | Silfab | SLA310M | Solar Panels |  | 0.31 | 24 | 95 | 30 |  | Fixed | Roof
NJSTRE1545454847 |  | Transition Incentive Program | Sewell | 8080 | 15 | 11.52 | Residential | No | Behind the Meter | Net-metered residential rooftop and canopy |  | None | RCL Enterprises Inc. | AC Electric | Accepted | 2020-08-14 | 2020-08-19 | 2021-10-30 | Enphase | IQ7 | Inverters | 240 |  | 36 |  |  | 0.96 |  | Outdoor | under panels
NJSTRE1545454847 |  | Transition Incentive Program | Sewell | 8080 | 15 | 11.52 | Residential | No | Behind the Meter | Net-metered residential rooftop and canopy |  | None | RCL Enterprises Inc. | AC Electric | Accepted | 2020-08-14 | 2020-08-19 | 2021-10-30 | Canadian Solar | CS1H-320MS | Solar Panels |  | 0.32 | 12 | 202 | 24 |  | Fixed | Roof
NJSTRE1545454847 |  | Transition Incentive Program | Sewell | 8080 | 15 | 11.52 | Residential | No | Behind the Meter | Net-metered residential rooftop and canopy |  | None | RCL Enterprises Inc. | AC Electric | Accepted | 2020-08-14 | 2020-08-19 | 2021-10-30 | Canadian Solar | CS1H-320MS | Solar Panels |  | 0.32 | 24 | 202 | 24 |  | Fixed | Roof
NJSTRE1545454855 |  | Transition Incentive Program | Williamstown | 8094 | 15 | 6.93 | Residential | No | Behind the Meter | Net-metered residential rooftop and canopy |  | None | Advanced Renewable Solutions | AC Electric | Accepted | 2020-08-14 | 2020-08-19 | 2021-10-30 | ENPHASE | IQ7-60-2-US | Inverters | 5280 |  | 22 |  |  | 0.976 |  | Outdoor | Micro-inverters are mounted to the underside of every s
NJSTRE1545454855 |  | Transition Incentive Program | Williamstown | 8094 | 15 | 6.93 | Residential | No | Behind the Meter | Net-metered residential rooftop and canopy |  | None | Advanced Renewable Solutions | AC Electric | Accepted | 2020-08-14 | 2020-08-19 | 2021-10-30 | CertainTeed | CT315M11-02 | Solar Panels |  | 0.315 | 22 | 258 | 20 |  | Fixed | Roof
NJSTRE1545454858 |  | Transition Incentive Program | North Brunswick | 8902 | 11 | 5.12 | Residential | No | Behind the Meter | Net-metered residential rooftop and canopy |  | None | Posigen NJ LLC | PSE&G | Accepted | 2020-08-14 | 2020-08-19 | 2021-10-30 | SolarEdge | SE6000H-US | Inverters | 6000 |  | 1 |  |  | 0.99 |  | Outside | within ten feet of meter
NJSTRE1545454858 |  | Transition Incentive Program | North Brunswick | 8902 | 11 | 5.12 | Residential | No | Behind the Meter | Net-metered residential rooftop and canopy |  | None | Posigen NJ LLC | PSE&G | Accepted | 2020-08-14 | 2020-08-19 | 2021-10-30 | Silfab | SLA320M | Solar Panels |  | 0.32 | 16 | 128 | 18 |  | Fixed | Roof
NJSTRE1545454868 |  | Transition Incentive Program | Perth Amboy | 8861 | 11 | 6.3 | Residential | Yes | Behind the Meter | Net-metered residential rooftop and canopy |  | None | Pro Custom Solar dba Momentum Solar | PSE&G | Accepted | 2020-08-14 | 2020-08-19 | 2021-10-30 | Enphase | IQ7PLUS-72-2-US | Inverters | 290 |  | 18 |  |  | 0.97 |  | Outdoor | Roof
NJSTRE1545454868 |  | Transition Incentive Program | Perth Amboy | 8861 | 11 | 6.3 | Residential | Yes | Behind the Meter | Net-metered residential rooftop and canopy |  | None | Pro Custom Solar dba Momentum Solar | PSE&G | Accepted | 2020-08-14 | 2020-08-19 | 2021-10-30 | LG | LG 350N1C-V5 | Solar Panels |  | 0.35 | 18 | 105 | 7 |  | Fixed | Roof
NJSTRE1545454875 |  | Transition Incentive Program | Fairlawn | 7410 | 7 | 17.09 | Residential | No | Behind the Meter | Net-metered residential rooftop and canopy |  | None | Green Power energy | PSE&G | Accepted | 2020-08-14 | 2020-08-19 | 2021-10-30 | Solar Edge | SE10000H-US | Inverters | 10000 |  | 1 |  |  | 0.97 |  | Outside | next to meter
NJSTRE1545454875 |  | Transition Incentive Program | Fairlawn | 7410 | 7 | 17.09 | Residential | No | Behind the Meter | Net-metered residential rooftop and canopy |  | None | Green Power energy | PSE&G | Accepted | 2020-08-14 | 2020-08-19 | 2021-10-30 | Solar Edge | SE6000H-US | Inverters | 6000 |  | 1 |  |  | 0.97 |  | Outside | next to meter
NJSTRE1545454875 |  | Transition Incentive Program | Fairlawn | 7410 | 7 | 17.09 | Residential | No | Behind the Meter | Net-metered residential rooftop and canopy |  | None | Green Power energy | PSE&G | Accepted | 2020-08-14 | 2020-08-19 | 2021-10-30 | LG Electronics | LG335N1C-V5 | Solar Panels |  | 0.335 | 3 | 281 | 23 |  | Fixed | Roof
NJSTRE1545454875 |  | Transition Incentive Program | Fairlawn | 7410 | 7 | 17.09 | Residential | No | Behind the Meter | Net-metered residential rooftop and canopy |  | None | Green Power energy | PSE&G | Accepted | 2020-08-14 | 2020-08-19 | 2021-10-30 | LG Electronics | LG335N1C-V5 | Solar Panels |  | 0.335 | 3 | 14 | 23 |  | Fixed | Roof
NJSTRE1545454875 |  | Transition Incentive Program | Fairlawn | 7410 | 7 | 17.09 | Residential | No | Behind the Meter | Net-metered residential rooftop and canopy |  | None | Green Power energy | PSE&G | Accepted | 2020-08-14 | 2020-08-19 | 2021-10-30 | LG Electronics | LG335N1C-V5 | Solar Panels |  | 0.335 | 3 | 191 | 23 |  | Fixed | Roof
NJSTRE1545454875 |  | Transition Incentive Program | Fairlawn | 7410 | 7 | 17.09 | Residential | No | Behind the Meter | Net-metered residential rooftop and canopy |  | None | Green Power energy | PSE&G | Accepted | 2020-08-14 | 2020-08-19 | 2021-10-30 | LG Electronics | LG335N1C-V5 | Solar Panels |  | 0.335 | 3 | 101 | 23 |  | Fixed | Roof
NJSTRE1545454875 |  | Transition Incentive Program | Fairlawn | 7410 | 7 | 17.09 | Residential | No | Behind the Meter | Net-metered residential rooftop and canopy |  | None | Green Power energy | PSE&G | Accepted | 2020-08-14 | 2020-08-19 | 2021-10-30 | LG Electronics | LG335N1C-V5 | Solar Panels |  | 0.335 | 8 | 281 | 18 |  | Fixed | Roof
NJSTRE1545454875 |  | Transition Incentive Program | Fairlawn | 7410 | 7 | 17.09 | Residential | No | Behind the Meter | Net-metered residential rooftop and canopy |  | None | Green Power energy | PSE&G | Accepted | 2020-08-14 | 2020-08-19 | 2021-10-30 | LG Electronics | LG335N1C-V5 | Solar Panels |  | 0.335 | 16 | 281 | 34 |  | Fixed | Roof
NJSTRE1545454875 |  | Transition Incentive Program | Fairlawn | 7410 | 7 | 17.09 | Residential | No | Behind the Meter | Net-metered residential rooftop and canopy |  | None | Green Power energy | PSE&G | Accepted | 2020-08-14 | 2020-08-19 | 2021-10-30 | LG Electronics | LG335N1C-V5 | Solar Panels |  | 0.335 | 15 | 101 | 34 |  | Fixed | Roof
NJSTRE1545454876 |  | Transition Incentive Program | union | 7083 | 10 | 5.6 | Residential | Yes | Behind the Meter | Net-metered residential rooftop and canopy |  | None | Pro Custom Solar dba Momentum Solar | PSE&G | Accepted | 2020-08-14 | 2020-08-19 | 2021-10-30 | Enphase | IQ7PLUS-72-2-US | Inverters | 290 |  | 16 |  |  | 0.97 |  | Outdoor | Roof
NJSTRE1545454876 |  | Transition Incentive Program | union | 7083 | 10 | 5.6 | Residential | Yes | Behind the Meter | Net-metered residential rooftop and canopy |  | None | Pro Custom Solar dba Momentum Solar | PSE&G | Accepted | 2020-08-14 | 2020-08-19 | 2021-10-30 | LG | LG 350N1C-V5 | Solar Panels |  | 0.35 | 10 | 6 | 26 |  | Fixed | Roof
NJSTRE1545454876 |  | Transition Incentive Program | union | 7083 | 10 | 5.6 | Residential | Yes | Behind the Meter | Net-metered residential rooftop and canopy |  | None | Pro Custom Solar dba Momentum Solar | PSE&G | Accepted | 2020-08-14 | 2020-08-19 | 2021-10-30 | LG | LG 350N1C-V5 | Solar Panels |  | 0.35 | 6 | 6 | 26 |  | Fixed | Roof
NJSTRE1545454889 |  | Transition Incentive Program | Irvington | 7111 | 9 | 5.78 | Residential | Yes | Behind the Meter | Net-metered residential rooftop and canopy |  | PSEG | Vision Solar LLC | PSE&G | Accepted | 2020-08-14 | 2020-08-19 | 2021-10-30 | ENPHASE | IQ7-60-2-US | Inverters | 0.24 |  | 17 |  |  | 0.96 |  | Other | BEHIND EACH PANEL
NJSTRE1545454889 |  | Transition Incentive Program | Irvington | 7111 | 9 | 5.78 | Residential | Yes | Behind the Meter | Net-metered residential rooftop and canopy |  | PSEG | Vision Solar LLC | PSE&G | Accepted | 2020-08-14 | 2020-08-19 | 2021-10-30 | HANWHA Q-CELLS | Q.PEAK DUO-G6 340 | Solar Panels |  | 0.34 | 4 | 35 | 20 |  | Fixed | Roof
NJSTRE1545454889 |  | Transition Incentive Program | Irvington | 7111 | 9 | 5.78 | Residential | Yes | Behind the Meter | Net-metered residential rooftop and canopy |  | PSEG | Vision Solar LLC | PSE&G | Accepted | 2020-08-14 | 2020-08-19 | 2021-10-30 | HANWHA Q-CELLS | Q.PEAK DUO-G6 340 | Solar Panels |  | 0.34 | 13 | 215 | 20 |  | Fixed | Roof
NJSTRE1545454895 |  | Transition Incentive Program | Old Bridge | 8857 | 11 | 9.6 | Residential | No | Behind the Meter | Net-metered residential rooftop and canopy |  | None | Posigen NJ LLC | JCP&L | Accepted | 2020-08-14 | 2020-08-19 | 2021-10-30 | SolarEdge | SE10000H-US | Inverters | 10000 |  | 1 |  |  | 0.99 |  | Outside | within ten feet of meter
NJSTRE1545454895 |  | Transition Incentive Program | Old Bridge | 8857 | 11 | 9.6 | Residential | No | Behind the Meter | Net-metered residential rooftop and canopy |  | None | Posigen NJ LLC | JCP&L | Accepted | 2020-08-14 | 2020-08-19 | 2021-10-30 | Hanwha Q-Cells | Q.PEAK DUO-G5 320 | Solar Panels |  | 0.32 | 30 | 225,135,315,45 | 20 |  | Fixed | Roof
NJSTRE1545454914 |  | Transition Incentive Program | Jersey City | 7305 | 8 | 3.84 | Residential | No | Behind the Meter | Net-metered residential rooftop and canopy |  | None | Posigen NJ LLC | PSE&G | Accepted | 2020-08-14 | 2020-08-19 | 2021-10-30 | SolarEdge | SE3800H-US | Inverters | 3800 |  | 1 |  |  | 0.99 |  | Outside | within ten feet of meter
NJSTRE1545454914 |  | Transition Incentive Program | Jersey City | 7305 | 8 | 3.84 | Residential | No | Behind the Meter | Net-metered residential rooftop and canopy |  | None | Posigen NJ LLC | PSE&G | Accepted | 2020-08-14 | 2020-08-19 | 2021-10-30 | Hanwha Q-Cells | Q.PEAK DUO-G5 320 | Solar Panels |  | 0.32 | 12 | 205 | 2 |  | Fixed | Roof
NJSTRE1545454919 |  | Transition Incentive Program | Jersey City | 7305 | 8 | 9.1 | Residential | Yes | Behind the Meter | Net-metered residential rooftop and canopy |  | None | Pro Custom Solar dba Momentum Solar | PSE&G | Accepted | 2020-08-14 | 2020-08-19 | 2021-10-30 | Enphase | IQ7PLUS-72-2-US | Inverters | 290 |  | 26 |  |  | 0.97 |  | Outdoor | Roof
NJSTRE1545454919 |  | Transition Incentive Program | Jersey City | 7305 | 8 | 9.1 | Residential | Yes | Behind the Meter | Net-metered residential rooftop and canopy |  | None | Pro Custom Solar dba Momentum Solar | PSE&G | Accepted | 2020-08-14 | 2020-08-19 | 2021-10-30 | LG | LG 350N1C-V5 | Solar Panels |  | 0.35 | 5 | 314 | 19 |  | Fixed | Roof
NJSTRE1545454919 |  | Transition Incentive Program | Jersey City | 7305 | 8 | 9.1 | Residential | Yes | Behind the Meter | Net-metered residential rooftop and canopy |  | None | Pro Custom Solar dba Momentum Solar | PSE&G | Accepted | 2020-08-14 | 2020-08-19 | 2021-10-30 | LG | LG 350N1C-V5 | Solar Panels |  | 0.35 | 6 | 44 | 19 |  | Fixed | Roof
NJSTRE1545454919 |  | Transition Incentive Program | Jersey City | 7305 | 8 | 9.1 | Residential | Yes | Behind the Meter | Net-metered residential rooftop and canopy |  | None | Pro Custom Solar dba Momentum Solar | PSE&G | Accepted | 2020-08-14 | 2020-08-19 | 2021-10-30 | LG | LG 350N1C-V5 | Solar Panels |  | 0.35 | 6 | 224 | 19 |  | Fixed | Roof
NJSTRE1545454919 |  | Transition Incentive Program | Jersey City | 7305 | 8 | 9.1 | Residential | Yes | Behind the Meter | Net-metered residential rooftop and canopy |  | None | Pro Custom Solar dba Momentum Solar | PSE&G | Accepted | 2020-08-14 | 2020-08-19 | 2021-10-30 | LG | LG 350N1C-V5 | Solar Panels |  | 0.35 | 9 | 134 | 20 |  | Fixed | Roof
NJSTRE1545454933 |  | Transition Incentive Program | Newark | 7102 | 9 | 5.1 | Residential | No | Behind the Meter | Net-metered residential rooftop and canopy |  | None | Trinity Solar | PSE&G | Accepted | 2020-08-14 | 2020-08-19 | 2021-10-30 | Solar Edge | SE3800H-US | Inverters | 3800 |  | 1 |  |  | 0.97 |  | Outside | side of home
NJSTRE1545454933 |  | Transition Incentive Program | Newark | 7102 | 9 | 5.1 | Residential | No | Behind the Meter | Net-metered residential rooftop and canopy |  | None | Trinity Solar | PSE&G | Accepted | 2020-08-14 | 2020-08-19 | 2021-10-30 | Hanwha 340 | Q.PEAK DUO BLK-G6 340 | Solar Panels |  | 0.34 | 15 | 207 | 1 |  | Fixed | Roof
NJSTRE1545454961 |  | Transition Incentive Program | EWING | 8638 | 12 | 5.53 | Residential | Yes | Behind the Meter | Net-metered residential rooftop and canopy |  | None | Vivint Solar Developer, LLC | PSE&G | Accepted | 2020-08-20 | 2020-08-21 | 2021-10-30 | SOLAREDGE | SE3800H-US | Inverters | 3800 |  | 1 |  |  | 0.992 |  | Outdoor | Near the Utility Meter
NJSTRE1545454961 |  | Transition Incentive Program | EWING | 8638 | 12 | 5.53 | Residential | Yes | Behind the Meter | Net-metered residential rooftop and canopy |  | None | Vivint Solar Developer, LLC | PSE&G | Accepted | 2020-08-20 | 2020-08-21 | 2021-10-30 | JINKO SOLAR | JKM325M-60HBL | Solar Panels |  | 0.325 | 10 | 13 | 24 |  | Fixed | Roof
NJSTRE1545454961 |  | Transition Incentive Program | EWING | 8638 | 12 | 5.53 | Residential | Yes | Behind the Meter | Net-metered residential rooftop and canopy |  | None | Vivint Solar Developer, LLC | PSE&G | Accepted | 2020-08-20 | 2020-08-21 | 2021-10-30 | JINKO SOLAR | JKM325M-60HBL | Solar Panels |  | 0.325 | 7 | 103 | 7 |  | Fixed | Roof
NJSTRE1545454964 |  | Transition Incentive Program | Mahwah | 7430 | 7 | 4.08 | Residential | Yes | Behind the Meter | Net-metered residential rooftop and canopy |  | RECO | Vision Solar LLC | Orange Rockland Electric | Accepted | 2020-08-14 | 2020-08-19 | 2021-10-30 | ENPHASE | IQ7-60-2-US | Inverters | 0.24 |  | 14 |  |  | 0.96 |  | Other | BEHIND EACH PANEL
NJSTRE1545454964 |  | Transition Incentive Program | Mahwah | 7430 | 7 | 4.08 | Residential | Yes | Behind the Meter | Net-metered residential rooftop and canopy |  | RECO | Vision Solar LLC | Orange Rockland Electric | Accepted | 2020-08-14 | 2020-08-19 | 2021-10-30 | HANWHA Q-CELLS | Q.PEAK DUO-G6 340 | Solar Panels |  | 0.34 | 1 | 169 | 20 |  | Fixed | Roof
NJSTRE1545454964 |  | Transition Incentive Program | Mahwah | 7430 | 7 | 4.08 | Residential | Yes | Behind the Meter | Net-metered residential rooftop and canopy |  | RECO | Vision Solar LLC | Orange Rockland Electric | Accepted | 2020-08-14 | 2020-08-19 | 2021-10-30 | HANWHA Q-CELLS | Q.PEAK DUO-G6 340 | Solar Panels |  | 0.34 | 3 | 168 | 20 |  | Fixed | Roof
NJSTRE1545454964 |  | Transition Incentive Program | Mahwah | 7430 | 7 | 4.08 | Residential | Yes | Behind the Meter | Net-metered residential rooftop and canopy |  | RECO | Vision Solar LLC | Orange Rockland Electric | Accepted | 2020-08-14 | 2020-08-19 | 2021-10-30 | HANWHA Q-CELLS | Q.PEAK DUO-G6 340 | Solar Panels |  | 0.34 | 8 | 348 | 10 |  | Fixed | Roof
NJSTRE1545454970 |  | Transition Incentive Program | BELFORD | 7718 | 17 | 8.45 | Residential | No | Behind the Meter | Net-metered residential rooftop and canopy |  | None | Vivint Solar Developer, LLC | JCP&L | Accepted | 2020-08-19 | 2020-09-08 | 2021-10-30 | SOLAREDGE | SE7600H-US | Inverters | 7600 |  | 1 |  |  | 0.992 |  | Outdoor | Near the Utility Meter
NJSTRE1545454970 |  | Transition Incentive Program | BELFORD | 7718 | 17 | 8.45 | Residential | No | Behind the Meter | Net-metered residential rooftop and canopy |  | None | Vivint Solar Developer, LLC | JCP&L | Accepted | 2020-08-19 | 2020-09-08 | 2021-10-30 | Jinko Solar | JKM325M-60HBL | Solar Panels |  | 0.325 | 17 | 123 | 20 |  | Fixed | Roof
NJSTRE1545454970 |  | Transition Incentive Program | BELFORD | 7718 | 17 | 8.45 | Residential | No | Behind the Meter | Net-metered residential rooftop and canopy |  | None | Vivint Solar Developer, LLC | JCP&L | Accepted | 2020-08-19 | 2020-09-08 | 2021-10-30 | Jinko Solar | JKM325M-60HBL | Solar Panels |  | 0.325 | 9 | 303 | 20 |  | Fixed | Roof
NJSTRE1545454986 |  | Transition Incentive Program | Belleville | 7109 | 9 | 5.6 | Residential | Yes | Behind the Meter | Net-metered residential rooftop and canopy |  | None | Pro Custom Solar dba Momentum Solar | PSE&G | Accepted | 2020-08-14 | 2020-08-19 | 2021-10-30 | Enphase | IQ7-60-2-US | Inverters | 290 |  | 16 |  |  | 0.97 |  | Outdoor | Roof
NJSTRE1545454986 |  | Transition Incentive Program | Belleville | 7109 | 9 | 5.6 | Residential | Yes | Behind the Meter | Net-metered residential rooftop and canopy |  | None | Pro Custom Solar dba Momentum Solar | PSE&G | Accepted | 2020-08-14 | 2020-08-19 | 2021-10-30 | LG | LG 350N1C-V5 | Solar Panels |  | 0.35 | 12 | 95 | 30 |  | Fixed | Roof
NJSTRE1545454986 |  | Transition Incentive Program | Belleville | 7109 | 9 | 5.6 | Residential | Yes | Behind the Meter | Net-metered residential rooftop and canopy |  | None | Pro Custom Solar dba Momentum Solar | PSE&G | Accepted | 2020-08-14 | 2020-08-19 | 2021-10-30 | LG | LG 350N1C-V5 | Solar Panels |  | 0.35 | 4 | 275 | 30 |  | Fixed | Roof
NJSTRE1545455010 |  | Transition Incentive Program | Union | 7083 | 10 | 5.2 | Residential | Yes | Behind the Meter | Net-metered residential rooftop and canopy |  | None | Vivint Solar Developer, LLC | PSE&G | Accepted | 2020-08-19 | 2020-08-20 | 2021-10-30 | SOLAR EDGE | SE7600H-US | Inverters | 7600 |  | 1 |  |  | 0.992 |  | Outdoor | Near the Utility Meter
NJSTRE1545455010 |  | Transition Incentive Program | Union | 7083 | 10 | 5.2 | Residential | Yes | Behind the Meter | Net-metered residential rooftop and canopy |  | None | Vivint Solar Developer, LLC | PSE&G | Accepted | 2020-08-19 | 2020-08-20 | 2021-10-30 | JINKO SOLAR | JKM325M-60HBL | Solar Panels |  | 0.325 | 12 | 58 | 40 |  | Fixed | Roof
NJSTRE1545455010 |  | Transition Incentive Program | Union | 7083 | 10 | 5.2 | Residential | Yes | Behind the Meter | Net-metered residential rooftop and canopy |  | None | Vivint Solar Developer, LLC | PSE&G | Accepted | 2020-08-19 | 2020-08-20 | 2021-10-30 | JINKO SOLAR | JKM325M-60HBL | Solar Panels |  | 0.325 | 4 | 58 | 26 |  | Fixed | Roof
NJSTRE1545455015 |  | Transition Incentive Program | Parsippany | 7054 | 3 | 11.22 | Residential | No | Behind the Meter | Net-metered residential rooftop and canopy |  | None | Tesla Energy Operations Inc. | JCP&L | Accepted | 2020-08-14 | 2020-08-19 | 2021-10-30 | SolarEdge Technologies | SE10000H-US [240V] | Inverters | 10000 |  | 1 |  |  | 0.99 |  | Outside | Outside
NJSTRE1545455015 |  | Transition Incentive Program | Parsippany | 7054 | 3 | 11.22 | Residential | No | Behind the Meter | Net-metered residential rooftop and canopy |  | None | Tesla Energy Operations Inc. | JCP&L | Accepted | 2020-08-14 | 2020-08-19 | 2021-10-30 | Hanwha Q-CELLS | Q.Peak DUO BLK-G6+ 340 | Solar Panels |  | 0.34 | 12 | 167 | 20 |  | Fixed | Roof
NJSTRE1545455015 |  | Transition Incentive Program | Parsippany | 7054 | 3 | 11.22 | Residential | No | Behind the Meter | Net-metered residential rooftop and canopy |  | None | Tesla Energy Operations Inc. | JCP&L | Accepted | 2020-08-14 | 2020-08-19 | 2021-10-30 | Hanwha Q-CELLS | Q.Peak DUO BLK-G6+ 340 | Solar Panels |  | 0.34 | 11 | 77 | 20 |  | Fixed | Roof
NJSTRE1545455015 |  | Transition Incentive Program | Parsippany | 7054 | 3 | 11.22 | Residential | No | Behind the Meter | Net-metered residential rooftop and canopy |  | None | Tesla Energy Operations Inc. | JCP&L | Accepted | 2020-08-14 | 2020-08-19 | 2021-10-30 | Hanwha Q-CELLS | Q.Peak DUO BLK-G6+ 340 | Solar Panels |  | 0.34 | 6 | 257 | 20 |  | Fixed | Roof
NJSTRE1545455015 |  | Transition Incentive Program | Parsippany | 7054 | 3 | 11.22 | Residential | No | Behind the Meter | Net-metered residential rooftop and canopy |  | None | Tesla Energy Operations Inc. | JCP&L | Accepted | 2020-08-14 | 2020-08-19 | 2021-10-30 | Hanwha Q-CELLS | Q.Peak DUO BLK-G6+ 340 | Solar Panels |  | 0.34 | 4 | 167 | 20 |  | Fixed | Roof
NJSTRE1545455031 |  | Transition Incentive Program | Palisades Park | 7650 | 7 | 4.55 | Residential | Yes | Behind the Meter | Net-metered residential rooftop and canopy |  | None | Pro Custom Solar dba Momentum Solar | PSE&G | Accepted | 2020-08-14 | 2020-08-19 | 2021-10-30 | Enphase | IQ7PLUS-72-2-US | Inverters | 290 |  | 13 |  |  | 0.97 |  | Outdoor | Roof
NJSTRE1545455031 |  | Transition Incentive Program | Palisades Park | 7650 | 7 | 4.55 | Residential | Yes | Behind the Meter | Net-metered residential rooftop and canopy |  | None | Pro Custom Solar dba Momentum Solar | PSE&G | Accepted | 2020-08-14 | 2020-08-19 | 2021-10-30 | LG | LG 350N1C-V5 | Solar Panels |  | 0.35 | 5 | 217 | 23 |  | Fixed | Roof
NJSTRE1545455031 |  | Transition Incentive Program | Palisades Park | 7650 | 7 | 4.55 | Residential | Yes | Behind the Meter | Net-metered residential rooftop and canopy |  | None | Pro Custom Solar dba Momentum Solar | PSE&G | Accepted | 2020-08-14 | 2020-08-19 | 2021-10-30 | LG | LG 350N1C-V5 | Solar Panels |  | 0.35 | 3 | 37 | 23 |  | Fixed | Roof
NJSTRE1545455031 |  | Transition Incentive Program | Palisades Park | 7650 | 7 | 4.55 | Residential | Yes | Behind the Meter | Net-metered residential rooftop and canopy |  | None | Pro Custom Solar dba Momentum Solar | PSE&G | Accepted | 2020-08-14 | 2020-08-19 | 2021-10-30 | LG | LG 350N1C-V5 | Solar Panels |  | 0.35 | 5 | 307 | 23 |  | Fixed | Roof
NJSTRE1545455082 |  | Transition Incentive Program | Lumberton | 8048 | 13 | 12.24 | Residential | No | Behind the Meter | Net-metered residential ground mount |  | None | Green Power Energy | PSE&G | Accepted | 2020-08-14 | 2020-08-19 | 2021-10-30 | Solar Edge | SE10000H-US | Inverters | 10000 |  | 1 |  |  | 0.97 |  | Outside | next to meter
NJSTRE1545455082 |  | Transition Incentive Program | Lumberton | 8048 | 13 | 12.24 | Residential | No | Behind the Meter | Net-metered residential ground mount |  | None | Green Power Energy | PSE&G | Accepted | 2020-08-14 | 2020-08-19 | 2021-10-30 | LG Electronics | LG360Q1C-V5 | Solar Panels |  | 0.36 | 34 | 170 | 25 |  | Fixed | Ground
NJSTRE1545455088 |  | Transition Incentive Program | Kearny | 7032 | 8 | 4.9 | Residential | Yes | Behind the Meter | Net-metered residential rooftop and canopy |  | None | Pro Custom Solar dba Momentum Solar | PSE&G | Accepted | 2020-08-14 | 2020-08-19 | 2021-10-30 | Enphase | IQ7Plus-72-2-US | Inverters | 290 |  | 14 |  |  | 0.97 |  | Outdoor | Roof
NJSTRE1545455088 |  | Transition Incentive Program | Kearny | 7032 | 8 | 4.9 | Residential | Yes | Behind the Meter | Net-metered residential rooftop and canopy |  | None | Pro Custom Solar dba Momentum Solar | PSE&G | Accepted | 2020-08-14 | 2020-08-19 | 2021-10-30 | LG ELECTRONICS | LG 350N1C-V5 | Solar Panels |  | 0.35 | 14 | 116 | 8 |  | Fixed | Roof
NJSTRE1545455129 |  | Transition Incentive Program | jersey city | 7305 | 8 | 3.69 | Residential | Yes | Behind the Meter | Net-metered residential rooftop and canopy |  | None | Vision Solar LLC | PSE&G | Accepted | 2020-08-14 | 2020-08-19 | 2021-10-30 | ENPHASE | IQ7-60-2-US | Inverters | 0.24 |  | 11 |  |  | 0.96 |  | Other | behind each panel
NJSTRE1545455129 |  | Transition Incentive Program | jersey city | 7305 | 8 | 3.69 | Residential | Yes | Behind the Meter | Net-metered residential rooftop and canopy |  | None | Vision Solar LLC | PSE&G | Accepted | 2020-08-14 | 2020-08-19 | 2021-10-30 | LG SOLAR | LG335N1K-V5 | Solar Panels |  | 0.335 | 11 | 147 | 10 |  | Fixed | Roof
NJSTRE1545455130 |  | Transition Incentive Program | Annandale | 8801 | 4 | 16 | Residential | No | Behind the Meter | Net-metered residential rooftop and canopy |  | None | Green Power Energy | JCP&L | Accepted | 2020-08-14 | 2020-08-19 | 2021-10-30 | Enphase Energy | IQ7PLUS-72-2-US | Inverters | 290 |  | 50 |  |  | 0.975 |  | Outside | next to meter
NJSTRE1545455130 |  | Transition Incentive Program | Annandale | 8801 | 4 | 16 | Residential | No | Behind the Meter | Net-metered residential rooftop and canopy |  | None | Green Power Energy | JCP&L | Accepted | 2020-08-14 | 2020-08-19 | 2021-10-30 | Axitec | AC-320MH/120SB | Solar Panels |  | 0.32 | 15 | 160 | 40 |  | Fixed | Roof
NJSTRE1545455130 |  | Transition Incentive Program | Annandale | 8801 | 4 | 16 | Residential | No | Behind the Meter | Net-metered residential rooftop and canopy |  | None | Green Power Energy | JCP&L | Accepted | 2020-08-14 | 2020-08-19 | 2021-10-30 | Axitec | AC-320MH/120SB | Solar Panels |  | 0.32 | 9 | 160 | 45 |  | Fixed | Roof
NJSTRE1545455130 |  | Transition Incentive Program | Annandale | 8801 | 4 | 16 | Residential | No | Behind the Meter | Net-metered residential rooftop and canopy |  | None | Green Power Energy | JCP&L | Accepted | 2020-08-14 | 2020-08-19 | 2021-10-30 | Axitec | AC-320MH/120SB | Solar Panels |  | 0.32 | 12 | 160 | 40 |  | Fixed | Roof
NJSTRE1545455130 |  | Transition Incentive Program | Annandale | 8801 | 4 | 16 | Residential | No | Behind the Meter | Net-metered residential rooftop and canopy |  | None | Green Power Energy | JCP&L | Accepted | 2020-08-14 | 2020-08-19 | 2021-10-30 | Axitec | AC-320MH/120SB | Solar Panels |  | 0.32 | 14 | 250 | 30 |  | Fixed | Roof
NJSTRE1545455164 |  | Transition Incentive Program | glassboro | 8028 | 15 | 5.76 | Residential | Yes | Behind the Meter | Net-metered residential rooftop and canopy |  | None | Orbit Energy & Power, LLC | AC Electric | Accepted | 2020-08-14 | 2020-08-19 | 2021-10-30 | enphase | combiner | Meters |  |  | 1 |  |  |  | Yes | Outdoor
NJSTRE1545455164 |  | Transition Incentive Program | glassboro | 8028 | 15 | 5.76 | Residential | Yes | Behind the Meter | Net-metered residential rooftop and canopy |  | None | Orbit Energy & Power, LLC | AC Electric | Accepted | 2020-08-14 | 2020-08-19 | 2021-10-30 | enphase | iq7-60-2-us | Inverters | 0.24 |  | 18 |  |  | 0.99 |  | Other | behind panels
NJSTRE1545455164 |  | Transition Incentive Program | glassboro | 8028 | 15 | 5.76 | Residential | Yes | Behind the Meter | Net-metered residential rooftop and canopy |  | None | Orbit Energy & Power, LLC | AC Electric | Accepted | 2020-08-14 | 2020-08-19 | 2021-10-30 | hanwha qcells | qpeak 320w | Solar Panels |  | 0.32 | 18 | 151 | 31 |  | Fixed | Roof
NJSTRE1545456061 |  | Transition Incentive Program | Paterson | 7514 | 6 | 9.1 | Residential | Yes | Behind the Meter | Net-metered residential rooftop and canopy |  | None | Vivint Solar Developer, LLC | PSE&G | Accepted | 2020-08-14 | 2020-08-19 | 2021-10-30 | SolarEdge | SE7600H-US | Inverters | 7600 |  | 1 |  |  | 0.992 |  | Outdoor | Near the Utility Meter
NJSTRE1545456061 |  | Transition Incentive Program | Paterson | 7514 | 6 | 9.1 | Residential | Yes | Behind the Meter | Net-metered residential rooftop and canopy |  | None | Vivint Solar Developer, LLC | PSE&G | Accepted | 2020-08-14 | 2020-08-19 | 2021-10-30 | Jinko Solar | JKM325M-60HBL | Solar Panels |  | 0.325 | 11 | 30 | 13 |  | Fixed | Roof
NJSTRE1545456061 |  | Transition Incentive Program | Paterson | 7514 | 6 | 9.1 | Residential | Yes | Behind the Meter | Net-metered residential rooftop and canopy |  | None | Vivint Solar Developer, LLC | PSE&G | Accepted | 2020-08-14 | 2020-08-19 | 2021-10-30 | Jinko Solar | JKM325M-60HBL | Solar Panels |  | 0.325 | 17 | 193 | 30 |  | Fixed | Roof
NJSTRE1545456062 |  | Transition Incentive Program | NEWTON | 7860 | 1 | 7.94 | Residential | Yes | Behind the Meter | Net-metered residential rooftop and canopy |  | None | Sunrun Installation Services, Inc. | JCP&L | Accepted | 2020-08-14 | 2020-08-19 | 2021-10-30 | Tesla | Powerwall 2 AC | Electric Storage Battery |  |  | 1 |  |  |  | Lithium Ion |  | outside
NJSTRE1545456062 |  | Transition Incentive Program | NEWTON | 7860 | 1 | 7.94 | Residential | Yes | Behind the Meter | Net-metered residential rooftop and canopy |  | None | Sunrun Installation Services, Inc. | JCP&L | Accepted | 2020-08-14 | 2020-08-19 | 2021-10-30 | Enphase Energy | IQ7PLUS-72-x-US (240V) | Inverters | 290 |  | 23 |  |  | 0.96 |  | Outdoor | Rooftop
NJSTRE1545456062 |  | Transition Incentive Program | NEWTON | 7860 | 1 | 7.94 | Residential | Yes | Behind the Meter | Net-metered residential rooftop and canopy |  | None | Sunrun Installation Services, Inc. | JCP&L | Accepted | 2020-08-14 | 2020-08-19 | 2021-10-30 | LG Electronics | LG345N1C-V5 | Solar Panels |  | 0.345 | 23 | 213 | 27 |  | Fixed | Roof
NJSTRE1545456079 |  | Transition Incentive Program | Cape May Court House | 8210 | 21 | 9.18 | Residential | No | Behind the Meter | Net-metered residential rooftop and canopy |  | None | NJ Solar Power, LLC | AC Electric | Accepted | 2020-08-14 | 2020-08-24 | 2021-10-30 | solaredge | SE7600H-US | Inverters | 7600 |  | 1 |  |  | 0.99 |  | Outdoor | garage
NJSTRE1545456079 |  | Transition Incentive Program | Cape May Court House | 8210 | 21 | 9.18 | Residential | No | Behind the Meter | Net-metered residential rooftop and canopy |  | None | NJ Solar Power, LLC | AC Electric | Accepted | 2020-08-14 | 2020-08-24 | 2021-10-30 | panasonic | vbhn340sa17 | Solar Panels |  | 0.34 | 27 | 222 | 37 |  | Fixed | Roof
NJSTRE1545456083 |  | Transition Incentive Program | Hackettstown | 7840 | 2 | 3.51 | Residential | No | Behind the Meter | Net-metered residential rooftop and canopy |  | None | Tesla Energy Operations Inc. | JCP&L | Accepted | 2020-08-14 | 2020-08-19 | 2021-10-30 | Delta Electronics | M4-TL-US [240V] | Inverters | 3840 |  | 1 |  |  | 0.975 |  | Outside | Outside
NJSTRE1545456083 |  | Transition Incentive Program | Hackettstown | 7840 | 2 | 3.51 | Residential | No | Behind the Meter | Net-metered residential rooftop and canopy |  | None | Tesla Energy Operations Inc. | JCP&L | Accepted | 2020-08-14 | 2020-08-19 | 2021-10-30 | Tesla | SR60T1 | Solar Panels |  | 0.05847 | 60 | 135 | 30 |  | Fixed | Roof
NJSTRE1545456089 |  | Transition Incentive Program | FLANDERS | 7836 | 3 | 10.4 | Residential | Yes | Behind the Meter | Net-metered residential rooftop and canopy |  | None | Vivint Solar Developer, LLC | JCP&L | Accepted | 2020-08-18 | 2020-08-19 | 2021-10-30 | SolarEdge | SE7600H-US | Inverters | 7600 |  | 1 |  |  | 0.992 |  | Outdoor | Near the Utility Meter
NJSTRE1545456089 |  | Transition Incentive Program | FLANDERS | 7836 | 3 | 10.4 | Residential | Yes | Behind the Meter | Net-metered residential rooftop and canopy |  | None | Vivint Solar Developer, LLC | JCP&L | Accepted | 2020-08-18 | 2020-08-19 | 2021-10-30 | Jinko Solar | JKM325M-60HBL | Solar Panels |  | 0.325 | 3 | 93 | 20 |  | Fixed | Roof
NJSTRE1545456089 |  | Transition Incentive Program | FLANDERS | 7836 | 3 | 10.4 | Residential | Yes | Behind the Meter | Net-metered residential rooftop and canopy |  | None | Vivint Solar Developer, LLC | JCP&L | Accepted | 2020-08-18 | 2020-08-19 | 2021-10-30 | Jinko Solar | JKM325M-60HBL | Solar Panels |  | 0.325 | 6 | 3 | 22 |  | Fixed | Roof
NJSTRE1545456089 |  | Transition Incentive Program | FLANDERS | 7836 | 3 | 10.4 | Residential | Yes | Behind the Meter | Net-metered residential rooftop and canopy |  | None | Vivint Solar Developer, LLC | JCP&L | Accepted | 2020-08-18 | 2020-08-19 | 2021-10-30 | Jinko Solar | JKM325M-60HBL | Solar Panels |  | 0.325 | 3 | 183 | 20 |  | Fixed | Roof
NJSTRE1545456089 |  | Transition Incentive Program | FLANDERS | 7836 | 3 | 10.4 | Residential | Yes | Behind the Meter | Net-metered residential rooftop and canopy |  | None | Vivint Solar Developer, LLC | JCP&L | Accepted | 2020-08-18 | 2020-08-19 | 2021-10-30 | Jinko Solar | JKM325M-60HBL | Solar Panels |  | 0.325 | 5 | 273 | 20 |  | Fixed | Roof
NJSTRE1545456089 |  | Transition Incentive Program | FLANDERS | 7836 | 3 | 10.4 | Residential | Yes | Behind the Meter | Net-metered residential rooftop and canopy |  | None | Vivint Solar Developer, LLC | JCP&L | Accepted | 2020-08-18 | 2020-08-19 | 2021-10-30 | Jinko Solar | JKM325M-60HBL | Solar Panels |  | 0.325 | 12 | 183 | 22 |  | Fixed | Roof
NJSTRE1545456089 |  | Transition Incentive Program | FLANDERS | 7836 | 3 | 10.4 | Residential | Yes | Behind the Meter | Net-metered residential rooftop and canopy |  | None | Vivint Solar Developer, LLC | JCP&L | Accepted | 2020-08-18 | 2020-08-19 | 2021-10-30 | Jinko Solar | JKM325M-60HBL | Solar Panels |  | 0.325 | 3 | 3 | 20 |  | Fixed | Roof
NJSTRE1545456090 |  | Transition Incentive Program | Roselle | 7203 | 10 | 5.95 | Residential | Yes | Behind the Meter | Net-metered residential rooftop and canopy |  | None | Pro Custom Solar dba Momentum Solar | PSE&G | Accepted | 2020-08-14 | 2020-08-19 | 2021-10-30 | Enphase | IQ7Plus-72-2-US | Inverters | 290 |  | 17 |  |  | 0.97 |  | Outdoor | Roof
NJSTRE1545456090 |  | Transition Incentive Program | Roselle | 7203 | 10 | 5.95 | Residential | Yes | Behind the Meter | Net-metered residential rooftop and canopy |  | None | Pro Custom Solar dba Momentum Solar | PSE&G | Accepted | 2020-08-14 | 2020-08-19 | 2021-10-30 | LG ELECTRONICS | LG 350N1C-V5 | Solar Panels |  | 0.35 | 8 | 170 | 28 |  | Fixed | Roof
NJSTRE1545456090 |  | Transition Incentive Program | Roselle | 7203 | 10 | 5.95 | Residential | Yes | Behind the Meter | Net-metered residential rooftop and canopy |  | None | Pro Custom Solar dba Momentum Solar | PSE&G | Accepted | 2020-08-14 | 2020-08-19 | 2021-10-30 | LG ELECTRONICS | LG 350N1C-V5 | Solar Panels |  | 0.35 | 9 | 170 | 30 |  | Fixed | Roof
NJSTRE1545456094 |  | Transition Incentive Program | HASBROUCK HEIGHTS | 7604 | 7 | 3.25 | Residential | Yes | Behind the Meter | Net-metered residential rooftop and canopy |  | None | Vivint Solar Developer, LLC | PSE&G | Accepted | 2020-08-20 | 2020-08-20 | 2021-10-30 | SOLAREDGE | SE3800H-US | Inverters | 3800 |  | 1 |  |  | 0.992 |  | Outdoor | Near the Utility Meter
NJSTRE1545456094 |  | Transition Incentive Program | HASBROUCK HEIGHTS | 7604 | 7 | 3.25 | Residential | Yes | Behind the Meter | Net-metered residential rooftop and canopy |  | None | Vivint Solar Developer, LLC | PSE&G | Accepted | 2020-08-20 | 2020-08-20 | 2021-10-30 | JINKO SOLAR | JKM325M-60HBL | Solar Panels |  | 0.325 | 10 | 215 | 37 |  | Fixed | Roof
NJSTRE1545456095 |  | Transition Incentive Program | LITTLE EGG HARBOR TWP | 8087 | 18 | 8.78 | Residential | Yes | Behind the Meter | Net-metered residential rooftop and canopy |  | None | Vivint Solar Developer, LLC | AC Electric | Accepted | 2020-08-18 | 2020-08-19 | 2021-10-30 | SOLAREDGE | SE7600H-US | Inverters | 7600 |  | 1 |  |  | 0.992 |  | Outdoor | Near the Utility Meter
NJSTRE1545456095 |  | Transition Incentive Program | LITTLE EGG HARBOR TWP | 8087 | 18 | 8.78 | Residential | Yes | Behind the Meter | Net-metered residential rooftop and canopy |  | None | Vivint Solar Developer, LLC | AC Electric | Accepted | 2020-08-18 | 2020-08-19 | 2021-10-30 | JINKO SOLAR | JKM325M-60HBL | Solar Panels |  | 0.325 | 13 | 81 | 22 |  | Fixed | Roof
NJSTRE1545456095 |  | Transition Incentive Program | LITTLE EGG HARBOR TWP | 8087 | 18 | 8.78 | Residential | Yes | Behind the Meter | Net-metered residential rooftop and canopy |  | None | Vivint Solar Developer, LLC | AC Electric | Accepted | 2020-08-18 | 2020-08-19 | 2021-10-30 | JINKO SOLAR | JKM325M-60HBL | Solar Panels |  | 0.325 | 14 | 261 | 22 |  | Fixed | Roof
NJSTRE1545456099 |  | Transition Incentive Program | Hillsborough Twp | 8844 | 5 | 9.52 | Residential | No | Behind the Meter | Net-metered residential rooftop and canopy |  | None | Tesla Energy Operations Inc. | PSE&G | Accepted | 2020-08-14 | 2020-08-19 | 2021-10-30 | Tesla | AC Powerwall 2.0 | Electric Storage Battery |  |  | 2 |  |  |  | Lithium Ion |  | Inside
NJSTRE1545456099 |  | Transition Incentive Program | Hillsborough Twp | 8844 | 5 | 9.52 | Residential | No | Behind the Meter | Net-metered residential rooftop and canopy |  | None | Tesla Energy Operations Inc. | PSE&G | Accepted | 2020-08-14 | 2020-08-19 | 2021-10-30 | SolarEdge Technologies | SE7600H-US [240V] | Inverters | 7600 |  | 1 |  |  | 0.975 |  | Indoor | Indoor
NJSTRE1545456099 |  | Transition Incentive Program | Hillsborough Twp | 8844 | 5 | 9.52 | Residential | No | Behind the Meter | Net-metered residential rooftop and canopy |  | None | Tesla Energy Operations Inc. | PSE&G | Accepted | 2020-08-14 | 2020-08-19 | 2021-10-30 | Hanwha Q-CELLS | Q.Peak DUO BLK-G6+ 340 | Solar Panels |  | 0.34 | 20 | 139 | 17 |  | Fixed | Roof
NJSTRE1545456099 |  | Transition Incentive Program | Hillsborough Twp | 8844 | 5 | 9.52 | Residential | No | Behind the Meter | Net-metered residential rooftop and canopy |  | None | Tesla Energy Operations Inc. | PSE&G | Accepted | 2020-08-14 | 2020-08-19 | 2021-10-30 | Hanwha Q-CELLS | Q.Peak DUO BLK-G6+ 340 | Solar Panels |  | 0.34 | 8 | 229 | 20 |  | Fixed | Roof
NJSTRE1545456100 |  | Transition Incentive Program | Absecon | 8201 | 19 | 5.23 | Residential | Yes | Behind the Meter | Net-metered residential rooftop and canopy |  | None | Ad Energy | AC Electric | Accepted | 2020-08-14 | 2020-08-20 | 2021-10-30 | Enphase Energy | IQ7XS-96-ACM-US | Inverters | 315 |  | 16 |  |  | 0.975 |  | Outdoor | At each panel
NJSTRE1545456100 |  | Transition Incentive Program | Absecon | 8201 | 19 | 5.23 | Residential | Yes | Behind the Meter | Net-metered residential rooftop and canopy |  | None | Ad Energy | AC Electric | Accepted | 2020-08-14 | 2020-08-20 | 2021-10-30 | SunPower | SPR-E20-327-E-AC | Solar Panels |  | 0.327 | 4 | 295 | 20 |  | Fixed | Roof
NJSTRE1545456100 |  | Transition Incentive Program | Absecon | 8201 | 19 | 5.23 | Residential | Yes | Behind the Meter | Net-metered residential rooftop and canopy |  | None | Ad Energy | AC Electric | Accepted | 2020-08-14 | 2020-08-20 | 2021-10-30 | SunPower | SPR-E20-327-E-AC | Solar Panels |  | 0.327 | 12 | 115 | 20 |  | Fixed | Roof
NJSTRE1545456550 |  | Transition Incentive Program | GALLOWAY | 8205 | 19 | 10.08 | Residential | Yes | Behind the Meter | Net-metered residential rooftop and canopy |  | None | Vivint Solar Developer, LLC | AC Electric | Accepted | 2020-08-20 | 2020-08-20 | 2021-10-30 | SOLAREDGE | SE7600H-US | Inverters | 7600 |  | 1 |  |  | 0.992 |  | Outdoor | Near the Utility Meter
NJSTRE1545456550 |  | Transition Incentive Program | GALLOWAY | 8205 | 19 | 10.08 | Residential | Yes | Behind the Meter | Net-metered residential rooftop and canopy |  | None | Vivint Solar Developer, LLC | AC Electric | Accepted | 2020-08-20 | 2020-08-20 | 2021-10-30 | JINKO SOLAR | JKM325M-60HBL | Solar Panels |  | 0.325 | 21 | 132 | 26 |  | Fixed | Roof
NJSTRE1545456550 |  | Transition Incentive Program | GALLOWAY | 8205 | 19 | 10.08 | Residential | Yes | Behind the Meter | Net-metered residential rooftop and canopy |  | None | Vivint Solar Developer, LLC | AC Electric | Accepted | 2020-08-20 | 2020-08-20 | 2021-10-30 | JINKO SOLAR | JKM325M-60HBL | Solar Panels |  | 0.325 | 10 | 132 | 21 |  | Fixed | Roof
NJSTRE1545456658 |  | Transition Incentive Program | MOUNT LAUREL | 8054 | 13 | 3.58 | Residential | Yes | Behind the Meter | Net-metered residential rooftop and canopy |  | None | Vivint Solar Developer, LLC | PSE&G | Accepted | 2020-08-18 | 2020-08-19 | 2021-10-30 | Solar Edge | SE3800H-US | Inverters | 3800 |  | 1 |  |  | 0.992 |  | Outdoor | Near the Utility Meter
NJSTRE1545456658 |  | Transition Incentive Program | MOUNT LAUREL | 8054 | 13 | 3.58 | Residential | Yes | Behind the Meter | Net-metered residential rooftop and canopy |  | None | Vivint Solar Developer, LLC | PSE&G | Accepted | 2020-08-18 | 2020-08-19 | 2021-10-30 | JINKO SOLAR | JKM325M-60HBL | Solar Panels |  | 0.325 | 11 | 100 | 14 |  | Fixed | Roof
NJSTRE1545456660 |  | Transition Incentive Program | Franklin Twp | 8873 | 5 | 8.85 | Residential | Yes | Behind the Meter | Net-metered residential rooftop and canopy |  | None | Sunrun Installation Services, Inc. | PSE&G | Accepted | 2020-08-14 | 2020-08-19 | 2021-10-30 | Enphase Energy | IQ7-60-x-US (240V) | Inverters | 240 |  | 29 |  |  | 0.96 |  | Outdoor | Rooftop
NJSTRE1545456660 |  | Transition Incentive Program | Franklin Twp | 8873 | 5 | 8.85 | Residential | Yes | Behind the Meter | Net-metered residential rooftop and canopy |  | None | Sunrun Installation Services, Inc. | PSE&G | Accepted | 2020-08-14 | 2020-08-19 | 2021-10-30 | LONGi Green Energy Technology Co Ltd | LR6-60HPB-305M | Solar Panels |  | 0.305 | 9 | 53 | 34 |  | Fixed | Roof
NJSTRE1545456660 |  | Transition Incentive Program | Franklin Twp | 8873 | 5 | 8.85 | Residential | Yes | Behind the Meter | Net-metered residential rooftop and canopy |  | None | Sunrun Installation Services, Inc. | PSE&G | Accepted | 2020-08-14 | 2020-08-19 | 2021-10-30 | LONGi Green Energy Technology Co Ltd | LR6-60HPB-305M | Solar Panels |  | 0.305 | 20 | 233 | 34 |  | Fixed | Roof
NJSTRE1545457126 |  | Transition Incentive Program | Berkeley Heights | 7922 | 10 | 11.22 | Residential | No | Behind the Meter | Net-metered residential rooftop and canopy |  | None | Tesla Energy Operations Inc. | JCP&L | Accepted | 2020-08-14 | 2020-08-19 | 2021-10-30 | SolarEdge Technologies | SE10000H-US [240V] | Inverters | 10000 |  | 1 |  |  | 0.975 |  | Indoor | Indoor
NJSTRE1545457126 |  | Transition Incentive Program | Berkeley Heights | 7922 | 10 | 11.22 | Residential | No | Behind the Meter | Net-metered residential rooftop and canopy |  | None | Tesla Energy Operations Inc. | JCP&L | Accepted | 2020-08-14 | 2020-08-19 | 2021-10-30 | Hanwha Q-CELLS | Q.Peak DUO BLK-G6+ 340 | Solar Panels |  | 0.34 | 24 | 189 | 24 |  | Fixed | Roof
NJSTRE1545457126 |  | Transition Incentive Program | Berkeley Heights | 7922 | 10 | 11.22 | Residential | No | Behind the Meter | Net-metered residential rooftop and canopy |  | None | Tesla Energy Operations Inc. | JCP&L | Accepted | 2020-08-14 | 2020-08-19 | 2021-10-30 | Hanwha Q-CELLS | Q.Peak DUO BLK-G6+ 340 | Solar Panels |  | 0.34 | 9 | 189 | 24 |  | Fixed | Roof
NJSTRE1545457141 |  | Transition Incentive Program | Ocean | 7712 | 17 | 7.02 | Residential | No | Behind the Meter | Net-metered residential rooftop and canopy |  | None | Tesla Energy Operations Inc. | JCP&L | Accepted | 2020-08-14 | 2020-08-19 | 2021-10-30 | Tesla | AC Powerwall 2.0 | Electric Storage Battery |  |  | 2 |  |  |  | Lithium Ion |  | Inside
NJSTRE1545457141 |  | Transition Incentive Program | Ocean | 7712 | 17 | 7.02 | Residential | No | Behind the Meter | Net-metered residential rooftop and canopy |  | None | Tesla Energy Operations Inc. | JCP&L | Accepted | 2020-08-14 | 2020-08-19 | 2021-10-30 | Delta Electronics | M8-TL-US [240V] | Inverters | 7680 |  | 1 |  |  | 0.975 |  | Indoor | Indoor
NJSTRE1545457141 |  | Transition Incentive Program | Ocean | 7712 | 17 | 7.02 | Residential | No | Behind the Meter | Net-metered residential rooftop and canopy |  | None | Tesla Energy Operations Inc. | JCP&L | Accepted | 2020-08-14 | 2020-08-19 | 2021-10-30 | Tesla | SR60T1 | Solar Panels |  | 0.05847 | 59 | 261 | 30 |  | Fixed | Roof
NJSTRE1545457141 |  | Transition Incentive Program | Ocean | 7712 | 17 | 7.02 | Residential | No | Behind the Meter | Net-metered residential rooftop and canopy |  | None | Tesla Energy Operations Inc. | JCP&L | Accepted | 2020-08-14 | 2020-08-19 | 2021-10-30 | Tesla | SR60T1 | Solar Panels |  | 0.05847 | 39 | 261 | 18 |  | Fixed | Roof
NJSTRE1545457141 |  | Transition Incentive Program | Ocean | 7712 | 17 | 7.02 | Residential | No | Behind the Meter | Net-metered residential rooftop and canopy |  | None | Tesla Energy Operations Inc. | JCP&L | Accepted | 2020-08-14 | 2020-08-19 | 2021-10-30 | Tesla | SR60T1 | Solar Panels |  | 0.05847 | 22 | 81 | 30 |  | Fixed | Roof
NJSTRE1545461549 |  | Transition Incentive Program | Upper Saddle Rv | 7458 | 7 | 11.34 | Residential | Yes | Behind the Meter | Net-metered residential rooftop and canopy |  | None | Tesla Energy Operations Inc. | Orange Rockland Electric | Accepted | 2020-08-15 | 2020-08-19 | 2021-10-30 | SolarEdge Technologies | SE10000H-US [240V] | Inverters | 10000 |  | 1 |  |  | 0.99 |  | Outside | Outside
NJSTRE1545461549 |  | Transition Incentive Program | Upper Saddle Rv | 7458 | 7 | 11.34 | Residential | Yes | Behind the Meter | Net-metered residential rooftop and canopy |  | None | Tesla Energy Operations Inc. | Orange Rockland Electric | Accepted | 2020-08-15 | 2020-08-19 | 2021-10-30 | Hanwha Q CELLS | Q.PEAK DUO BLK-G5/SC315 | Solar Panels |  | 0.315 | 27 | 94 | 23 |  | Fixed | Roof
NJSTRE1545461549 |  | Transition Incentive Program | Upper Saddle Rv | 7458 | 7 | 11.34 | Residential | Yes | Behind the Meter | Net-metered residential rooftop and canopy |  | None | Tesla Energy Operations Inc. | Orange Rockland Electric | Accepted | 2020-08-15 | 2020-08-19 | 2021-10-30 | Hanwha Q CELLS | Q.PEAK DUO BLK-G5/SC315 | Solar Panels |  | 0.315 | 9 | 274 | 23 |  | Fixed | Roof
NJSTRE1545463729 |  | Transition Incentive Program | Hillsborough | 8844 | 5 | 11.2 | Residential | No | Behind the Meter | Net-metered residential rooftop and canopy |  | None | Greentech Solar USA LLC | PSE&G | Accepted | 2020-08-19 | 2020-08-19 | 2021-10-30 | Growatt | 10000MTLP-US | Inverters | 10000 |  | 1 |  |  | 0.97 |  | Indoor | Basement Wall
NJSTRE1545463729 |  | Transition Incentive Program | Hillsborough | 8844 | 5 | 11.2 | Residential | No | Behind the Meter | Net-metered residential rooftop and canopy |  | None | Greentech Solar USA LLC | PSE&G | Accepted | 2020-08-19 | 2020-08-19 | 2021-10-30 | Canadian Solar | CS3K320M | Solar Panels |  | 0.32 | 12 | 185 | 45 |  | Fixed | Roof
NJSTRE1545463729 |  | Transition Incentive Program | Hillsborough | 8844 | 5 | 11.2 | Residential | No | Behind the Meter | Net-metered residential rooftop and canopy |  | None | Greentech Solar USA LLC | PSE&G | Accepted | 2020-08-19 | 2020-08-19 | 2021-10-30 | Canadian Solar | CS3K320M | Solar Panels |  | 0.32 | 23 | 265 | 33 |  | Fixed | Roof
NJSTRE1545463755 |  | Transition Incentive Program | Hillsborough | 8844 | 5 | 11.2 | Residential | No | Behind the Meter | Net-metered residential rooftop and canopy |  | None | Greentech Solar USA LLC | PSE&G | Accepted | 2020-08-19 | 2020-08-19 | 2021-10-30 | Growatt | 10000MTLP-US | Inverters | 10000 |  | 1 |  |  | 0.97 |  | Indoor | Basement Wall
NJSTRE1545463755 |  | Transition Incentive Program | Hillsborough | 8844 | 5 | 11.2 | Residential | No | Behind the Meter | Net-metered residential rooftop and canopy |  | None | Greentech Solar USA LLC | PSE&G | Accepted | 2020-08-19 | 2020-08-19 | 2021-10-30 | Canadian Solar | CS1H-320M | Solar Panels |  | 0.32 | 5 | 150 | 22 |  | Fixed | Roof
NJSTRE1545463755 |  | Transition Incentive Program | Hillsborough | 8844 | 5 | 11.2 | Residential | No | Behind the Meter | Net-metered residential rooftop and canopy |  | None | Greentech Solar USA LLC | PSE&G | Accepted | 2020-08-19 | 2020-08-19 | 2021-10-30 | Canadian Solar | CS1H-320M | Solar Panels |  | 0.32 | 11 | 150 | 35 |  | Fixed | Roof
NJSTRE1545463755 |  | Transition Incentive Program | Hillsborough | 8844 | 5 | 11.2 | Residential | No | Behind the Meter | Net-metered residential rooftop and canopy |  | None | Greentech Solar USA LLC | PSE&G | Accepted | 2020-08-19 | 2020-08-19 | 2021-10-30 | Canadian Solar | CS1H-320M | Solar Panels |  | 0.32 | 19 | 150 | 32 |  | Fixed | Roof
NJSTRE1545464077 |  | Transition Incentive Program | Franklinville | 8322 | 15 | 10.4 | Residential | No | Behind the Meter | Net-metered residential rooftop and canopy |  | None | Suntuity Solar LLC | AC Electric | Accepted | 2020-08-18 | 2020-08-19 | 2021-10-30 | Enphase Energy | IQ7-60-2-US | Inverters | 240 |  | 33 |  |  | 0.97 |  | Outdoor | Behind the PV Modules
NJSTRE1545464077 |  | Transition Incentive Program | Franklinville | 8322 | 15 | 10.4 | Residential | No | Behind the Meter | Net-metered residential rooftop and canopy |  | None | Suntuity Solar LLC | AC Electric | Accepted | 2020-08-18 | 2020-08-19 | 2021-10-30 | Longi | LR6-60HPB-315M | Solar Panels |  | 0.315 | 10 | 192 | 39 |  | Fixed | Roof
NJSTRE1545464077 |  | Transition Incentive Program | Franklinville | 8322 | 15 | 10.4 | Residential | No | Behind the Meter | Net-metered residential rooftop and canopy |  | None | Suntuity Solar LLC | AC Electric | Accepted | 2020-08-18 | 2020-08-19 | 2021-10-30 | Longi | LR6-60HPB-315M | Solar Panels |  | 0.315 | 4 | 192 | 39 |  | Fixed | Roof
NJSTRE1545464077 |  | Transition Incentive Program | Franklinville | 8322 | 15 | 10.4 | Residential | No | Behind the Meter | Net-metered residential rooftop and canopy |  | None | Suntuity Solar LLC | AC Electric | Accepted | 2020-08-18 | 2020-08-19 | 2021-10-30 | Longi | LR6-60HPB-315M | Solar Panels |  | 0.315 | 6 | 102 | 39 |  | Fixed | Roof
NJSTRE1545464077 |  | Transition Incentive Program | Franklinville | 8322 | 15 | 10.4 | Residential | No | Behind the Meter | Net-metered residential rooftop and canopy |  | None | Suntuity Solar LLC | AC Electric | Accepted | 2020-08-18 | 2020-08-19 | 2021-10-30 | Longi | LR6-60HPB-315M | Solar Panels |  | 0.315 | 13 | 282 | 39 |  | Fixed | Roof
NJSTRE1545464080 |  | Transition Incentive Program | Erial | 8081 | 14 | 5.67 | Residential | Yes | Behind the Meter | Net-metered residential rooftop and canopy |  | None | Suntuity Solar LLC | AC Electric | Accepted | 2020-08-18 | 2020-08-19 | 2021-10-30 | Enphase Energy | IQ7-60-2-US | Inverters | 240 |  | 18 |  |  | 0.97 |  | Outdoor | Behind the PV Modules
NJSTRE1545464080 |  | Transition Incentive Program | Erial | 8081 | 14 | 5.67 | Residential | Yes | Behind the Meter | Net-metered residential rooftop and canopy |  | None | Suntuity Solar LLC | AC Electric | Accepted | 2020-08-18 | 2020-08-19 | 2021-10-30 | Longi | LR6-60HPB-315M | Solar Panels |  | 0.315 | 10 | 169 | 23 |  | Fixed | Roof
NJSTRE1545464080 |  | Transition Incentive Program | Erial | 8081 | 14 | 5.67 | Residential | Yes | Behind the Meter | Net-metered residential rooftop and canopy |  | None | Suntuity Solar LLC | AC Electric | Accepted | 2020-08-18 | 2020-08-19 | 2021-10-30 | Longi | LR6-60HPB-315M | Solar Panels |  | 0.315 | 8 | 349 | 23 |  | Fixed | Roof
NJSTRE1545464082 |  | Transition Incentive Program | VINELAND | 8360 | 20 | 11.03 | Residential | Yes | Behind the Meter | Net-metered residential rooftop and canopy |  | None | Suntuity Solar LLC | Vineland Muni Electric | Accepted | 2020-08-19 | 2020-08-19 | 2021-10-30 | Enphase Energy | IQ7-60-2-US | Inverters | 240 |  | 35 |  |  | 0.97 |  | Outdoor | Behind the PV Modules
NJSTRE1545464082 |  | Transition Incentive Program | VINELAND | 8360 | 20 | 11.03 | Residential | Yes | Behind the Meter | Net-metered residential rooftop and canopy |  | None | Suntuity Solar LLC | Vineland Muni Electric | Accepted | 2020-08-19 | 2020-08-19 | 2021-10-30 | Longi | LR6-60HPB-315M | Solar Panels |  | 0.315 | 18 | 3 | 17 |  | Fixed | Roof
NJSTRE1545464082 |  | Transition Incentive Program | VINELAND | 8360 | 20 | 11.03 | Residential | Yes | Behind the Meter | Net-metered residential rooftop and canopy |  | None | Suntuity Solar LLC | Vineland Muni Electric | Accepted | 2020-08-19 | 2020-08-19 | 2021-10-30 | Longi | LR6-60HPB-315M | Solar Panels |  | 0.315 | 17 | 183 | 17 |  | Fixed | Roof
NJSTRE1545464083 |  | Transition Incentive Program | ATCO | 8004 | 14 | 5.04 | Residential | No | Behind the Meter | Net-metered residential rooftop and canopy |  | None | Suntuity Solar LLC | AC Electric | Accepted | 2020-08-18 | 2020-08-19 | 2021-10-30 | Enphase Energy | IQ7-60-2-US | Inverters | 240 |  | 16 |  |  | 0.97 |  | Outdoor | Behind the PV Modules
NJSTRE1545464083 |  | Transition Incentive Program | ATCO | 8004 | 14 | 5.04 | Residential | No | Behind the Meter | Net-metered residential rooftop and canopy |  | None | Suntuity Solar LLC | AC Electric | Accepted | 2020-08-18 | 2020-08-19 | 2021-10-30 | Longi | LR6-60HPB-315M | Solar Panels |  | 0.315 | 16 | 122 | 22 |  | Fixed | Roof
NJSTRE1545464103 |  | Transition Incentive Program | Sicklerville | 8081 | 14 | 8.45 | Residential | Yes | Behind the Meter | Net-metered residential rooftop and canopy |  | None | Sun Up Zero Down | AC Electric | Accepted | 2020-08-17 | 2020-08-19 | 2021-10-30 | enphase | X-IQ-AM1-240-3 | Meters |  |  | 1 |  |  |  | Yes | Outdoor
NJSTRE1545464103 |  | Transition Incentive Program | Sicklerville | 8081 | 14 | 8.45 | Residential | Yes | Behind the Meter | Net-metered residential rooftop and canopy |  | None | Sun Up Zero Down | AC Electric | Accepted | 2020-08-17 | 2020-08-19 | 2021-10-30 | Enphase | IQ7-60-2-US | Inverters | 240 |  | 26 |  |  | 0.976 |  | Outdoor | behind panel
NJSTRE1545464103 |  | Transition Incentive Program | Sicklerville | 8081 | 14 | 8.45 | Residential | Yes | Behind the Meter | Net-metered residential rooftop and canopy |  | None | Sun Up Zero Down | AC Electric | Accepted | 2020-08-17 | 2020-08-19 | 2021-10-30 | trina | TSM-DD06M.05(II) 325 | Solar Panels |  | 0.325 | 12 | 340 | 20 |  | Fixed | Roof
NJSTRE1545464103 |  | Transition Incentive Program | Sicklerville | 8081 | 14 | 8.45 | Residential | Yes | Behind the Meter | Net-metered residential rooftop and canopy |  | None | Sun Up Zero Down | AC Electric | Accepted | 2020-08-17 | 2020-08-19 | 2021-10-30 | trina | TSM-DD06M.05(II) 325 | Solar Panels |  | 0.325 | 14 | 160 | 23 |  | Fixed | Roof
NJSTRE1545464140 |  | Transition Incentive Program | Sewell | 8080 | 15 | 6.12 | Residential | Yes | Behind the Meter | Net-metered residential rooftop and canopy |  | None | Trinity Solar | AC Electric | Accepted | 2020-08-17 | 2020-08-19 | 2021-10-30 | Solar Edge | SE5000 | Inverters | 5000 |  | 1 |  |  | 0.97 |  | Outside | side of home
NJSTRE1545464140 |  | Transition Incentive Program | Sewell | 8080 | 15 | 6.12 | Residential | Yes | Behind the Meter | Net-metered residential rooftop and canopy |  | None | Trinity Solar | AC Electric | Accepted | 2020-08-17 | 2020-08-19 | 2021-10-30 | Hanwha | Q.PEAK DUO BLK-G6 340 | Solar Panels |  | 0.34 | 12 | 152 | 16 |  | Fixed | Roof
NJSTRE1545464140 |  | Transition Incentive Program | Sewell | 8080 | 15 | 6.12 | Residential | Yes | Behind the Meter | Net-metered residential rooftop and canopy |  | None | Trinity Solar | AC Electric | Accepted | 2020-08-17 | 2020-08-19 | 2021-10-30 | Hanwha | Q.PEAK DUO BLK-G6 340 | Solar Panels |  | 0.34 | 6 | 152 | 16 |  | Fixed | Roof
NJSTRE1545464151 |  | Transition Incentive Program | Raritan | 8869 | 5 | 2.38 | Residential | Yes | Behind the Meter | Net-metered residential rooftop and canopy |  | PSEG | Vision Solar LLC | PSE&G | Accepted | 2020-08-17 | 2020-08-19 | 2021-10-30 | ENPHASE | IQ7-60-2-US | Inverters | 0.34 |  | 7 |  |  | 0.96 |  | Other | BEHIND EACH PANEL
NJSTRE1545464151 |  | Transition Incentive Program | Raritan | 8869 | 5 | 2.38 | Residential | Yes | Behind the Meter | Net-metered residential rooftop and canopy |  | PSEG | Vision Solar LLC | PSE&G | Accepted | 2020-08-17 | 2020-08-19 | 2021-10-30 | HANWHA Q-CELLS | Q.PEAK DUO-G6 340 | Solar Panels |  | 0.34 | 1 | 176 | 30 |  | Fixed | Roof
NJSTRE1545464151 |  | Transition Incentive Program | Raritan | 8869 | 5 | 2.38 | Residential | Yes | Behind the Meter | Net-metered residential rooftop and canopy |  | PSEG | Vision Solar LLC | PSE&G | Accepted | 2020-08-17 | 2020-08-19 | 2021-10-30 | HANWHA Q-CELLS | Q.PEAK DUO-G6 340 | Solar Panels |  | 0.34 | 3 | 176 | 30 |  | Fixed | Roof
NJSTRE1545464151 |  | Transition Incentive Program | Raritan | 8869 | 5 | 2.38 | Residential | Yes | Behind the Meter | Net-metered residential rooftop and canopy |  | PSEG | Vision Solar LLC | PSE&G | Accepted | 2020-08-17 | 2020-08-19 | 2021-10-30 | HANWHA Q-CELLS | Q.PEAK DUO-G6 340 | Solar Panels |  | 0.34 | 3 | 356 | 30 |  | Fixed | Roof
NJSTRE1545464156 |  | Transition Incentive Program | Hamilton | 8620 | 12 | 9.36 | Residential | No | Behind the Meter | Net-metered residential rooftop and canopy |  | None | Public Service Solar | PSE&G | Accepted | 2020-08-17 | 2020-08-19 | 2021-10-30 | Enphase | IQ7+ | Inverters | 0.29 |  | 26 |  |  | 0.96 |  | Outside | Under panels
NJSTRE1545464156 |  | Transition Incentive Program | Hamilton | 8620 | 12 | 9.36 | Residential | No | Behind the Meter | Net-metered residential rooftop and canopy |  | None | Public Service Solar | PSE&G | Accepted | 2020-08-17 | 2020-08-19 | 2021-10-30 | LG | Q1K-V5 | Solar Panels |  | 0.36 | 12 | 202 | 31 |  | Fixed | Roof
NJSTRE1545464156 |  | Transition Incentive Program | Hamilton | 8620 | 12 | 9.36 | Residential | No | Behind the Meter | Net-metered residential rooftop and canopy |  | None | Public Service Solar | PSE&G | Accepted | 2020-08-17 | 2020-08-19 | 2021-10-30 | LG | Q1K-V5 | Solar Panels |  | 0.36 | 14 | 202 | 25 |  | Fixed | Roof
NJSTRE1545464177 |  | Transition Incentive Program | Hackettstown | 7840 | 2 | 4.48 | Residential | No | Behind the Meter | Net-metered residential rooftop and canopy |  | None | United Solar LLC | JCP&L | Accepted | 2020-08-20 | 2020-08-20 | 2021-10-30 | ap systems | ecu-r | Meters |  |  | 1 |  |  |  | No | Outdoor
NJSTRE1545464177 |  | Transition Incentive Program | Hackettstown | 7840 | 2 | 4.48 | Residential | No | Behind the Meter | Net-metered residential rooftop and canopy |  | None | United Solar LLC | JCP&L | Accepted | 2020-08-20 | 2020-08-20 | 2021-10-30 | aps | yc600 | Inverters | 240 |  | 7 |  |  | 0.965 |  | Outdoor | roof
NJSTRE1545464177 |  | Transition Incentive Program | Hackettstown | 7840 | 2 | 4.48 | Residential | No | Behind the Meter | Net-metered residential rooftop and canopy |  | None | United Solar LLC | JCP&L | Accepted | 2020-08-20 | 2020-08-20 | 2021-10-30 | axitec | ac-320p/156-72s | Solar Panels |  | 0.32 | 14 | 200 | 20 |  | Fixed | Roof
NJSTRE1545464228 |  | Transition Incentive Program | Metuchen boro | 8840 | 11 | 6.71 | Residential | Yes | Behind the Meter | Net-metered residential rooftop and canopy |  | None | Sunrun Installation Services, Inc. | PSE&G | Accepted | 2020-08-17 | 2020-08-19 | 2021-10-30 | Enphase Energy | IQ7-60-x-US (240V) | Inverters | 240 |  | 22 |  |  | 0.96 |  | Outdoor | Rooftop
NJSTRE1545464228 |  | Transition Incentive Program | Metuchen boro | 8840 | 11 | 6.71 | Residential | Yes | Behind the Meter | Net-metered residential rooftop and canopy |  | None | Sunrun Installation Services, Inc. | PSE&G | Accepted | 2020-08-17 | 2020-08-19 | 2021-10-30 | Longi Green Energy Technologies | LR6-60HPB-305M | Solar Panels |  | 0.305 | 10 | 263 | 40 |  | Fixed | Roof
NJSTRE1545464228 |  | Transition Incentive Program | Metuchen boro | 8840 | 11 | 6.71 | Residential | Yes | Behind the Meter | Net-metered residential rooftop and canopy |  | None | Sunrun Installation Services, Inc. | PSE&G | Accepted | 2020-08-17 | 2020-08-19 | 2021-10-30 | Longi Green Energy Technology | LR6-60HPB-305M | Solar Panels |  | 0.305 | 12 | 83 | 40 |  | Fixed | Roof
NJSTRE1545464236 |  | Transition Incentive Program | Williamstown | 8094 | 15 | 11.12 | Residential | Yes | Behind the Meter | Net-metered residential rooftop and canopy |  | None | SunnyMac LLC | AC Electric | Accepted | 2020-08-17 | 2020-08-19 | 2021-10-30 | Enphase | IQ7XS-96-ACM-US | Inverters | 0.315 |  | 34 |  |  | 0.99 |  | Outside | Roof
NJSTRE1545464236 |  | Transition Incentive Program | Williamstown | 8094 | 15 | 11.12 | Residential | Yes | Behind the Meter | Net-metered residential rooftop and canopy |  | None | SunnyMac LLC | AC Electric | Accepted | 2020-08-17 | 2020-08-19 | 2021-10-30 | SunPower | SPR-E20-327W-E-AC | Solar Panels |  | 0.327 | 3 | 123 | 30 |  | Fixed | Roof
NJSTRE1545464236 |  | Transition Incentive Program | Williamstown | 8094 | 15 | 11.12 | Residential | Yes | Behind the Meter | Net-metered residential rooftop and canopy |  | None | SunnyMac LLC | AC Electric | Accepted | 2020-08-17 | 2020-08-19 | 2021-10-30 | SunPower | SPR-E20-327W-E-AC | Solar Panels |  | 0.327 | 13 | 303 | 30 |  | Fixed | Roof
NJSTRE1545464236 |  | Transition Incentive Program | Williamstown | 8094 | 15 | 11.12 | Residential | Yes | Behind the Meter | Net-metered residential rooftop and canopy |  | None | SunnyMac LLC | AC Electric | Accepted | 2020-08-17 | 2020-08-19 | 2021-10-30 | SunPower | SPR-E20-327W-E-AC | Solar Panels |  | 0.327 | 6 | 123 | 30 |  | Fixed | Roof
NJSTRE1545464236 |  | Transition Incentive Program | Williamstown | 8094 | 15 | 11.12 | Residential | Yes | Behind the Meter | Net-metered residential rooftop and canopy |  | None | SunnyMac LLC | AC Electric | Accepted | 2020-08-17 | 2020-08-19 | 2021-10-30 | SunPower | SPR-E20-327W-E-AC | Solar Panels |  | 0.327 | 12 | 123 | 42 |  | Fixed | Roof
NJSTRE1545467288 |  | Transition Incentive Program | Woodbury | 8096 | 15 | 6.5 | Residential | Yes | Behind the Meter | Net-metered residential rooftop and canopy |  | None | Vivint Solar Developer, LLC | PSE&G | Accepted | 2020-08-19 | 2020-08-20 | 2021-10-30 | SOLAREDGE | SE7600H-US | Inverters | 7600 |  | 1 |  |  | 0.992 |  | Outdoor | Near the Utility Meter
NJSTRE1545467288 |  | Transition Incentive Program | Woodbury | 8096 | 15 | 6.5 | Residential | Yes | Behind the Meter | Net-metered residential rooftop and canopy |  | None | Vivint Solar Developer, LLC | PSE&G | Accepted | 2020-08-19 | 2020-08-20 | 2021-10-30 | JINKO SOLAR | JKM325M-60HBL | Solar Panels |  | 0.325 | 3 | 269 | 27 |  | Fixed | Roof
NJSTRE1545467288 |  | Transition Incentive Program | Woodbury | 8096 | 15 | 6.5 | Residential | Yes | Behind the Meter | Net-metered residential rooftop and canopy |  | None | Vivint Solar Developer, LLC | PSE&G | Accepted | 2020-08-19 | 2020-08-20 | 2021-10-30 | JINKO SOLAR | JKM325M-60HBL | Solar Panels |  | 0.325 | 17 | 89 | 27 |  | Fixed | Roof
NJSTRE1545469979 |  | Transition Incentive Program | Little Egg Harbor | 8087 | 18 | 11.47 | Residential | No | Behind the Meter | Net-metered residential rooftop and canopy |  | ACE | Whitman Construction, LLC | AC Electric | Accepted | 2020-08-17 | 2020-08-19 | 2021-10-30 | ENPHASE | IQ7Plus72-2-US | Inverters | 240 |  | 31 |  |  | 0.975 |  | Outdoor | microinverters located under modules
NJSTRE1545469979 |  | Transition Incentive Program | Little Egg Harbor | 8087 | 18 | 11.47 | Residential | No | Behind the Meter | Net-metered residential rooftop and canopy |  | ACE | Whitman Construction, LLC | AC Electric | Accepted | 2020-08-17 | 2020-08-19 | 2021-10-30 | SOLARIA POWER | XT-370R-PD | Solar Panels |  | 0.37 | 4 | 189 | 20 |  | Fixed | Roof
NJSTRE1545469979 |  | Transition Incentive Program | Little Egg Harbor | 8087 | 18 | 11.47 | Residential | No | Behind the Meter | Net-metered residential rooftop and canopy |  | ACE | Whitman Construction, LLC | AC Electric | Accepted | 2020-08-17 | 2020-08-19 | 2021-10-30 | Solaria Power | XT-370R-PD | Solar Panels |  | 0.37 | 27 | 189 | 20 |  | Fixed | Roof
NJSTRE1545470797 |  | Transition Incentive Program | Perth Amboy | 8861 | 11 | 7.04 | Residential | No | Behind the Meter | Net-metered residential rooftop and canopy |  | None | Posigen NJ LLC | PSE&G | Accepted | 2020-08-17 | 2020-08-19 | 2021-10-30 | SolarEdge | SE7600H-US | Inverters | 7600 |  | 1 |  |  | 0.99 |  | Outside | within ten feet of meter
NJSTRE1545470797 |  | Transition Incentive Program | Perth Amboy | 8861 | 11 | 7.04 | Residential | No | Behind the Meter | Net-metered residential rooftop and canopy |  | None | Posigen NJ LLC | PSE&G | Accepted | 2020-08-17 | 2020-08-19 | 2021-10-30 | Hanwha Q-Cells | Q.PEAK DUO-G5 320 | Solar Panels |  | 0.32 | 22 | 201,21,111 | 40 |  | Fixed | Roof
NJSTRE1545472199 |  | Transition Incentive Program | MARLTON | 8053 | 13 | 13 | Residential | Yes | Behind the Meter | Net-metered residential rooftop and canopy |  | None | Vivint Solar Developer, LLC | PSE&G | Accepted | 2020-08-20 | 2020-08-20 | 2021-10-30 | SOLAREDGE | SE10000H-US | Inverters | 10000 |  | 1 |  |  | 0.992 |  | Outdoor | Near the Utility Meter
NJSTRE1545472199 |  | Transition Incentive Program | MARLTON | 8053 | 13 | 13 | Residential | Yes | Behind the Meter | Net-metered residential rooftop and canopy |  | None | Vivint Solar Developer, LLC | PSE&G | Accepted | 2020-08-20 | 2020-08-20 | 2021-10-30 | JINKO SOLAR | JKM325M-60HBL | Solar Panels |  | 0.325 | 14 | 204 | 32 |  | Fixed | Roof
NJSTRE1545472199 |  | Transition Incentive Program | MARLTON | 8053 | 13 | 13 | Residential | Yes | Behind the Meter | Net-metered residential rooftop and canopy |  | None | Vivint Solar Developer, LLC | PSE&G | Accepted | 2020-08-20 | 2020-08-20 | 2021-10-30 | JINKO SOLAR | JKM325M-60HBL | Solar Panels |  | 0.325 | 11 | 114 | 10 |  | Fixed | Roof
NJSTRE1545472199 |  | Transition Incentive Program | MARLTON | 8053 | 13 | 13 | Residential | Yes | Behind the Meter | Net-metered residential rooftop and canopy |  | None | Vivint Solar Developer, LLC | PSE&G | Accepted | 2020-08-20 | 2020-08-20 | 2021-10-30 | JINKO SOLAR | JKM325M-60HBL | Solar Panels |  | 0.325 | 12 | 114 | 23 |  | Fixed | Roof
NJSTRE1545472199 |  | Transition Incentive Program | MARLTON | 8053 | 13 | 13 | Residential | Yes | Behind the Meter | Net-metered residential rooftop and canopy |  | None | Vivint Solar Developer, LLC | PSE&G | Accepted | 2020-08-20 | 2020-08-20 | 2021-10-30 | JINKO SOLAR | JKM325M-60HBL | Solar Panels |  | 0.325 | 3 | 114 | 23 |  | Fixed | Roof
NJSTRE1545472203 |  | Transition Incentive Program | BERGENFIELD | 7621 | 7 | 9.1 | Residential | Yes | Behind the Meter | Net-metered residential rooftop and canopy |  | None | Vivint Solar Developer, LLC | PSE&G | Accepted | 2020-08-18 | 2020-08-19 | 2021-10-30 | SOLAREDGE | SE7600H-US | Inverters | 7600 |  | 1 |  |  | 0.992 |  | Outdoor | Near the Utility Meter
NJSTRE1545472203 |  | Transition Incentive Program | BERGENFIELD | 7621 | 7 | 9.1 | Residential | Yes | Behind the Meter | Net-metered residential rooftop and canopy |  | None | Vivint Solar Developer, LLC | PSE&G | Accepted | 2020-08-18 | 2020-08-19 | 2021-10-30 | JINKO SOLAR | JKM325M-60HBL | Solar Panels |  | 0.325 | 10 | 357 | 32 |  | Fixed | Roof
NJSTRE1545472203 |  | Transition Incentive Program | BERGENFIELD | 7621 | 7 | 9.1 | Residential | Yes | Behind the Meter | Net-metered residential rooftop and canopy |  | None | Vivint Solar Developer, LLC | PSE&G | Accepted | 2020-08-18 | 2020-08-19 | 2021-10-30 | JINKO SOLAR | JKM325M-60HBL | Solar Panels |  | 0.325 | 18 | 177 | 32 |  | Fixed | Roof
NJSTRE1545472209 |  | Transition Incentive Program | Smithville | 8205 | 19 | 7.04 | Residential | No | Behind the Meter | Net-metered residential rooftop and canopy |  | None | Posigen NJ LLC | AC Electric | Accepted | 2020-08-17 | 2020-08-19 | 2021-10-30 | SolarEdge | SE7600H-US | Inverters | 7600 |  | 1 |  |  | 0.99 |  | Outside | within ten feet of meter
NJSTRE1545472209 |  | Transition Incentive Program | Smithville | 8205 | 19 | 7.04 | Residential | No | Behind the Meter | Net-metered residential rooftop and canopy |  | None | Posigen NJ LLC | AC Electric | Accepted | 2020-08-17 | 2020-08-19 | 2021-10-30 | Hanwha Q-Cells | Q.PEAK DUO-G5 320 | Solar Panels |  | 0.32 | 22 | 2787,98 | 30 |  | Fixed | Roof
NJSTRE1545472213 |  | Transition Incentive Program | GLEN RIDGE | 7028 | 9 | 4.23 | Residential | Yes | Behind the Meter | Net-metered residential rooftop and canopy |  | None | Vivint Solar Developer, LLC | PSE&G | Accepted | 2020-08-17 | 2020-08-19 | 2021-10-30 | SOLAREDGE | SE3800H-US | Inverters | 3800 |  | 1 |  |  | 0.992 |  | Outdoor | Near the Utility Meter
NJSTRE1545472213 |  | Transition Incentive Program | GLEN RIDGE | 7028 | 9 | 4.23 | Residential | Yes | Behind the Meter | Net-metered residential rooftop and canopy |  | None | Vivint Solar Developer, LLC | PSE&G | Accepted | 2020-08-17 | 2020-08-19 | 2021-10-30 | JINKO SOLAR | JKM325M-60HBL | Solar Panels |  | 0.325 | 13 | 26 | 36 |  | Fixed | Roof
NJSTRE1545472222 |  | Transition Incentive Program | Clifton | 7013 | 6 | 5.12 | Residential | No | Behind the Meter | Net-metered residential rooftop and canopy |  | None | Posigen NJ LLC | PSE&G | Accepted | 2020-08-17 | 2020-08-20 | 2021-10-30 | SolarEdge | SE6000H-US | Inverters | 6000 |  | 1 |  |  | 0.99 |  | Outside | within ten feet of meter
NJSTRE1545472222 |  | Transition Incentive Program | Clifton | 7013 | 6 | 5.12 | Residential | No | Behind the Meter | Net-metered residential rooftop and canopy |  | None | Posigen NJ LLC | PSE&G | Accepted | 2020-08-17 | 2020-08-20 | 2021-10-30 | Hanwha Q-Cells | Q.PEAK DUO-G5 320 | Solar Panels |  | 0.32 | 16 | 121 | 16 |  | Fixed | Roof
NJSTRE1545472227 |  | Transition Incentive Program | Cinnaminson | 8077 | 13 | 49.68 | Commercial | No | Behind the Meter | Net-metered non-residential rooftop and canopy |  | None | Spectacular Solar | PSE&G | Accepted | 2020-09-08 | 2020-09-08 | 2021-10-30 | Solar Edge | SE14.4KUS | Inverters | 14400 |  | 1 |  |  | 0.97 |  | Indoor | Next to meter
NJSTRE1545472227 |  | Transition Incentive Program | Cinnaminson | 8077 | 13 | 49.68 | Commercial | No | Behind the Meter | Net-metered non-residential rooftop and canopy |  | None | Spectacular Solar | PSE&G | Accepted | 2020-09-08 | 2020-09-08 | 2021-10-30 | HANWAH QCELL | q.plus l-g4.2 345 | Solar Panels |  | 0.345 | 144 | 132 | 0 |  | Fixed | Roof
NJSTRE1545472234 |  | Transition Incentive Program | WALDWICK | 7463 | 7 | 7 | Residential | No | Behind the Meter | Net-metered residential rooftop and canopy |  | None | Infinity Solar Systems | PSE&G | Accepted | 2020-08-17 | 2020-08-19 | 2021-10-30 | ENPHASE | IQ7-60-X-US | Inverters | 240 |  | 20 |  |  | 0.97 |  | Outside | MICROINVERTERS
NJSTRE1545472234 |  | Transition Incentive Program | WALDWICK | 7463 | 7 | 7 | Residential | No | Behind the Meter | Net-metered residential rooftop and canopy |  | None | Infinity Solar Systems | PSE&G | Accepted | 2020-08-17 | 2020-08-19 | 2021-10-30 | LG | LG350N1C-V5 | Solar Panels |  | 0.35 | 20 | 106 | 35 |  | Fixed | Roof
NJSTRE1545472235 |  | Transition Incentive Program | BEACHWOOD | 8722 | 18 | 14.63 | Residential | Yes | Behind the Meter | Net-metered residential rooftop and canopy |  | None | Vivint Solar Developer, LLC | JCP&L | Accepted | 2020-08-18 | 2020-08-19 | 2021-10-30 | SOLAREDGE | SE3800H-US | Inverters | 3800 |  | 1 |  |  | 0.992 |  | Outdoor | Near the Utility Meter
NJSTRE1545472235 |  | Transition Incentive Program | BEACHWOOD | 8722 | 18 | 14.63 | Residential | Yes | Behind the Meter | Net-metered residential rooftop and canopy |  | None | Vivint Solar Developer, LLC | JCP&L | Accepted | 2020-08-18 | 2020-08-19 | 2021-10-30 | SOLAREDGE | SE7600H-US | Inverters | 7600 |  | 1 |  |  | 0.992 |  | Outdoor | Near the Utility Meter
NJSTRE1545472235 |  | Transition Incentive Program | BEACHWOOD | 8722 | 18 | 14.63 | Residential | Yes | Behind the Meter | Net-metered residential rooftop and canopy |  | None | Vivint Solar Developer, LLC | JCP&L | Accepted | 2020-08-18 | 2020-08-19 | 2021-10-30 | JINKO SOLAR | JKM325M-60HBL | Solar Panels |  | 0.325 | 12 | 304 | 32 |  | Fixed | Roof
NJSTRE1545472235 |  | Transition Incentive Program | BEACHWOOD | 8722 | 18 | 14.63 | Residential | Yes | Behind the Meter | Net-metered residential rooftop and canopy |  | None | Vivint Solar Developer, LLC | JCP&L | Accepted | 2020-08-18 | 2020-08-19 | 2021-10-30 | JINKO SOLAR | JKM325M-60HBL | Solar Panels |  | 0.325 | 13 | 304 | 30 |  | Fixed | Roof
NJSTRE1545472235 |  | Transition Incentive Program | BEACHWOOD | 8722 | 18 | 14.63 | Residential | Yes | Behind the Meter | Net-metered residential rooftop and canopy |  | None | Vivint Solar Developer, LLC | JCP&L | Accepted | 2020-08-18 | 2020-08-19 | 2021-10-30 | JINKO SOLAR | JKM325M-60HBL | Solar Panels |  | 0.325 | 20 | 124 | 30 |  | Fixed | Roof
NJSTRE1545472241 |  | Transition Incentive Program | clementon | 8021 | 14 | 5.78 | Residential | Yes | Behind the Meter | Net-metered residential rooftop and canopy |  | None | Vision Solar LLC | AC Electric | Accepted | 2020-08-17 | 2020-08-19 | 2021-10-30 | ENPHASE | IQ7-60-2-US | Inverters | 0.24 |  | 17 |  |  | 0.96 |  | Other | behind each panel
NJSTRE1545472241 |  | Transition Incentive Program | clementon | 8021 | 14 | 5.78 | Residential | Yes | Behind the Meter | Net-metered residential rooftop and canopy |  | None | Vision Solar LLC | AC Electric | Accepted | 2020-08-17 | 2020-08-19 | 2021-10-30 | HANWHA Q-CELLS | Q.PEAK DUO-G6 340 | Solar Panels |  | 0.34 | 9 | 170 | 24 |  | Fixed | Roof
NJSTRE1545472241 |  | Transition Incentive Program | clementon | 8021 | 14 | 5.78 | Residential | Yes | Behind the Meter | Net-metered residential rooftop and canopy |  | None | Vision Solar LLC | AC Electric | Accepted | 2020-08-17 | 2020-08-19 | 2021-10-30 | HANWHA Q-CELLS | Q.PEAK DUO-G6 340 | Solar Panels |  | 0.34 | 8 | 350 | 24 |  | Fixed | Roof
NJSTRE1545472252 |  | Transition Incentive Program | Plainfield | 7060 | 10 | 9.6 | Residential | No | Behind the Meter | Net-metered residential rooftop and canopy |  | None | Posigen NJ LLC | PSE&G | Accepted | 2020-08-17 | 2020-08-20 | 2021-10-30 | SolarEdge | SE10000H-US | Inverters | 10000 |  | 1 |  |  | 0.99 |  | Outside | within ten feet of meter
NJSTRE1545472252 |  | Transition Incentive Program | Plainfield | 7060 | 10 | 9.6 | Residential | No | Behind the Meter | Net-metered residential rooftop and canopy |  | None | Posigen NJ LLC | PSE&G | Accepted | 2020-08-17 | 2020-08-20 | 2021-10-30 | Hanwha Q-Cells | Q.PEAK DUO-G5 320 | Solar Panels |  | 0.32 | 30 | 170,260,80 | 24 |  | Fixed | Roof
NJSTRE1545472268 |  | Transition Incentive Program | Cherry Hill | 8003 | 14 | 10.44 | Residential | No | Behind the Meter | Net-metered residential rooftop and canopy |  | None | Green Power Energy | PSE&G | Accepted | 2020-08-17 | 2020-08-20 | 2021-10-30 | Enphase Energy | IQ7PLUS-72-2-US | Inverters | 290 |  | 29 |  |  | 0.975 |  | Outside | next to meter
NJSTRE1545472268 |  | Transition Incentive Program | Cherry Hill | 8003 | 14 | 10.44 | Residential | No | Behind the Meter | Net-metered residential rooftop and canopy |  | None | Green Power Energy | PSE&G | Accepted | 2020-08-17 | 2020-08-20 | 2021-10-30 | LG Electronics | LG360Q1K-V5 | Solar Panels |  | 0.36 | 15 | 93 | 34 |  | Fixed | Roof
NJSTRE1545472268 |  | Transition Incentive Program | Cherry Hill | 8003 | 14 | 10.44 | Residential | No | Behind the Meter | Net-metered residential rooftop and canopy |  | None | Green Power Energy | PSE&G | Accepted | 2020-08-17 | 2020-08-20 | 2021-10-30 | LG Electronics | LG360Q1K-V5 | Solar Panels |  | 0.36 | 14 | 183 | 43 |  | Fixed | Roof
NJSTRE1545472296 |  | Transition Incentive Program | Brick | 8724 | 18 | 5.6 | Residential | Yes | Behind the Meter | Net-metered residential rooftop and canopy |  | None | Pro Custom Solar dba Momentum Solar | JCP&L | Accepted | 2020-08-17 | 2020-08-20 | 2021-10-30 | Enphase | IQ7Plus-72-2-US | Inverters | 290 |  | 16 |  |  | 0.97 |  | Outdoor | Roof
NJSTRE1545472296 |  | Transition Incentive Program | Brick | 8724 | 18 | 5.6 | Residential | Yes | Behind the Meter | Net-metered residential rooftop and canopy |  | None | Pro Custom Solar dba Momentum Solar | JCP&L | Accepted | 2020-08-17 | 2020-08-20 | 2021-10-30 | LG ELECTRONICS | LG 350N1C-V5 | Solar Panels |  | 0.35 | 5 | 86 | 23 |  | Fixed | Roof
NJSTRE1545472296 |  | Transition Incentive Program | Brick | 8724 | 18 | 5.6 | Residential | Yes | Behind the Meter | Net-metered residential rooftop and canopy |  | None | Pro Custom Solar dba Momentum Solar | JCP&L | Accepted | 2020-08-17 | 2020-08-20 | 2021-10-30 | LG ELECTRONICS | LG 350N1C-V5 | Solar Panels |  | 0.35 | 11 | 266 | 21 |  | Fixed | Roof
NJSTRE1545472303 |  | Transition Incentive Program | Roselle | 7203 | 10 | 6.3 | Residential | Yes | Behind the Meter | Net-metered residential rooftop and canopy |  | None | Pro Custom Solar dba Momentum Solar | PSE&G | Accepted | 2020-08-17 | 2020-08-20 | 2021-10-30 | Enphase | IQ7PLUS-72-2-US | Inverters | 290 |  | 18 |  |  | 0.97 |  | Outdoor | Roof
NJSTRE1545472303 |  | Transition Incentive Program | Roselle | 7203 | 10 | 6.3 | Residential | Yes | Behind the Meter | Net-metered residential rooftop and canopy |  | None | Pro Custom Solar dba Momentum Solar | PSE&G | Accepted | 2020-08-17 | 2020-08-20 | 2021-10-30 | LG | LG 350N1C-V5 | Solar Panels |  | 0.35 | 8 | 350 | 18 |  | Fixed | Roof
NJSTRE1545472303 |  | Transition Incentive Program | Roselle | 7203 | 10 | 6.3 | Residential | Yes | Behind the Meter | Net-metered residential rooftop and canopy |  | None | Pro Custom Solar dba Momentum Solar | PSE&G | Accepted | 2020-08-17 | 2020-08-20 | 2021-10-30 | LG | LG 350N1C-V5 | Solar Panels |  | 0.35 | 10 | 170 | 40 |  | Fixed | Roof
NJSTRE1545472317 |  | Transition Incentive Program | Princeton Twp | 8540 | 12 | 11.39 | Residential | No | Behind the Meter | Net-metered residential rooftop and canopy |  | None | Green Power energy | PSE&G | Accepted | 2020-08-17 | 2020-08-20 | 2021-10-30 | Enphase Energy | IQ7PLUS-72-2-US | Inverters | 290 |  | 30 |  |  | 0.975 |  | Outside | next to meter
NJSTRE1545472317 |  | Transition Incentive Program | Princeton Twp | 8540 | 12 | 11.39 | Residential | No | Behind the Meter | Net-metered residential rooftop and canopy |  | None | Green Power energy | PSE&G | Accepted | 2020-08-17 | 2020-08-20 | 2021-10-30 | Hanwha | Q.PEAK DUO BLK-G6 335 | Solar Panels |  | 0.335 | 15 | 180 | 11 |  | Fixed | Roof
NJSTRE1545472317 |  | Transition Incentive Program | Princeton Twp | 8540 | 12 | 11.39 | Residential | No | Behind the Meter | Net-metered residential rooftop and canopy |  | None | Green Power energy | PSE&G | Accepted | 2020-08-17 | 2020-08-20 | 2021-10-30 | Hanwha | Q.PEAK DUO BLK-G6 335 | Solar Panels |  | 0.335 | 19 | 90 | 11 |  | Fixed | Roof
NJSTRE1545472396 |  | Transition Incentive Program | Rahway | 7065 | 10 | 6.65 | Residential | Yes | Behind the Meter | Net-metered residential rooftop and canopy |  | None | Pro Custom Solar dba Momentum Solar | PSE&G | Accepted | 2020-08-17 | 2020-08-20 | 2021-10-30 | Enphase | IQ7PLUS-72-2-US | Inverters | 290 |  | 19 |  |  | 0.97 |  | Outdoor | Roof
NJSTRE1545472396 |  | Transition Incentive Program | Rahway | 7065 | 10 | 6.65 | Residential | Yes | Behind the Meter | Net-metered residential rooftop and canopy |  | None | Pro Custom Solar dba Momentum Solar | PSE&G | Accepted | 2020-08-17 | 2020-08-20 | 2021-10-30 | LG | LG 350N1C-V5 | Solar Panels |  | 0.35 | 9 | 74 | 10 |  | Fixed | Roof
NJSTRE1545472396 |  | Transition Incentive Program | Rahway | 7065 | 10 | 6.65 | Residential | Yes | Behind the Meter | Net-metered residential rooftop and canopy |  | None | Pro Custom Solar dba Momentum Solar | PSE&G | Accepted | 2020-08-17 | 2020-08-20 | 2021-10-30 | LG | LG 350N1C-V5 | Solar Panels |  | 0.35 | 10 | 255 | 45 |  | Fixed | Roof
NJSTRE1545472411 |  | Transition Incentive Program | MORRISTOWN | 7960 | 3 | 12.35 | Residential | Yes | Behind the Meter | Net-metered residential rooftop and canopy |  | None | Vivint Solar Developer, LLC | JCP&L | Accepted | 2020-08-18 | 2020-08-20 | 2021-10-30 | SolarEdge | SE10000H-US | Inverters | 10000 |  | 1 |  |  | 0.992 |  | Outdoor | Near the Utility Meter
NJSTRE1545472411 |  | Transition Incentive Program | MORRISTOWN | 7960 | 3 | 12.35 | Residential | Yes | Behind the Meter | Net-metered residential rooftop and canopy |  | None | Vivint Solar Developer, LLC | JCP&L | Accepted | 2020-08-18 | 2020-08-20 | 2021-10-30 | JinkoSolar | JKM325M-60HBL | Solar Panels |  | 0.325 | 10 | 295 | 20 |  | Fixed | Roof
NJSTRE1545472411 |  | Transition Incentive Program | MORRISTOWN | 7960 | 3 | 12.35 | Residential | Yes | Behind the Meter | Net-metered residential rooftop and canopy |  | None | Vivint Solar Developer, LLC | JCP&L | Accepted | 2020-08-18 | 2020-08-20 | 2021-10-30 | JinkoSolar | JKM325M-60HBL | Solar Panels |  | 0.325 | 6 | 115 | 20 |  | Fixed | Roof
NJSTRE1545472411 |  | Transition Incentive Program | MORRISTOWN | 7960 | 3 | 12.35 | Residential | Yes | Behind the Meter | Net-metered residential rooftop and canopy |  | None | Vivint Solar Developer, LLC | JCP&L | Accepted | 2020-08-18 | 2020-08-20 | 2021-10-30 | JINKO SOLAR | JKM325M-60HBL | Solar Panels |  | 0.325 | 10 | 25 | 20 |  | Fixed | Roof
NJSTRE1545472411 |  | Transition Incentive Program | MORRISTOWN | 7960 | 3 | 12.35 | Residential | Yes | Behind the Meter | Net-metered residential rooftop and canopy |  | None | Vivint Solar Developer, LLC | JCP&L | Accepted | 2020-08-18 | 2020-08-20 | 2021-10-30 | JinkoSolar | JKM325M-60HBL | Solar Panels |  | 0.325 | 12 | 205 | 20 |  | Fixed | Roof
NJSTRE1545472429 |  | Transition Incentive Program | Linden | 7036 | 10 | 10.85 | Residential | Yes | Behind the Meter | Net-metered residential rooftop and canopy |  | None | Pro Custom Solar dba Momentum Solar | PSE&G | Accepted | 2020-08-17 | 2020-08-20 | 2021-10-30 | Enphase | IQ7PLUS-72-2-US | Inverters | 290 |  | 31 |  |  | 0.97 |  | Outdoor | Roof
NJSTRE1545472429 |  | Transition Incentive Program | Linden | 7036 | 10 | 10.85 | Residential | Yes | Behind the Meter | Net-metered residential rooftop and canopy |  | None | Pro Custom Solar dba Momentum Solar | PSE&G | Accepted | 2020-08-17 | 2020-08-20 | 2021-10-30 | LG | LG 350N1C-V5 | Solar Panels |  | 0.35 | 14 | 261 | 25 |  | Fixed | Roof
NJSTRE1545472429 |  | Transition Incentive Program | Linden | 7036 | 10 | 10.85 | Residential | Yes | Behind the Meter | Net-metered residential rooftop and canopy |  | None | Pro Custom Solar dba Momentum Solar | PSE&G | Accepted | 2020-08-17 | 2020-08-20 | 2021-10-30 | LG | LG 350N1C-V5 | Solar Panels |  | 0.35 | 5 | 351 | 7 |  | Fixed | Roof
NJSTRE1545472429 |  | Transition Incentive Program | Linden | 7036 | 10 | 10.85 | Residential | Yes | Behind the Meter | Net-metered residential rooftop and canopy |  | None | Pro Custom Solar dba Momentum Solar | PSE&G | Accepted | 2020-08-17 | 2020-08-20 | 2021-10-30 | LG | LG 350N1C-V5 | Solar Panels |  | 0.35 | 12 | 171 | 39 |  | Fixed | Roof
NJSTRE1545472444 |  | Transition Incentive Program | Piscataway Twp | 8854 | 11 | 8.88 | Residential | No | Behind the Meter | Net-metered residential rooftop and canopy |  | None | Greeb Power Energy | PSE&G | Accepted | 2020-08-17 | 2020-08-20 | 2021-10-30 | Enphase Energy | IQ7PLUS-72-2-US | Inverters | 290 |  | 24 |  |  | 0.975 |  | Outside | next to meter
NJSTRE1545472444 |  | Transition Incentive Program | Piscataway Twp | 8854 | 11 | 8.88 | Residential | No | Behind the Meter | Net-metered residential rooftop and canopy |  | None | Greeb Power Energy | PSE&G | Accepted | 2020-08-17 | 2020-08-20 | 2021-10-30 | Solaria | XT-370R-PD | Solar Panels |  | 0.37 | 8 | 205 | 19 |  | Fixed | Roof
NJSTRE1545472444 |  | Transition Incentive Program | Piscataway Twp | 8854 | 11 | 8.88 | Residential | No | Behind the Meter | Net-metered residential rooftop and canopy |  | None | Greeb Power Energy | PSE&G | Accepted | 2020-08-17 | 2020-08-20 | 2021-10-30 | Solaria | XT-370R-PD | Solar Panels |  | 0.37 | 16 | 205 | 19 |  | Fixed | Roof
NJSTRE1545472445 |  | Transition Incentive Program | Franklin Park | 8823 | 5 | 8.84 | Residential | Yes | Behind the Meter | Net-metered residential rooftop and canopy |  | None | Vision Solar LLC | PSE&G | Accepted | 2020-08-17 | 2020-08-20 | 2021-10-30 | ENPHASE | IQ7-60-2-US | Inverters | 0.24 |  | 26 |  |  | 0.96 |  | Other | BEHIND EACH PANEL
NJSTRE1545472445 |  | Transition Incentive Program | Franklin Park | 8823 | 5 | 8.84 | Residential | Yes | Behind the Meter | Net-metered residential rooftop and canopy |  | None | Vision Solar LLC | PSE&G | Accepted | 2020-08-17 | 2020-08-20 | 2021-10-30 | HANWHA Q-CELLS | Q.PEAK DUO-G6 340 | Solar Panels |  | 0.34 | 10 | 149 | 20 |  | Fixed | Roof
NJSTRE1545472445 |  | Transition Incentive Program | Franklin Park | 8823 | 5 | 8.84 | Residential | Yes | Behind the Meter | Net-metered residential rooftop and canopy |  | None | Vision Solar LLC | PSE&G | Accepted | 2020-08-17 | 2020-08-20 | 2021-10-30 | HANWHA Q-CELLS | Q.PEAK DUO-G6 340 | Solar Panels |  | 0.34 | 16 | 150 | 20 |  | Fixed | Roof
NJSTRE1545472472 |  | Transition Incentive Program | Millburn | 7041 | 9 | 12.24 | Residential | No | Behind the Meter | Net-metered residential rooftop and canopy |  | None | Tesla Energy Operations Inc. | PSE&G | Accepted | 2020-08-17 | 2020-08-20 | 2021-10-30 | Tesla | AC Powerwall 2.0 | Electric Storage Battery |  |  | 3 |  |  |  | Lithium Ion |  | Outside
NJSTRE1545472472 |  | Transition Incentive Program | Millburn | 7041 | 9 | 12.24 | Residential | No | Behind the Meter | Net-metered residential rooftop and canopy |  | None | Tesla Energy Operations Inc. | PSE&G | Accepted | 2020-08-17 | 2020-08-20 | 2021-10-30 | Delta Electronics | M10-TL-US [240V] | Inverters | 9600 |  | 1 |  |  | 0.975 |  | Outside | Outside
NJSTRE1545472472 |  | Transition Incentive Program | Millburn | 7041 | 9 | 12.24 | Residential | No | Behind the Meter | Net-metered residential rooftop and canopy |  | None | Tesla Energy Operations Inc. | PSE&G | Accepted | 2020-08-17 | 2020-08-20 | 2021-10-30 | Hanwha Q-CELLS | Q.Peak DUO BLK-G6+ 340 | Solar Panels |  | 0.34 | 36 | 217 | 23 |  | Fixed | Roof
NJSTRE1545473750 |  | Transition Incentive Program | Somerset | 8873 | 5 | 8.32 | Residential | No | Behind the Meter | Net-metered residential rooftop and canopy |  | None | Ampericon | PSE&G | Accepted | 2020-08-17 | 2020-08-20 | 2021-10-30 | EnPhase | IQ7 | Inverters | 240 |  | 26 |  |  | 0.965 |  | Other | Roof
NJSTRE1545473750 |  | Transition Incentive Program | Somerset | 8873 | 5 | 8.32 | Residential | No | Behind the Meter | Net-metered residential rooftop and canopy |  | None | Ampericon | PSE&G | Accepted | 2020-08-17 | 2020-08-20 | 2021-10-30 | Silfab | SLA-M-320 | Solar Panels |  | 0.32 | 26 | 131 | 20 |  | Fixed | Roof
NJSTRE1545473752 |  | Transition Incentive Program | Wayne | 7470 | 6 | 13.97 | Residential | No | Behind the Meter | Net-metered residential rooftop and canopy |  | None | Tesla Energy Operations Inc. | PSE&G | Accepted | 2020-08-17 | 2020-08-20 | 2021-10-30 | Tesla | AC Powerwall 2.0 | Electric Storage Battery |  |  | 3 |  |  |  | Lithium Ion |  | Outside
NJSTRE1545473752 |  | Transition Incentive Program | Wayne | 7470 | 6 | 13.97 | Residential | No | Behind the Meter | Net-metered residential rooftop and canopy |  | None | Tesla Energy Operations Inc. | PSE&G | Accepted | 2020-08-17 | 2020-08-20 | 2021-10-30 | Delta | M8-TL-US [240V] | Inverters | 7680 |  | 2 |  |  | 0.975 |  | Outdoor | Outdoor
NJSTRE1545473752 |  | Transition Incentive Program | Wayne | 7470 | 6 | 13.97 | Residential | No | Behind the Meter | Net-metered residential rooftop and canopy |  | None | Tesla Energy Operations Inc. | PSE&G | Accepted | 2020-08-17 | 2020-08-20 | 2021-10-30 | Tesla | SR60T1 | Solar Panels |  | 0.05847 | 29 | 296 | 38 |  | Fixed | Roof
NJSTRE1545473752 |  | Transition Incentive Program | Wayne | 7470 | 6 | 13.97 | Residential | No | Behind the Meter | Net-metered residential rooftop and canopy |  | None | Tesla Energy Operations Inc. | PSE&G | Accepted | 2020-08-17 | 2020-08-20 | 2021-10-30 | Tesla | SR60T1 | Solar Panels |  | 0.05847 | 27 | 27 | 32 |  | Fixed | Roof
NJSTRE1545473752 |  | Transition Incentive Program | Wayne | 7470 | 6 | 13.97 | Residential | No | Behind the Meter | Net-metered residential rooftop and canopy |  | None | Tesla Energy Operations Inc. | PSE&G | Accepted | 2020-08-17 | 2020-08-20 | 2021-10-30 | Tesla | SR60T1 | Solar Panels |  | 0.05847 | 46 | 26 | 38 |  | Fixed | Roof
NJSTRE1545473752 |  | Transition Incentive Program | Wayne | 7470 | 6 | 13.97 | Residential | No | Behind the Meter | Net-metered residential rooftop and canopy |  | None | Tesla Energy Operations Inc. | PSE&G | Accepted | 2020-08-17 | 2020-08-20 | 2021-10-30 | Tesla | SR60T1 | Solar Panels |  | 0.05847 | 61 | 206 | 38 |  | Fixed | Roof
NJSTRE1545473752 |  | Transition Incentive Program | Wayne | 7470 | 6 | 13.97 | Residential | No | Behind the Meter | Net-metered residential rooftop and canopy |  | None | Tesla Energy Operations Inc. | PSE&G | Accepted | 2020-08-17 | 2020-08-20 | 2021-10-30 | Tesla | SR60T1 | Solar Panels |  | 0.05847 | 27 | 207 | 32 |  | Fixed | Roof
NJSTRE1545473752 |  | Transition Incentive Program | Wayne | 7470 | 6 | 13.97 | Residential | No | Behind the Meter | Net-metered residential rooftop and canopy |  | None | Tesla Energy Operations Inc. | PSE&G | Accepted | 2020-08-17 | 2020-08-20 | 2021-10-30 | Tesla | SR60T1 | Solar Panels |  | 0.05847 | 25 | 117 | 32 |  | Fixed | Roof
NJSTRE1545473752 |  | Transition Incentive Program | Wayne | 7470 | 6 | 13.97 | Residential | No | Behind the Meter | Net-metered residential rooftop and canopy |  | None | Tesla Energy Operations Inc. | PSE&G | Accepted | 2020-08-17 | 2020-08-20 | 2021-10-30 | Tesla | SR60T1 | Solar Panels |  | 0.05847 | 24 | 116 | 38 |  | Fixed | Roof
NJSTRE1545473791 |  | Transition Incentive Program | Jersey City | 7306 | 8 | 11.88 | Residential | No | Behind the Meter | Net-metered residential rooftop and canopy |  | None | SunPower Corporation, Systems | PSE&G | Accepted | 2020-08-18 | 2020-08-20 | 2021-10-30 | SunPower | SPR-X22-360-E-AC | Inverters | 320 |  | 33 |  |  | 0.96 |  | Other | under each panel
NJSTRE1545473791 |  | Transition Incentive Program | Jersey City | 7306 | 8 | 11.88 | Residential | No | Behind the Meter | Net-metered residential rooftop and canopy |  | None | SunPower Corporation, Systems | PSE&G | Accepted | 2020-08-18 | 2020-08-20 | 2021-10-30 | SunPower | SPR-X22-360-E-AC | Solar Panels |  | 0.36 | 13 | 126 | 20 |  | Fixed | Roof
NJSTRE1545473791 |  | Transition Incentive Program | Jersey City | 7306 | 8 | 11.88 | Residential | No | Behind the Meter | Net-metered residential rooftop and canopy |  | None | SunPower Corporation, Systems | PSE&G | Accepted | 2020-08-18 | 2020-08-20 | 2021-10-30 | SunPower | SPR-X22-360-E-AC | Solar Panels |  | 0.36 | 20 | 306 | 20 |  | Fixed | Roof
NJSTRE1545475355 |  | Transition Incentive Program | Princeton Junction | 8550 | 12 | 301.76 | Commercial | No | Behind the Meter | Net-metered non-residential rooftop and canopy |  | None | Summit Solar Company LLC | PSE&G | Accepted | 2020-08-18 | 2020-08-20 | 2021-10-30 | SolarEdge | SE 100KUS | Inverters | 100000 |  | 2 |  |  | 0.985 |  | Outside | Wall or roof
NJSTRE1545475355 |  | Transition Incentive Program | Princeton Junction | 8550 | 12 | 301.76 | Commercial | No | Behind the Meter | Net-metered non-residential rooftop and canopy |  | None | Summit Solar Company LLC | PSE&G | Accepted | 2020-08-18 | 2020-08-20 | 2021-10-30 | SolarEdge | SE 66.6KUS | Inverters | 66600 |  | 1 |  |  | 0.985 |  | Outside | Wall or roof
NJSTRE1545475355 |  | Transition Incentive Program | Princeton Junction | 8550 | 12 | 301.76 | Commercial | No | Behind the Meter | Net-metered non-residential rooftop and canopy |  | None | Summit Solar Company LLC | PSE&G | Accepted | 2020-08-18 | 2020-08-20 | 2021-10-30 | Astronergy | AstroTwinsTM CHSM72M(DG)/F-BH 410W | Solar Panels |  | 0.41 | 736 | 182 | 8 |  | Fixed | Roof
NJSTRE1545475398 |  | Transition Incentive Program | ELMER | 8318 | 16 | 11.34 | Residential | Yes | Behind the Meter | Net-metered residential rooftop and canopy |  | None | Suntuity Solar LLC | AC Electric | Accepted | 2020-08-18 | 2020-08-20 | 2021-10-30 | Enphase Energy | IQ7-60-2-US | Inverters | 240 |  | 36 |  |  | 0.97 |  | Outdoor | Behind the PV Modules
NJSTRE1545475398 |  | Transition Incentive Program | ELMER | 8318 | 16 | 11.34 | Residential | Yes | Behind the Meter | Net-metered residential rooftop and canopy |  | None | Suntuity Solar LLC | AC Electric | Accepted | 2020-08-18 | 2020-08-20 | 2021-10-30 | Longi | LR6-60HPB-315M | Solar Panels |  | 0.315 | 14 | 250 | 22 |  | Fixed | Roof
NJSTRE1545475398 |  | Transition Incentive Program | ELMER | 8318 | 16 | 11.34 | Residential | Yes | Behind the Meter | Net-metered residential rooftop and canopy |  | None | Suntuity Solar LLC | AC Electric | Accepted | 2020-08-18 | 2020-08-20 | 2021-10-30 | Longi | LR6-60HPB-315M | Solar Panels |  | 0.315 | 22 | 70 | 22 |  | Fixed | Roof
NJSTRE1545475419 |  | Transition Incentive Program | West Cape May | 8204 | 21 | 6.03 | Residential | No | Behind the Meter | Net-metered residential rooftop and canopy |  | None | Green Power Energy | AC Electric | Accepted | 2020-08-18 | 2020-08-20 | 2021-10-30 | Enphase Energy | IQ7PLUS-72-2-US | Inverters | 290 |  | 18 |  |  | 0.975 |  | Outside | next to meter
NJSTRE1545475419 |  | Transition Incentive Program | West Cape May | 8204 | 21 | 6.03 | Residential | No | Behind the Meter | Net-metered residential rooftop and canopy |  | None | Green Power Energy | AC Electric | Accepted | 2020-08-18 | 2020-08-20 | 2021-10-30 | Hanwha | Q.PEAK DUO BLK-G6 335 | Solar Panels |  | 0.335 | 18 | 197 | 27 |  | Fixed | Roof
NJSTRE1545475425 |  | Transition Incentive Program | DEPTFORD | 8096 | 15 | 7.37 | Residential | Yes | Behind the Meter | Net-metered residential rooftop and canopy |  | None | Vision Solar LLC | PSE&G | Accepted | 2020-08-18 | 2020-08-20 | 2021-10-30 | ENPHASE | IQ7-60-2-US | Inverters | 0.24 |  | 22 |  |  | 0.96 |  | Other | BEHIND EACH PANEL
NJSTRE1545475425 |  | Transition Incentive Program | DEPTFORD | 8096 | 15 | 7.37 | Residential | Yes | Behind the Meter | Net-metered residential rooftop and canopy |  | None | Vision Solar LLC | PSE&G | Accepted | 2020-08-18 | 2020-08-20 | 2021-10-30 | Q.PEAK | DUO BLK-G6+ 335 | Solar Panels |  | 0.335 | 7 | 115 | 24 |  | Fixed | Roof
NJSTRE1545475425 |  | Transition Incentive Program | DEPTFORD | 8096 | 15 | 7.37 | Residential | Yes | Behind the Meter | Net-metered residential rooftop and canopy |  | None | Vision Solar LLC | PSE&G | Accepted | 2020-08-18 | 2020-08-20 | 2021-10-30 | Q.PEAK | DUO BLK-G6+ 335 | Solar Panels |  | 0.335 | 9 | 115 | 10 |  | Fixed | Roof
NJSTRE1545475425 |  | Transition Incentive Program | DEPTFORD | 8096 | 15 | 7.37 | Residential | Yes | Behind the Meter | Net-metered residential rooftop and canopy |  | None | Vision Solar LLC | PSE&G | Accepted | 2020-08-18 | 2020-08-20 | 2021-10-30 | Q.PEAK | DUO BLK-G6+ 335 | Solar Panels |  | 0.335 | 6 | 295 | 24 |  | Fixed | Roof
NJSTRE1545475431 |  | Transition Incentive Program | Norwood | 7648 | 7 | 10.73 | Residential | Yes | Behind the Meter | Net-metered residential rooftop and canopy |  | None | Vivint Solar Developer, LLC | Orange Rockland Electric | Accepted | 2020-08-19 | 2020-08-20 | 2021-10-30 | SOLAREDGE | SE7600H-US | Inverters | 7600 |  | 1 |  |  | 0.992 |  | Outdoor | Underneath each module
NJSTRE1545475431 |  | Transition Incentive Program | Norwood | 7648 | 7 | 10.73 | Residential | Yes | Behind the Meter | Net-metered residential rooftop and canopy |  | None | Vivint Solar Developer, LLC | Orange Rockland Electric | Accepted | 2020-08-19 | 2020-08-20 | 2021-10-30 | JINKO SOLAR | JKM325M-60HBL | Solar Panels |  | 0.325 | 20 | 206 | 28 |  | Fixed | Roof
NJSTRE1545475431 |  | Transition Incentive Program | Norwood | 7648 | 7 | 10.73 | Residential | Yes | Behind the Meter | Net-metered residential rooftop and canopy |  | None | Vivint Solar Developer, LLC | Orange Rockland Electric | Accepted | 2020-08-19 | 2020-08-20 | 2021-10-30 | JINKO SOLAR | JKM325M-60HBL | Solar Panels |  | 0.325 | 5 | 116 | 31 |  | Fixed | Roof
NJSTRE1545475431 |  | Transition Incentive Program | Norwood | 7648 | 7 | 10.73 | Residential | Yes | Behind the Meter | Net-metered residential rooftop and canopy |  | None | Vivint Solar Developer, LLC | Orange Rockland Electric | Accepted | 2020-08-19 | 2020-08-20 | 2021-10-30 | JINKO SOLAR | JKM325M-60HBL | Solar Panels |  | 0.325 | 8 | 26 | 28 |  | Fixed | Roof
NJSTRE1545475467 |  | Transition Incentive Program | Newark | 7104 | 9 | 3.74 | Residential | Yes | Behind the Meter | Net-metered residential rooftop and canopy |  | None | Vision Solar LLC | PSE&G | Accepted | 2020-08-18 | 2020-08-20 | 2021-10-30 | ENPHASE | IQ7-60-2-US | Inverters | 0.24 |  | 11 |  |  | 0.96 |  | Other | BEHIND EACH PANEL
NJSTRE1545475467 |  | Transition Incentive Program | Newark | 7104 | 9 | 3.74 | Residential | Yes | Behind the Meter | Net-metered residential rooftop and canopy |  | None | Vision Solar LLC | PSE&G | Accepted | 2020-08-18 | 2020-08-20 | 2021-10-30 | HANWHA Q-CELLS | Q.PEAK DUO-G6 340 | Solar Panels |  | 0.34 | 4 | 21 | 35 |  | Fixed | Roof
NJSTRE1545475467 |  | Transition Incentive Program | Newark | 7104 | 9 | 3.74 | Residential | Yes | Behind the Meter | Net-metered residential rooftop and canopy |  | None | Vision Solar LLC | PSE&G | Accepted | 2020-08-18 | 2020-08-20 | 2021-10-30 | HANWHA Q-CELLS | Q.PEAK DUO-G6 340 | Solar Panels |  | 0.34 | 2 | 201 | 35 |  | Fixed | Roof
NJSTRE1545475467 |  | Transition Incentive Program | Newark | 7104 | 9 | 3.74 | Residential | Yes | Behind the Meter | Net-metered residential rooftop and canopy |  | None | Vision Solar LLC | PSE&G | Accepted | 2020-08-18 | 2020-08-20 | 2021-10-30 | HANWHA Q-CELLS | Q.PEAK DUO-G6 340 | Solar Panels |  | 0.34 | 5 | 202 | 45 |  | Fixed | Roof
NJSTRE1545475473 |  | Transition Incentive Program | West Windsor Twp | 8550 | 12 | 18 | Residential | No | Behind the Meter | Net-metered residential rooftop and canopy |  | None | Green Power energy | PSE&G | Accepted | 2020-08-18 | 2020-08-20 | 2021-10-30 | Solar Edge | SE7600H-US | Inverters | 600 |  | 2 |  |  | 0.97 |  | Outside | Next to Meter
NJSTRE1545475473 |  | Transition Incentive Program | West Windsor Twp | 8550 | 12 | 18 | Residential | No | Behind the Meter | Net-metered residential rooftop and canopy |  | None | Green Power energy | PSE&G | Accepted | 2020-08-18 | 2020-08-20 | 2021-10-30 | LG Electronics | LG360Q1K-V5 | Solar Panels |  | 0.36 | 21 | 271 | 30 |  | Fixed | Roof
NJSTRE1545475473 |  | Transition Incentive Program | West Windsor Twp | 8550 | 12 | 18 | Residential | No | Behind the Meter | Net-metered residential rooftop and canopy |  | None | Green Power energy | PSE&G | Accepted | 2020-08-18 | 2020-08-20 | 2021-10-30 | LG Electronics | LG360Q1K-V5 | Solar Panels |  | 0.36 | 11 | 91 | 30 |  | Fixed | Roof
NJSTRE1545475473 |  | Transition Incentive Program | West Windsor Twp | 8550 | 12 | 18 | Residential | No | Behind the Meter | Net-metered residential rooftop and canopy |  | None | Green Power energy | PSE&G | Accepted | 2020-08-18 | 2020-08-20 | 2021-10-30 | LG Electronics | LG360Q1K-V5 | Solar Panels |  | 0.36 | 18 | 181 | 30 |  | Fixed | Roof
NJSTRE1545475481 |  | Transition Incentive Program | Delran | 8104 | 14 | 5.12 | Residential | No | Behind the Meter | Net-metered residential rooftop and canopy |  | None | Posigen NJ LLC | PSE&G | Accepted | 2020-08-18 | 2020-08-20 | 2021-10-30 | SolarEdge | SE6000H-US | Inverters | 6000 |  | 1 |  |  | 0.99 |  | Outside | within ten feet of meter
NJSTRE1545475481 |  | Transition Incentive Program | Delran | 8104 | 14 | 5.12 | Residential | No | Behind the Meter | Net-metered residential rooftop and canopy |  | None | Posigen NJ LLC | PSE&G | Accepted | 2020-08-18 | 2020-08-20 | 2021-10-30 | Hanwha Q-Cells | Q.PEAK DUO-G5 320 | Solar Panels |  | 0.32 | 16 | 0 | 1 |  | Fixed | Roof
NJSTRE1545475630 |  | Transition Incentive Program | Dorchester | 8316 | 20 | 16.32 | Residential | Yes | Behind the Meter | Net-metered residential rooftop and canopy |  | None | All Season Solar | AC Electric | Accepted | 2020-08-18 | 2020-08-20 | 2021-10-30 | Enphase | IQ7 | Inverters | 240 |  | 51 |  |  | 0.97 |  | Outdoor | under module
NJSTRE1545475630 |  | Transition Incentive Program | Dorchester | 8316 | 20 | 16.32 | Residential | Yes | Behind the Meter | Net-metered residential rooftop and canopy |  | None | All Season Solar | AC Electric | Accepted | 2020-08-18 | 2020-08-20 | 2021-10-30 | Trina | TSMDD06M.05II | Solar Panels |  | 0.32 | 36 | 231 | 30 |  | Fixed | Roof
NJSTRE1545475630 |  | Transition Incentive Program | Dorchester | 8316 | 20 | 16.32 | Residential | Yes | Behind the Meter | Net-metered residential rooftop and canopy |  | None | All Season Solar | AC Electric | Accepted | 2020-08-18 | 2020-08-20 | 2021-10-30 | Trina | TSMDD06M.05II | Solar Panels |  | 0.32 | 15 | 51 | 30 |  | Fixed | Roof
NJSTRE1545475639 |  | Transition Incentive Program | Hamilton | 8619 | 12 | 200 | Commercial | No | Behind the Meter | Net-metered non-residential rooftop and canopy |  | None | Geoscape Solar | PSE&G | Accepted | 2020-08-18 | 2020-08-21 | 2021-10-30 | SolarEdge | SE100kus | Inverters | 100000 |  | 1 |  |  | 0.98 |  | Outside | adj. to utility meter
NJSTRE1545475639 |  | Transition Incentive Program | Hamilton | 8619 | 12 | 200 | Commercial | No | Behind the Meter | Net-metered non-residential rooftop and canopy |  | None | Geoscape Solar | PSE&G | Accepted | 2020-08-18 | 2020-08-21 | 2021-10-30 | SolarEdge | SE66.6kus | Inverters | 66600 |  | 1 |  |  | 0.98 |  | Outside | adj. to utility meter
NJSTRE1545475639 |  | Transition Incentive Program | Hamilton | 8619 | 12 | 200 | Commercial | No | Behind the Meter | Net-metered non-residential rooftop and canopy |  | None | Geoscape Solar | PSE&G | Accepted | 2020-08-18 | 2020-08-21 | 2021-10-30 | Q.PEAK | DUO L-G7.2 | Solar Panels |  | 0.4 | 500 | 275 | 27 |  | Fixed | Roof
NJSTRE1545475661 |  | Transition Incentive Program | Hillsborough | 8844 | 5 | 7.04 | Residential | No | Behind the Meter | Net-metered residential rooftop and canopy |  | None | Posigen NJ LLC | PSE&G | Accepted | 2020-08-18 | 2020-08-20 | 2021-10-30 | SolarEdge | SE7600H-US | Inverters | 7600 |  | 1 |  |  | 0.99 |  | Outside | within ten feet of meter
NJSTRE1545475661 |  | Transition Incentive Program | Hillsborough | 8844 | 5 | 7.04 | Residential | No | Behind the Meter | Net-metered residential rooftop and canopy |  | None | Posigen NJ LLC | PSE&G | Accepted | 2020-08-18 | 2020-08-20 | 2021-10-30 | Hanwha Q-Cells | Q.PEAK DUO-G5 320 | Solar Panels |  | 0.32 | 22 | 105285 | 19 |  | Fixed | Roof
NJSTRE1545475664 |  | Transition Incentive Program | MAYS LANDING | 8330 | 19 | 4.76 | Residential | Yes | Behind the Meter | Net-metered residential rooftop and canopy |  | None | Trinity Solar | AC Electric | Accepted | 2020-08-18 | 2020-08-20 | 2021-10-30 | Solar Edge | SE3800H-US000BNC4 | Inverters | 3800 |  | 1 |  |  | 0.97 |  | Outdoor | side of home
NJSTRE1545475664 |  | Transition Incentive Program | MAYS LANDING | 8330 | 19 | 4.76 | Residential | Yes | Behind the Meter | Net-metered residential rooftop and canopy |  | None | Trinity Solar | AC Electric | Accepted | 2020-08-18 | 2020-08-20 | 2021-10-30 | HANWHA | Q.PEAK DUO BLK-G6 340 | Solar Panels |  | 0.34 | 14 | 140 | 34 |  | Fixed | Roof
NJSTRE1545475798 |  | Transition Incentive Program | Hamilton | 8619 | 12 | 274.4 | Commercial | No | Behind the Meter | Net-metered non-residential rooftop and canopy |  | None | Geoscape Solar | PSE&G | Accepted | 2020-08-18 | 2020-08-24 | 2021-10-30 | SolarEdge | SE66.6kus | Inverters | 66600 |  | 2 |  |  | 0.98 |  | Outside | adj. to utility meter
NJSTRE1545475798 |  | Transition Incentive Program | Hamilton | 8619 | 12 | 274.4 | Commercial | No | Behind the Meter | Net-metered non-residential rooftop and canopy |  | None | Geoscape Solar | PSE&G | Accepted | 2020-08-18 | 2020-08-24 | 2021-10-30 | SolarEdge | SE100kus | Inverters | 100000 |  | 1 |  |  | 0.98 |  | Outside | adj. to utility meter
NJSTRE1545475798 |  | Transition Incentive Program | Hamilton | 8619 | 12 | 274.4 | Commercial | No | Behind the Meter | Net-metered non-residential rooftop and canopy |  | None | Geoscape Solar | PSE&G | Accepted | 2020-08-18 | 2020-08-24 | 2021-10-30 | Q.PEAK | DUO L-G7.2 | Solar Panels |  | 0.4 | 686 | 185 | 5 |  | Fixed | Roof
NJSTRE1545475817 |  | Transition Incentive Program | Hamilton | 8619 | 12 | 131.2 | Commercial | No | Behind the Meter | Net-metered non-residential rooftop and canopy |  | None | Geoscape Solar | PSE&G | Accepted | 2020-08-18 | 2020-08-24 | 2021-10-30 | SolarEdge | SE100KUS | Inverters | 100000 |  | 1 |  |  | 0.98 |  | Outside | adj. to utility meter
NJSTRE1545475817 |  | Transition Incentive Program | Hamilton | 8619 | 12 | 131.2 | Commercial | No | Behind the Meter | Net-metered non-residential rooftop and canopy |  | None | Geoscape Solar | PSE&G | Accepted | 2020-08-18 | 2020-08-24 | 2021-10-30 | Q.Peak | DUO L-G7.2 | Solar Panels |  | 0.4 | 328 | 185 | 5 |  | Fixed | Roof
NJSTRE1545475844 |  | Transition Incentive Program | West Berlin | 8091 | 14 | 3.84 | Residential | No | Behind the Meter | Net-metered residential rooftop and canopy |  | None | Posigen NJ LLC | AC Electric | Accepted | 2020-08-18 | 2020-08-20 | 2021-10-30 | SolarEdge | SE3800H-US | Inverters | 3800 |  | 1 |  |  | 0.99 |  | Outside | within ten feet of meter
NJSTRE1545475844 |  | Transition Incentive Program | West Berlin | 8091 | 14 | 3.84 | Residential | No | Behind the Meter | Net-metered residential rooftop and canopy |  | None | Posigen NJ LLC | AC Electric | Accepted | 2020-08-18 | 2020-08-20 | 2021-10-30 | Hanwha Q-Cells | Q.PEAK DUO-G5 320 | Solar Panels |  | 0.32 | 12 | 243 | 24 |  | Fixed | Roof
NJSTRE1545475854 |  | Transition Incentive Program | Long Branch | 7740 | 17 | 9.28 | Residential | No | Behind the Meter | Net-metered residential rooftop and canopy |  | None | Green Power Energy | JCP&L | Accepted | 2020-08-18 | 2020-08-20 | 2021-10-30 | Enphase Energy | IQ7PLUS-72-2-US | Inverters | 290 |  | 29 |  |  | 0.975 |  | Outside | next to meter
NJSTRE1545475854 |  | Transition Incentive Program | Long Branch | 7740 | 17 | 9.28 | Residential | No | Behind the Meter | Net-metered residential rooftop and canopy |  | None | Green Power Energy | JCP&L | Accepted | 2020-08-18 | 2020-08-20 | 2021-10-30 | Hanwha | Q.PEAK DUO BLK-G5 320 | Solar Panels |  | 0.32 | 23 | 265 | 18 |  | Fixed | Roof
NJSTRE1545475854 |  | Transition Incentive Program | Long Branch | 7740 | 17 | 9.28 | Residential | No | Behind the Meter | Net-metered residential rooftop and canopy |  | None | Green Power Energy | JCP&L | Accepted | 2020-08-18 | 2020-08-20 | 2021-10-30 | Hanwha | Q.PEAK DUO BLK-G5 320 | Solar Panels |  | 0.32 | 6 | 85 | 14 |  | Fixed | Roof
NJSTRE1545475863 |  | Transition Incentive Program | Bayville | 8721 | 18 | 5.12 | Residential | No | Behind the Meter | Net-metered residential rooftop and canopy |  | None | Posigen NJ LLC | JCP&L | Accepted | 2020-08-18 | 2020-08-20 | 2021-10-30 | SolarEdge | SE6000H-US | Inverters | 6000 |  | 1 |  |  | 0.99 |  | Outside | within ten feet of meter
NJSTRE1545475863 |  | Transition Incentive Program | Bayville | 8721 | 18 | 5.12 | Residential | No | Behind the Meter | Net-metered residential rooftop and canopy |  | None | Posigen NJ LLC | JCP&L | Accepted | 2020-08-18 | 2020-08-20 | 2021-10-30 | Hanwha Q-Cells | Q.PEAK DUO-G5 320 | Solar Panels |  | 0.32 | 16 | 262 | 19 |  | Fixed | Roof
NJSTRE1545475901 |  | Transition Incentive Program | Vineland | 8360 | 20 | 7.44 | Residential | No | Behind the Meter | Net-metered residential rooftop and canopy |  | None | Bright Planet Solar | Vineland Muni Electric | Accepted | 2020-08-18 | 2020-08-20 | 2021-10-30 | SOLAR EDGE | SE5000H-USRGM | Inverters | 5000 |  | 1 |  |  | 0.98 |  | Outdoor | OUTSIDE
NJSTRE1545475901 |  | Transition Incentive Program | Vineland | 8360 | 20 | 7.44 | Residential | No | Behind the Meter | Net-metered residential rooftop and canopy |  | None | Bright Planet Solar | Vineland Muni Electric | Accepted | 2020-08-18 | 2020-08-20 | 2021-10-30 | LONGI | LR-60HPB-310M | Solar Panels |  | 0.31 | 24 | 180 | 25 |  | Double Axis | Roof
NJSTRE1545475902 |  | Transition Incentive Program | Millville | 8332 | 20 | 3.84 | Residential | No | Behind the Meter | Net-metered residential rooftop and canopy |  | None | Posigen NJ LLC | AC Electric | Accepted | 2020-08-18 | 2020-08-20 | 2021-10-30 | SolarEdge | SE3800H-US | Inverters | 3800 |  | 1 |  |  | 0.99 |  | Outside | within ten feet of meter
NJSTRE1545475902 |  | Transition Incentive Program | Millville | 8332 | 20 | 3.84 | Residential | No | Behind the Meter | Net-metered residential rooftop and canopy |  | None | Posigen NJ LLC | AC Electric | Accepted | 2020-08-18 | 2020-08-20 | 2021-10-30 | Hanwha Q-Cells | Q.PEAK DUO-G5 320 | Solar Panels |  | 0.32 | 12 | 194,14 | 38 |  | Fixed | Roof
NJSTRE1545475905 |  | Transition Incentive Program | GLENDORA | 8029 | 14 | 4.76 | Residential | Yes | Behind the Meter | Net-metered residential rooftop and canopy |  | None | Trinity Solar | PSE&G | Accepted | 2020-08-18 | 2020-08-20 | 2021-10-30 | Solar Edge | SE3800H-US000BNC4 | Inverters | 3800 |  | 1 |  |  | 0.97 |  | Outdoor | side of home
NJSTRE1545475905 |  | Transition Incentive Program | GLENDORA | 8029 | 14 | 4.76 | Residential | Yes | Behind the Meter | Net-metered residential rooftop and canopy |  | None | Trinity Solar | PSE&G | Accepted | 2020-08-18 | 2020-08-20 | 2021-10-30 | HANWHA | Q.PEAK DUO BLK-G6 340 | Solar Panels |  | 0.34 | 14 | 221 | 20 |  | Fixed | Roof
NJSTRE1545475929 |  | Transition Incentive Program | Sicklerville | 8081 | 14 | 8.18 | Residential | No | Behind the Meter | Net-metered residential rooftop and canopy |  | None | SunnyMac LLC | AC Electric | Accepted | 2020-08-18 | 2020-08-20 | 2021-10-30 | Enphase | IQ7XS-96-ACM-US | Inverters | 0.315 |  | 25 |  |  | 0.99 |  | Outside | Roof
NJSTRE1545475929 |  | Transition Incentive Program | Sicklerville | 8081 | 14 | 8.18 | Residential | No | Behind the Meter | Net-metered residential rooftop and canopy |  | None | SunnyMac LLC | AC Electric | Accepted | 2020-08-18 | 2020-08-20 | 2021-10-30 | SunPower | SPR-E20-327W-E-AC | Solar Panels |  | 0.327 | 19 | 216 | 30 |  | Fixed | Roof
NJSTRE1545475929 |  | Transition Incentive Program | Sicklerville | 8081 | 14 | 8.18 | Residential | No | Behind the Meter | Net-metered residential rooftop and canopy |  | None | SunnyMac LLC | AC Electric | Accepted | 2020-08-18 | 2020-08-20 | 2021-10-30 | SunPower | SPR-E20-327W-E-AC | Solar Panels |  | 0.327 | 6 | 216 | 45 |  | Fixed | Roof
NJSTRE1545475961 |  | Transition Incentive Program | Evesham | 8053 | 13 | 11.39 | Residential | No | Behind the Meter | Net-metered residential rooftop and canopy |  | None | Ad Energy | PSE&G | Accepted | 2020-08-18 | 2020-08-20 | 2021-10-30 | Enphase Energy | IQ7XS-96-ACM-US | Inverters | 315 |  | 34 |  |  | 0.97 |  | Outdoor | at each panel
NJSTRE1545475961 |  | Transition Incentive Program | Evesham | 8053 | 13 | 11.39 | Residential | No | Behind the Meter | Net-metered residential rooftop and canopy |  | None | Ad Energy | PSE&G | Accepted | 2020-08-18 | 2020-08-20 | 2021-10-30 | Sunpower | SPR-X21-335-E-AC | Solar Panels |  | 0.335 | 9 | 95 | 45 |  | Fixed | Roof
NJSTRE1545475961 |  | Transition Incentive Program | Evesham | 8053 | 13 | 11.39 | Residential | No | Behind the Meter | Net-metered residential rooftop and canopy |  | None | Ad Energy | PSE&G | Accepted | 2020-08-18 | 2020-08-20 | 2021-10-30 | Sunpower | SPR-X21-335-E-AC | Solar Panels |  | 0.335 | 5 | 275 | 27 |  | Fixed | Roof
NJSTRE1545475961 |  | Transition Incentive Program | Evesham | 8053 | 13 | 11.39 | Residential | No | Behind the Meter | Net-metered residential rooftop and canopy |  | None | Ad Energy | PSE&G | Accepted | 2020-08-18 | 2020-08-20 | 2021-10-30 | Sunpower | SPR-X21-335-E-AC | Solar Panels |  | 0.335 | 8 | 187 | 40 |  | Fixed | Roof
NJSTRE1545475961 |  | Transition Incentive Program | Evesham | 8053 | 13 | 11.39 | Residential | No | Behind the Meter | Net-metered residential rooftop and canopy |  | None | Ad Energy | PSE&G | Accepted | 2020-08-18 | 2020-08-20 | 2021-10-30 | Sunpower | SPR-X21-335-E-AC | Solar Panels |  | 0.335 | 12 | 187 | 40 |  | Fixed | Roof
NJSTRE1545475971 |  | Transition Incentive Program | Rio grande | 8242 | 21 | 7.37 | Residential | Yes | Behind the Meter | Net-metered residential rooftop and canopy |  | None | Vision Solar LLC | AC Electric | Accepted | 2020-08-18 | 2020-08-20 | 2021-10-30 | ENPHASE | IQ7-60-2-US | Inverters | 0.24 |  | 22 |  |  | 0.96 |  | Other | BEHIND EACH PANEL
NJSTRE1545475971 |  | Transition Incentive Program | Rio grande | 8242 | 21 | 7.37 | Residential | Yes | Behind the Meter | Net-metered residential rooftop and canopy |  | None | Vision Solar LLC | AC Electric | Accepted | 2020-08-18 | 2020-08-20 | 2021-10-30 | LG SOLAR | LG335N1K-V5 | Solar Panels |  | 0.335 | 9 | 180 | 20 |  | Fixed | Roof
NJSTRE1545475971 |  | Transition Incentive Program | Rio grande | 8242 | 21 | 7.37 | Residential | Yes | Behind the Meter | Net-metered residential rooftop and canopy |  | None | Vision Solar LLC | AC Electric | Accepted | 2020-08-18 | 2020-08-20 | 2021-10-30 | LG SOLAR | LG335N1K-V5 | Solar Panels |  | 0.335 | 9 | 0 | 20 |  | Fixed | Roof
NJSTRE1545475971 |  | Transition Incentive Program | Rio grande | 8242 | 21 | 7.37 | Residential | Yes | Behind the Meter | Net-metered residential rooftop and canopy |  | None | Vision Solar LLC | AC Electric | Accepted | 2020-08-18 | 2020-08-20 | 2021-10-30 | LG SOLAR | LG335N1K-V5 | Solar Panels |  | 0.335 | 4 | 180 | 20 |  | Fixed | Roof
NJSTRE1545475975 |  | Transition Incentive Program | Toms River | 8753 | 18 | 12.58 | Residential | No | Behind the Meter | Net-metered residential rooftop and canopy |  | None | Whitman Construction, LLC | JCP&L | Accepted | 2020-08-18 | 2020-08-20 | 2021-10-30 | enphase energy | IQ7Plus-72-2-US | Inverters | 240 |  | 34 |  |  | 0.975 |  | Outdoor | MICROINVERTERS LOCATED UNDER MODULES
NJSTRE1545475975 |  | Transition Incentive Program | Toms River | 8753 | 18 | 12.58 | Residential | No | Behind the Meter | Net-metered residential rooftop and canopy |  | None | Whitman Construction, LLC | JCP&L | Accepted | 2020-08-18 | 2020-08-20 | 2021-10-30 | Solaria Power | XT 370R-PD | Solar Panels |  | 0.37 | 4 | 145 | 17 |  | Fixed | Roof
NJSTRE1545475975 |  | Transition Incentive Program | Toms River | 8753 | 18 | 12.58 | Residential | No | Behind the Meter | Net-metered residential rooftop and canopy |  | None | Whitman Construction, LLC | JCP&L | Accepted | 2020-08-18 | 2020-08-20 | 2021-10-30 | Solaria Power | XT 370R-PD | Solar Panels |  | 0.37 | 20 | 325 | 23 |  | Fixed | Roof
NJSTRE1545475975 |  | Transition Incentive Program | Toms River | 8753 | 18 | 12.58 | Residential | No | Behind the Meter | Net-metered residential rooftop and canopy |  | None | Whitman Construction, LLC | JCP&L | Accepted | 2020-08-18 | 2020-08-20 | 2021-10-30 | Solaria Power | XT 370R-PD | Solar Panels |  | 0.37 | 10 | 145 | 23 |  | Fixed | Roof
NJSTRE1545475996 |  | Transition Incentive Program | NEWARK | 7108 | 9 | 6.3 | Residential | No | Behind the Meter | Net-metered residential rooftop and canopy |  | None | Infinity Solar Systems | PSE&G | Accepted | 2020-08-18 | 2020-08-20 | 2021-10-30 | ENPHASE | IQ7-60-X-US | Inverters | 240 |  | 20 |  |  | 0.97 |  | Outside | MICROINVERTERS
NJSTRE1545475996 |  | Transition Incentive Program | NEWARK | 7108 | 9 | 6.3 | Residential | No | Behind the Meter | Net-metered residential rooftop and canopy |  | None | Infinity Solar Systems | PSE&G | Accepted | 2020-08-18 | 2020-08-20 | 2021-10-30 | HANWHA | Q.PEAK DUO BLK-G5 315 | Solar Panels |  | 0.315 | 20 | 195 | 5 |  | Fixed | Roof
NJSTRE1545475997 |  | Transition Incentive Program | Piscataway | 8854 | 11 | 3.41 | Residential | Yes | Behind the Meter | Net-metered residential rooftop and canopy |  | None | Bright Planet Solar | PSE&G | Accepted | 2020-08-18 | 2020-08-20 | 2021-10-30 | SOLAR EDGE | SE3000H-USRGM | Inverters | 3000 |  | 1 |  |  | 0.98 |  | Outdoor | OUTSIDE
NJSTRE1545475997 |  | Transition Incentive Program | Piscataway | 8854 | 11 | 3.41 | Residential | Yes | Behind the Meter | Net-metered residential rooftop and canopy |  | None | Bright Planet Solar | PSE&G | Accepted | 2020-08-18 | 2020-08-20 | 2021-10-30 | LONGI | LR6-60HPB-310M | Solar Panels |  | 0.31 | 11 | 183 | 22 |  | Fixed | Roof
NJSTRE1545476021 |  | Transition Incentive Program | Bridgewater Township | 8836 | 5 | 11.52 | Residential | No | Behind the Meter | Net-metered residential rooftop and canopy |  | None | Green Power Energy | PSE&G | Accepted | 2020-08-18 | 2020-08-20 | 2021-10-30 | Solar Edge | SE11400H-US | Inverters | 11400 |  | 1 |  |  | 0.97 |  | Outside | next to meter
NJSTRE1545476021 |  | Transition Incentive Program | Bridgewater Township | 8836 | 5 | 11.52 | Residential | No | Behind the Meter | Net-metered residential rooftop and canopy |  | None | Green Power Energy | PSE&G | Accepted | 2020-08-18 | 2020-08-20 | 2021-10-30 | LG Electronics | LG360Q1K-V5 | Solar Panels |  | 0.36 | 32 | 195 | 40 |  | Fixed | Roof
NJSTRE1545476083 |  | Transition Incentive Program | Howell | 7731 | 17 | 10.88 | Residential | No | Behind the Meter | Net-metered residential rooftop and canopy |  | None | Whitman Construction, LLC | JCP&L | Accepted | 2020-08-18 | 2020-08-20 | 2021-10-30 | ENPHASE | IQ7-60-2-US | Inverters | 240 |  | 34 |  |  | 0.975 |  | Outdoor | Microinverters located under modules
NJSTRE1545476083 |  | Transition Incentive Program | Howell | 7731 | 17 | 10.88 | Residential | No | Behind the Meter | Net-metered residential rooftop and canopy |  | None | Whitman Construction, LLC | JCP&L | Accepted | 2020-08-18 | 2020-08-20 | 2021-10-30 | TRINA | TSM 320DD05H.05 | Solar Panels |  | 0.32 | 9 | 64 | 20 |  | Fixed | Roof
NJSTRE1545476083 |  | Transition Incentive Program | Howell | 7731 | 17 | 10.88 | Residential | No | Behind the Meter | Net-metered residential rooftop and canopy |  | None | Whitman Construction, LLC | JCP&L | Accepted | 2020-08-18 | 2020-08-20 | 2021-10-30 | Trina | TSM 320DD05H.05 | Solar Panels |  | 0.32 | 21 | 244 | 20 |  | Fixed | Roof
NJSTRE1545476083 |  | Transition Incentive Program | Howell | 7731 | 17 | 10.88 | Residential | No | Behind the Meter | Net-metered residential rooftop and canopy |  | None | Whitman Construction, LLC | JCP&L | Accepted | 2020-08-18 | 2020-08-20 | 2021-10-30 | TRINA | TSM 320DD05H.05 | Solar Panels |  | 0.32 | 4 | 244 | 20 |  | Fixed | Roof
NJSTRE1545476092 |  | Transition Incentive Program | Mount Laurel | 8054 | 13 | 5.89 | Residential | Yes | Behind the Meter | Net-metered residential rooftop and canopy |  | None | Ad Energy | PSE&G | Accepted | 2020-08-18 | 2020-08-20 | 2021-10-30 | Enphase Energy | IQ7XS-96-ACM-US | Inverters | 315 |  | 18 |  |  | 0.97 |  | Outdoor | at each panel
NJSTRE1545476092 |  | Transition Incentive Program | Mount Laurel | 8054 | 13 | 5.89 | Residential | Yes | Behind the Meter | Net-metered residential rooftop and canopy |  | None | Ad Energy | PSE&G | Accepted | 2020-08-18 | 2020-08-20 | 2021-10-30 | Sunpower | SPR-X22-327-E-AC | Solar Panels |  | 0.327 | 15 | 207 | 27 |  | Fixed | Roof
NJSTRE1545476092 |  | Transition Incentive Program | Mount Laurel | 8054 | 13 | 5.89 | Residential | Yes | Behind the Meter | Net-metered residential rooftop and canopy |  | None | Ad Energy | PSE&G | Accepted | 2020-08-18 | 2020-08-20 | 2021-10-30 | Sunpower | SPR-X22-327-E-AC | Solar Panels |  | 0.327 | 3 | 207 | 16 |  | Fixed | Roof
NJSTRE1545476094 |  | Transition Incentive Program | Newark | 7106 | 9 | 2.04 | Residential | Yes | Behind the Meter | Net-metered residential rooftop and canopy |  | None | Vision Solar LLC | PSE&G | Accepted | 2020-08-18 | 2020-08-20 | 2021-10-30 | ENPHASE | IQ7-60-2-US | Inverters | 0.24 |  | 6 |  |  | 0.96 |  | Other | BEHIND EACH PANEL
NJSTRE1545476094 |  | Transition Incentive Program | Newark | 7106 | 9 | 2.04 | Residential | Yes | Behind the Meter | Net-metered residential rooftop and canopy |  | None | Vision Solar LLC | PSE&G | Accepted | 2020-08-18 | 2020-08-20 | 2021-10-30 | HANWHA Q-CELLS | Q.PEAK DUO-G6 340 | Solar Panels |  | 0.34 | 6 | 183 | 41 |  | Fixed | Roof
NJSTRE1545476099 |  | Transition Incentive Program | Cherry Hill | 8003 | 14 | 7.77 | Residential | No | Behind the Meter | Net-metered residential rooftop and canopy |  | None | Skyline Solar LLC | PSE&G | Accepted | 2020-08-18 | 2020-08-20 | 2021-10-30 | Enphase | IQ7+ | Inverters | 240 |  | 21 |  |  | 0.99 |  | Other | Under Panels
NJSTRE1545476099 |  | Transition Incentive Program | Cherry Hill | 8003 | 14 | 7.77 | Residential | No | Behind the Meter | Net-metered residential rooftop and canopy |  | None | Skyline Solar LLC | PSE&G | Accepted | 2020-08-18 | 2020-08-20 | 2021-10-30 | REC Solar | REC370AA | Solar Panels |  | 0.37 | 21 | 207 | 20 |  | Fixed | Roof
NJSTRE1545476103 |  | Transition Incentive Program | Hammonton | 8037 | 19 | 4.76 | Residential | Yes | Behind the Meter | Net-metered residential rooftop and canopy |  | None | Vision Solar LLC | AC Electric | Accepted | 2020-08-18 | 2020-08-20 | 2021-10-30 | ENPHASE | IQ7-60-2-US | Inverters | 0.24 |  | 14 |  |  | 0.96 |  | Other | BEHIND EACH PANEL
NJSTRE1545476103 |  | Transition Incentive Program | Hammonton | 8037 | 19 | 4.76 | Residential | Yes | Behind the Meter | Net-metered residential rooftop and canopy |  | None | Vision Solar LLC | AC Electric | Accepted | 2020-08-18 | 2020-08-20 | 2021-10-30 | HANWHA Q-CELLS | Q.PEAK DUO-G6 340 | Solar Panels |  | 0.34 | 14 | 133 | 38 |  | Fixed | Roof
NJSTRE1545476108 |  | Transition Incentive Program | Vineland | 8360 | 20 | 5.1 | Residential | Yes | Behind the Meter | Net-metered residential rooftop and canopy |  | None | Trinity Solar | Vineland Muni Electric | Accepted | 2020-08-18 | 2020-08-21 | 2021-10-30 | SOLAR EDGE | SE3800H-US | Inverters | 3800 |  | 1 |  |  | 0.97 |  | Outdoor | SIDE OF HOME
NJSTRE1545476108 |  | Transition Incentive Program | Vineland | 8360 | 20 | 5.1 | Residential | Yes | Behind the Meter | Net-metered residential rooftop and canopy |  | None | Trinity Solar | Vineland Muni Electric | Accepted | 2020-08-18 | 2020-08-21 | 2021-10-30 | HANWHA 340 (Q.PEAK DUO BLK-G6 340) | HANWHA 340 (Q.PEAK DUO BLK-G6 340) | Solar Panels |  | 0.34 | 15 | 197 | 30 |  | Fixed | Roof
NJSTRE1545476111 |  | Transition Incentive Program | Cherry Hill | 8003 | 14 | 5.04 | Residential | No | Behind the Meter | Net-metered residential rooftop and canopy |  | None | Public Service Solar | PSE&G | Accepted | 2020-08-18 | 2020-08-21 | 2021-10-30 | Enphase | IQ7+ | Inverters | 0.29 |  | 14 |  |  | 0.96 |  | Outside | Under panels
NJSTRE1545476111 |  | Transition Incentive Program | Cherry Hill | 8003 | 14 | 5.04 | Residential | No | Behind the Meter | Net-metered residential rooftop and canopy |  | None | Public Service Solar | PSE&G | Accepted | 2020-08-18 | 2020-08-21 | 2021-10-30 | LG | Q1K-V5 | Solar Panels |  | 0.36 | 14 | 144 | 31 |  | Fixed | Roof
NJSTRE1545476115 |  | Transition Incentive Program | Sicklerville | 8081 | 14 | 2.38 | Residential | No | Behind the Meter | Net-metered residential rooftop and canopy |  | None | Vision Solar LLC | AC Electric | Accepted | 2020-08-18 | 2020-08-20 | 2021-10-30 | ENPHASE | IQ7-60-2-US | Inverters | 0.24 |  | 7 |  |  | 0.96 |  | Other | BEHIND EACH PANEL
NJSTRE1545476115 |  | Transition Incentive Program | Sicklerville | 8081 | 14 | 2.38 | Residential | No | Behind the Meter | Net-metered residential rooftop and canopy |  | None | Vision Solar LLC | AC Electric | Accepted | 2020-08-18 | 2020-08-20 | 2021-10-30 | HANWHA Q-CELLS | Q.PEAK DUO-G6 340 | Solar Panels |  | 0.34 | 3 | 244 | 28 |  | Fixed | Roof
NJSTRE1545476115 |  | Transition Incentive Program | Sicklerville | 8081 | 14 | 2.38 | Residential | No | Behind the Meter | Net-metered residential rooftop and canopy |  | None | Vision Solar LLC | AC Electric | Accepted | 2020-08-18 | 2020-08-20 | 2021-10-30 | HANWHA Q-CELLS | Q.PEAK DUO-G6 340 | Solar Panels |  | 0.34 | 4 | 64 | 28 |  | Fixed | Roof
NJSTRE1545476142 |  | Transition Incentive Program | Deptford Township | 8096 | 15 | 7.04 | Residential | No | Behind the Meter | Net-metered residential rooftop and canopy |  | None | Castle Energy, LLC | PSE&G | Accepted | 2020-08-18 | 2020-08-21 | 2021-10-30 | Enphase Energy | IQ7-60-2-US | Inverters | 240 |  | 22 |  |  | 0.967 |  | Outdoor | on the rooftop under each solar panel
NJSTRE1545476142 |  | Transition Incentive Program | Deptford Township | 8096 | 15 | 7.04 | Residential | No | Behind the Meter | Net-metered residential rooftop and canopy |  | None | Castle Energy, LLC | PSE&G | Accepted | 2020-08-18 | 2020-08-21 | 2021-10-30 | Hanwha Q-Cells | Q.Peak DUO-G5 320 | Solar Panels |  | 0.32 | 16 | 209 | 20 |  | Fixed | Roof
NJSTRE1545476142 |  | Transition Incentive Program | Deptford Township | 8096 | 15 | 7.04 | Residential | No | Behind the Meter | Net-metered residential rooftop and canopy |  | None | Castle Energy, LLC | PSE&G | Accepted | 2020-08-18 | 2020-08-21 | 2021-10-30 | Hanwha Q-Cells | Q.Peak DUO-G5 320 | Solar Panels |  | 0.32 | 6 | 209 | 20 |  | Fixed | Roof
NJSTRE1545476152 |  | Transition Incentive Program | vineland | 8361 | 20 | 6.8 | Residential | Yes | Behind the Meter | Net-metered residential ground mount |  | None | Vision Solar LLC | Vineland Muni Electric | Accepted | 2020-08-18 | 2020-08-21 | 2021-10-30 | ENPHASE | IQ7-60-2-US | Inverters | 0.24 |  | 20 |  |  | 0.96 |  | Other | behind each panel
NJSTRE1545476152 |  | Transition Incentive Program | vineland | 8361 | 20 | 6.8 | Residential | Yes | Behind the Meter | Net-metered residential ground mount |  | None | Vision Solar LLC | Vineland Muni Electric | Accepted | 2020-08-18 | 2020-08-21 | 2021-10-30 | HANWHA Q-CELLS | Q.PEAK DUO-G6 340 | Solar Panels |  | 0.34 | 20 | 178 | 30 |  | Fixed | Ground
NJSTRE1545476159 |  | Transition Incentive Program | Roselle Boro | 7203 | 10 | 6.82 | Residential | Yes | Behind the Meter | Net-metered residential rooftop and canopy |  | None | Bright Planet Solar | PSE&G | Accepted | 2020-08-18 | 2020-08-20 | 2021-10-30 | SOLAR EDGE | SE6000H-USRGM | Inverters | 6000 |  | 1 |  |  | 0.98 |  | Outdoor | OUTSIDE
NJSTRE1545476159 |  | Transition Incentive Program | Roselle Boro | 7203 | 10 | 6.82 | Residential | Yes | Behind the Meter | Net-metered residential rooftop and canopy |  | None | Bright Planet Solar | PSE&G | Accepted | 2020-08-18 | 2020-08-20 | 2021-10-30 | LONGI | LR6-60HPB-310M | Solar Panels |  | 0.31 | 18 | 259 | 9 |  | Fixed | Roof
NJSTRE1545476159 |  | Transition Incentive Program | Roselle Boro | 7203 | 10 | 6.82 | Residential | Yes | Behind the Meter | Net-metered residential rooftop and canopy |  | None | Bright Planet Solar | PSE&G | Accepted | 2020-08-18 | 2020-08-20 | 2021-10-30 | LONGI | LR6-60HPB-310M | Solar Panels |  | 0.31 | 4 | 79 | 33 |  | Fixed | Roof
NJSTRE1545476160 |  | Transition Incentive Program | Paulsboro | 8066 | 15 | 5.95 | Residential | Yes | Behind the Meter | Net-metered residential rooftop and canopy |  | None | Pro Custom Solar dba Momentum Solar | AC Electric | Accepted | 2020-08-18 | 2020-08-20 | 2021-10-30 | Enphase | IQ7PLUS-72-2-US | Inverters | 290 |  | 17 |  |  | 0.97 |  | Outdoor | Roof
NJSTRE1545476160 |  | Transition Incentive Program | Paulsboro | 8066 | 15 | 5.95 | Residential | Yes | Behind the Meter | Net-metered residential rooftop and canopy |  | None | Pro Custom Solar dba Momentum Solar | AC Electric | Accepted | 2020-08-18 | 2020-08-20 | 2021-10-30 | LG | LG 350N1C-V5 | Solar Panels |  | 0.35 | 8 | 267 | 23 |  | Fixed | Roof
NJSTRE1545476160 |  | Transition Incentive Program | Paulsboro | 8066 | 15 | 5.95 | Residential | Yes | Behind the Meter | Net-metered residential rooftop and canopy |  | None | Pro Custom Solar dba Momentum Solar | AC Electric | Accepted | 2020-08-18 | 2020-08-20 | 2021-10-30 | LG | LG 350N1C-V5 | Solar Panels |  | 0.35 | 9 | 87 | 23 |  | Fixed | Roof
NJSTRE1545476200 |  | Transition Incentive Program | UNION | 7083 | 10 | 2.6 | Residential | Yes | Behind the Meter | Net-metered residential rooftop and canopy |  | None | Vivint Solar Developer, LLC | PSE&G | Accepted | 2020-08-19 | 2020-08-20 | 2021-10-30 | Solar Edge | SE3800H-US | Inverters | 3800 |  | 1 |  |  | 0.992 |  | Outdoor | Near the Utility Meter
NJSTRE1545476200 |  | Transition Incentive Program | UNION | 7083 | 10 | 2.6 | Residential | Yes | Behind the Meter | Net-metered residential rooftop and canopy |  | None | Vivint Solar Developer, LLC | PSE&G | Accepted | 2020-08-19 | 2020-08-20 | 2021-10-30 | JINKO SOLAR | JKM325M-60HBL | Solar Panels |  | 0.325 | 8 | 317 | 24 |  | Fixed | Roof
NJSTRE1545476226 |  | Transition Incentive Program | UNION | 7083 | 10 | 12.68 | Residential | Yes | Behind the Meter | Net-metered residential rooftop and canopy |  | None | Vivint Solar Developer, LLC | PSE&G | Accepted | 2020-08-19 | 2020-08-20 | 2021-10-30 | Solar Edge | SE7600H-US | Inverters | 7600 |  | 1 |  |  | 0.992 |  | Outdoor | Near the Utility Meter
NJSTRE1545476226 |  | Transition Incentive Program | UNION | 7083 | 10 | 12.68 | Residential | Yes | Behind the Meter | Net-metered residential rooftop and canopy |  | None | Vivint Solar Developer, LLC | PSE&G | Accepted | 2020-08-19 | 2020-08-20 | 2021-10-30 | Solar Edge | SE7600H-US | Inverters | 7600 |  | 1 |  |  | 0.992 |  | Outdoor | Near the Utility Meter
NJSTRE1545476226 |  | Transition Incentive Program | UNION | 7083 | 10 | 12.68 | Residential | Yes | Behind the Meter | Net-metered residential rooftop and canopy |  | None | Vivint Solar Developer, LLC | PSE&G | Accepted | 2020-08-19 | 2020-08-20 | 2021-10-30 | JINKO SOLAR | JKM325M-60HBL | Solar Panels |  | 0.325 | 4 | 136 | 41 |  | Fixed | Roof
NJSTRE1545476226 |  | Transition Incentive Program | UNION | 7083 | 10 | 12.68 | Residential | Yes | Behind the Meter | Net-metered residential rooftop and canopy |  | None | Vivint Solar Developer, LLC | PSE&G | Accepted | 2020-08-19 | 2020-08-20 | 2021-10-30 | JINKO SOLAR | JKM325M-60HBL | Solar Panels |  | 0.325 | 14 | 316 | 24 |  | Fixed | Roof
NJSTRE1545476226 |  | Transition Incentive Program | UNION | 7083 | 10 | 12.68 | Residential | Yes | Behind the Meter | Net-metered residential rooftop and canopy |  | None | Vivint Solar Developer, LLC | PSE&G | Accepted | 2020-08-19 | 2020-08-20 | 2021-10-30 | JINKO SOLAR | JKM325M-60HBL | Solar Panels |  | 0.325 | 3 | 316 | 41 |  | Fixed | Roof
NJSTRE1545476226 |  | Transition Incentive Program | UNION | 7083 | 10 | 12.68 | Residential | Yes | Behind the Meter | Net-metered residential rooftop and canopy |  | None | Vivint Solar Developer, LLC | PSE&G | Accepted | 2020-08-19 | 2020-08-20 | 2021-10-30 | JINKO SOLAR | JKM325M-60HBL | Solar Panels |  | 0.325 | 18 | 136 | 24 |  | Fixed | Roof
NJSTRE1545476249 |  | Transition Incentive Program | Jersey City | 7307 | 8 | 6.82 | Residential | Yes | Behind the Meter | Net-metered residential rooftop and canopy |  | None | Bright Planet Solar | PSE&G | Accepted | 2020-08-18 | 2020-08-20 | 2021-10-30 | SOLAR EDGE | SE6000H-USRGM | Inverters | 6000 |  | 1 |  |  | 0.98 |  | Outdoor | OUTSIDE
NJSTRE1545476249 |  | Transition Incentive Program | Jersey City | 7307 | 8 | 6.82 | Residential | Yes | Behind the Meter | Net-metered residential rooftop and canopy |  | None | Bright Planet Solar | PSE&G | Accepted | 2020-08-18 | 2020-08-20 | 2021-10-30 | LONGI | LR6-60HPB-310M | Solar Panels |  | 0.31 | 17 | 206 | 14 |  | Fixed | Roof
NJSTRE1545476249 |  | Transition Incentive Program | Jersey City | 7307 | 8 | 6.82 | Residential | Yes | Behind the Meter | Net-metered residential rooftop and canopy |  | None | Bright Planet Solar | PSE&G | Accepted | 2020-08-18 | 2020-08-20 | 2021-10-30 | LONGI | LR6-60HPB-310M | Solar Panels |  | 0.31 | 5 | 26 | 14 |  | Fixed | Roof
NJSTRE1545476252 |  | Transition Incentive Program | Boonton | 7005 | 3 | 8.13 | Residential | Yes | Behind the Meter | Net-metered residential rooftop and canopy |  | None | Vivint Solar Developer, LLC | JCP&L | Accepted | 2020-08-19 | 2020-08-20 | 2021-10-30 | Solar Edge | SE7600H-US | Inverters | 7600 |  | 1 |  |  | 0.992 |  | Outdoor | Near the Utility Meter
NJSTRE1545476252 |  | Transition Incentive Program | Boonton | 7005 | 3 | 8.13 | Residential | Yes | Behind the Meter | Net-metered residential rooftop and canopy |  | None | Vivint Solar Developer, LLC | JCP&L | Accepted | 2020-08-19 | 2020-08-20 | 2021-10-30 | JINKO SOLAR | JKM325M-60HBL | Solar Panels |  | 0.325 | 25 | 121 | 26 |  | Fixed | Roof
NJSTRE1545476264 |  | Transition Incentive Program | Clayton | 8312 | 15 | 12.95 | Residential | Yes | Behind the Meter | Net-metered residential rooftop and canopy |  | None | Pro Custom Solar dba Momentum Solar | AC Electric | Accepted | 2020-08-18 | 2020-08-21 | 2021-10-30 | Enphase | IQ7Plus-72-2-US | Inverters | 290 |  | 37 |  |  | 0.97 |  | Outdoor | Roof
NJSTRE1545476264 |  | Transition Incentive Program | Clayton | 8312 | 15 | 12.95 | Residential | Yes | Behind the Meter | Net-metered residential rooftop and canopy |  | None | Pro Custom Solar dba Momentum Solar | AC Electric | Accepted | 2020-08-18 | 2020-08-21 | 2021-10-30 | LG ELECTRONICS | LG 350N1C-V5 | Solar Panels |  | 0.35 | 15 | 79 | 18 |  | Fixed | Roof
NJSTRE1545476264 |  | Transition Incentive Program | Clayton | 8312 | 15 | 12.95 | Residential | Yes | Behind the Meter | Net-metered residential rooftop and canopy |  | None | Pro Custom Solar dba Momentum Solar | AC Electric | Accepted | 2020-08-18 | 2020-08-21 | 2021-10-30 | LG ELECTRONICS | LG 350N1C-V5 | Solar Panels |  | 0.35 | 22 | 259 | 18 |  | Fixed | Roof
NJSTRE1545476272 |  | Transition Incentive Program | Pompton Lakes | 7442 | 6 | 12.43 | Residential | Yes | Behind the Meter | Net-metered residential rooftop and canopy |  | None | Ad Energy | JCP&L | Accepted | 2020-08-18 | 2020-08-21 | 2021-10-30 | Enphase Energy | IQ7XS-96-ACM-US | Inverters | 315 |  | 38 |  |  | 0.975 |  | Outdoor | at each panel
NJSTRE1545476272 |  | Transition Incentive Program | Pompton Lakes | 7442 | 6 | 12.43 | Residential | Yes | Behind the Meter | Net-metered residential rooftop and canopy |  | None | Ad Energy | JCP&L | Accepted | 2020-08-18 | 2020-08-21 | 2021-10-30 | Sunpower | SPR-E20-327-E-AC | Solar Panels |  | 0.327 | 8 | 268 | 35 |  | Fixed | Roof
NJSTRE1545476272 |  | Transition Incentive Program | Pompton Lakes | 7442 | 6 | 12.43 | Residential | Yes | Behind the Meter | Net-metered residential rooftop and canopy |  | None | Ad Energy | JCP&L | Accepted | 2020-08-18 | 2020-08-21 | 2021-10-30 | Sunpower | SPR-E20-327-E-AC | Solar Panels |  | 0.327 | 8 | 178 | 35 |  | Fixed | Roof
NJSTRE1545476272 |  | Transition Incentive Program | Pompton Lakes | 7442 | 6 | 12.43 | Residential | Yes | Behind the Meter | Net-metered residential rooftop and canopy |  | None | Ad Energy | JCP&L | Accepted | 2020-08-18 | 2020-08-21 | 2021-10-30 | Sunpower | SPR-E20-327-E-AC | Solar Panels |  | 0.327 | 10 | 88 | 26 |  | Fixed | Roof
NJSTRE1545476272 |  | Transition Incentive Program | Pompton Lakes | 7442 | 6 | 12.43 | Residential | Yes | Behind the Meter | Net-metered residential rooftop and canopy |  | None | Ad Energy | JCP&L | Accepted | 2020-08-18 | 2020-08-21 | 2021-10-30 | Sunpower | SPR-E20-327-E-AC | Solar Panels |  | 0.327 | 10 | 268 | 26 |  | Fixed | Roof
NJSTRE1545476272 |  | Transition Incentive Program | Pompton Lakes | 7442 | 6 | 12.43 | Residential | Yes | Behind the Meter | Net-metered residential rooftop and canopy |  | None | Ad Energy | JCP&L | Accepted | 2020-08-18 | 2020-08-21 | 2021-10-30 | Sunpower | SPR-E20-327-E-AC | Solar Panels |  | 0.327 | 2 | 88 | 33 |  | Fixed | Roof
NJSTRE1545476362 |  | Transition Incentive Program | Woodbridge Twp | 7067 | 10 | 8.99 | Residential | Yes | Behind the Meter | Net-metered residential rooftop and canopy |  | None | Bright Planet Solar | PSE&G | Accepted | 2020-08-18 | 2020-08-21 | 2021-10-30 | SOLAR EDGE | SE7600H-USRGM | Inverters | 7600 |  | 1 |  |  | 0.98 |  | Outdoor | OUTSIDE
NJSTRE1545476362 |  | Transition Incentive Program | Woodbridge Twp | 7067 | 10 | 8.99 | Residential | Yes | Behind the Meter | Net-metered residential rooftop and canopy |  | None | Bright Planet Solar | PSE&G | Accepted | 2020-08-18 | 2020-08-21 | 2021-10-30 | LONGI | LR6-60HPB-310M | Solar Panels |  | 0.31 | 10 | 179 | 18 |  | Fixed | Roof
NJSTRE1545476362 |  | Transition Incentive Program | Woodbridge Twp | 7067 | 10 | 8.99 | Residential | Yes | Behind the Meter | Net-metered residential rooftop and canopy |  | None | Bright Planet Solar | PSE&G | Accepted | 2020-08-18 | 2020-08-21 | 2021-10-30 | LONGI | LR6-60HPB-310M | Solar Panels |  | 0.31 | 19 | 270 | 20 |  | Fixed | Roof
NJSTRE1545476374 |  | Transition Incentive Program | Egg Harbor Township | 8234 | 19 | 9.3 | Residential | Yes | Behind the Meter | Net-metered residential rooftop and canopy |  | None | Bright Planet Solar | AC Electric | Accepted | 2020-08-18 | 2020-08-21 | 2021-10-30 | SOLAR EDGE | SE7600H-USRGM | Inverters | 7600 |  | 1 |  |  | 0.98 |  | Outdoor | OUTSIDE
NJSTRE1545476374 |  | Transition Incentive Program | Egg Harbor Township | 8234 | 19 | 9.3 | Residential | Yes | Behind the Meter | Net-metered residential rooftop and canopy |  | None | Bright Planet Solar | AC Electric | Accepted | 2020-08-18 | 2020-08-21 | 2021-10-30 | LONGI | LR6-60HPB-310M | Solar Panels |  | 0.31 | 13 | 112 | 30 |  | Fixed | Roof
NJSTRE1545476374 |  | Transition Incentive Program | Egg Harbor Township | 8234 | 19 | 9.3 | Residential | Yes | Behind the Meter | Net-metered residential rooftop and canopy |  | None | Bright Planet Solar | AC Electric | Accepted | 2020-08-18 | 2020-08-21 | 2021-10-30 | LONGI | LR6-60HPB-310M | Solar Panels |  | 0.31 | 17 | 292 | 30 |  | Fixed | Roof
NJSTRE1545476379 |  | Transition Incentive Program | West Milford | 7480 | 6 | 9.92 | Residential | Yes | Behind the Meter | Net-metered residential rooftop and canopy |  | None | Bright Planet Solar | Orange Rockland Electric | Accepted | 2020-08-18 | 2020-08-21 | 2021-10-30 | SOLAR EDGE | SE10000H-USRGM | Inverters | 10000 |  | 1 |  |  | 0.98 |  | Outdoor | OUTSIDE
NJSTRE1545476379 |  | Transition Incentive Program | West Milford | 7480 | 6 | 9.92 | Residential | Yes | Behind the Meter | Net-metered residential rooftop and canopy |  | None | Bright Planet Solar | Orange Rockland Electric | Accepted | 2020-08-18 | 2020-08-21 | 2021-10-30 | LONGI | LR6-60HPB-310M | Solar Panels |  | 0.31 | 22 | 248 | 22 |  | Fixed | Roof
NJSTRE1545476379 |  | Transition Incentive Program | West Milford | 7480 | 6 | 9.92 | Residential | Yes | Behind the Meter | Net-metered residential rooftop and canopy |  | None | Bright Planet Solar | Orange Rockland Electric | Accepted | 2020-08-18 | 2020-08-21 | 2021-10-30 | LONGI | LR6-60HPB-310M | Solar Panels |  | 0.31 | 10 | 159 | 33 |  | Fixed | Roof
NJSTRE1545476383 |  | Transition Incentive Program | Perth Amboy City | 8861 | 11 | 5.58 | Residential | Yes | Behind the Meter | Net-metered residential rooftop and canopy |  | None | Bright Planet Solar | PSE&G | Accepted | 2020-08-18 | 2020-08-21 | 2021-10-30 | SOLAR EDGE | SE5000H-USRGM | Inverters | 5000 |  | 1 |  |  | 0.98 |  | Outdoor | OUTSIDE
NJSTRE1545476383 |  | Transition Incentive Program | Perth Amboy City | 8861 | 11 | 5.58 | Residential | Yes | Behind the Meter | Net-metered residential rooftop and canopy |  | None | Bright Planet Solar | PSE&G | Accepted | 2020-08-18 | 2020-08-21 | 2021-10-30 | LONGI | LR6-60HPB-310M | Solar Panels |  | 0.31 | 15 | 114 | 36 |  | Fixed | Roof
NJSTRE1545476383 |  | Transition Incentive Program | Perth Amboy City | 8861 | 11 | 5.58 | Residential | Yes | Behind the Meter | Net-metered residential rooftop and canopy |  | None | Bright Planet Solar | PSE&G | Accepted | 2020-08-18 | 2020-08-21 | 2021-10-30 | LONGI | LR6-60HPB-310M | Solar Panels |  | 0.31 | 3 | 294 | 36 |  | Fixed | Roof
NJSTRE1545476398 |  | Transition Incentive Program | Millville | 8332 | 20 | 12.09 | Residential | No | Behind the Meter | Net-metered residential rooftop and canopy |  | None | Bright Planet Solar | AC Electric | Accepted | 2020-08-18 | 2020-08-21 | 2021-10-30 | SOLAR EDGE | SE10000H-USRGM | Inverters | 10000 |  | 1 |  |  | 0.98 |  | Outdoor | OUTSIDE
NJSTRE1545476398 |  | Transition Incentive Program | Millville | 8332 | 20 | 12.09 | Residential | No | Behind the Meter | Net-metered residential rooftop and canopy |  | None | Bright Planet Solar | AC Electric | Accepted | 2020-08-18 | 2020-08-21 | 2021-10-30 | LONGI | LR6-60HPB-310M | Solar Panels |  | 0.31 | 14 | 85 | 30 |  | Fixed | Roof
NJSTRE1545476398 |  | Transition Incentive Program | Millville | 8332 | 20 | 12.09 | Residential | No | Behind the Meter | Net-metered residential rooftop and canopy |  | None | Bright Planet Solar | AC Electric | Accepted | 2020-08-18 | 2020-08-21 | 2021-10-30 | LONGI | LR6-60HPB-310M | Solar Panels |  | 0.31 | 25 | 175 | 30 |  | Fixed | Roof
NJSTRE1545476411 |  | Transition Incentive Program | Vineland | 8361 | 20 | 6.48 | Residential | No | Behind the Meter | Net-metered residential rooftop and canopy |  | None | Bright Planet Solar | Vineland Muni Electric | Accepted | 2020-08-18 | 2020-08-21 | 2021-10-30 | SOLAR EDGE | SE6000H-USRGM | Inverters | 6000 |  | 1 |  |  | 0.98 |  | Outdoor | OUTSIDE
NJSTRE1545476411 |  | Transition Incentive Program | Vineland | 8361 | 20 | 6.48 | Residential | No | Behind the Meter | Net-metered residential rooftop and canopy |  | None | Bright Planet Solar | Vineland Muni Electric | Accepted | 2020-08-18 | 2020-08-21 | 2021-10-30 | SUNPOWER | X-SERIES X22-360 | Solar Panels |  | 0.36 | 16 | 214 | 27 |  | Fixed | Roof
NJSTRE1545476411 |  | Transition Incentive Program | Vineland | 8361 | 20 | 6.48 | Residential | No | Behind the Meter | Net-metered residential rooftop and canopy |  | None | Bright Planet Solar | Vineland Muni Electric | Accepted | 2020-08-18 | 2020-08-21 | 2021-10-30 | SUNPOWER | X-SERIES X22-360 | Solar Panels |  | 0.36 | 2 | 124 | 37 |  | Fixed | Roof
NJSTRE1545476420 |  | Transition Incentive Program | Cinnaminson | 8077 | 13 | 6.87 | Residential | No | Behind the Meter | Net-metered residential rooftop and canopy |  | None | SunPower Corporation, Systems | PSE&G | Accepted | 2020-08-19 | 2020-08-21 | 2021-10-30 | SunPower | SPR-E20-327-E-AC | Inverters | 320 |  | 21 |  |  | 0.96 |  | Other | under each panel
NJSTRE1545476420 |  | Transition Incentive Program | Cinnaminson | 8077 | 13 | 6.87 | Residential | No | Behind the Meter | Net-metered residential rooftop and canopy |  | None | SunPower Corporation, Systems | PSE&G | Accepted | 2020-08-19 | 2020-08-21 | 2021-10-30 | SunPower | SPR-E20-327-E-AC | Solar Panels |  | 0.327 | 11 | 150 | 18 |  | Fixed | Roof
NJSTRE1545476420 |  | Transition Incentive Program | Cinnaminson | 8077 | 13 | 6.87 | Residential | No | Behind the Meter | Net-metered residential rooftop and canopy |  | None | SunPower Corporation, Systems | PSE&G | Accepted | 2020-08-19 | 2020-08-21 | 2021-10-30 | SunPower | SPR-E20-327-E-AC | Solar Panels |  | 0.327 | 10 | 330 | 18 |  | Fixed | Roof
NJSTRE1545476431 |  | Transition Incentive Program | Lake Hiawatha | 7034 | 3 | 12.24 | Residential | No | Behind the Meter | Net-metered residential rooftop and canopy |  | None | Tesla Energy Operations Inc. | JCP&L | Accepted | 2020-08-18 | 2020-08-21 | 2021-10-30 | SolarEdge Technologies | SE11400H-US [240V] | Inverters | 11400 |  | 1 |  |  | 0.99 |  | Outdoor | Outdoor
NJSTRE1545476431 |  | Transition Incentive Program | Lake Hiawatha | 7034 | 3 | 12.24 | Residential | No | Behind the Meter | Net-metered residential rooftop and canopy |  | None | Tesla Energy Operations Inc. | JCP&L | Accepted | 2020-08-18 | 2020-08-21 | 2021-10-30 | Hanwha Q-CELLS | Q.Peak DUO BLK-G6+ 340 | Solar Panels |  | 0.34 | 4 | 100 | 24 |  | Fixed | Roof
NJSTRE1545476431 |  | Transition Incentive Program | Lake Hiawatha | 7034 | 3 | 12.24 | Residential | No | Behind the Meter | Net-metered residential rooftop and canopy |  | None | Tesla Energy Operations Inc. | JCP&L | Accepted | 2020-08-18 | 2020-08-21 | 2021-10-30 | Hanwha Q-CELLS | Q.Peak DUO BLK-G6+ 340 | Solar Panels |  | 0.34 | 4 | 189 | 21 |  | Fixed | Roof
NJSTRE1545476431 |  | Transition Incentive Program | Lake Hiawatha | 7034 | 3 | 12.24 | Residential | No | Behind the Meter | Net-metered residential rooftop and canopy |  | None | Tesla Energy Operations Inc. | JCP&L | Accepted | 2020-08-18 | 2020-08-21 | 2021-10-30 | Hanwha Q-CELLS | Q.Peak DUO BLK-G6+ 340 | Solar Panels |  | 0.34 | 8 | 99 | 22 |  | Fixed | Roof
NJSTRE1545476431 |  | Transition Incentive Program | Lake Hiawatha | 7034 | 3 | 12.24 | Residential | No | Behind the Meter | Net-metered residential rooftop and canopy |  | None | Tesla Energy Operations Inc. | JCP&L | Accepted | 2020-08-18 | 2020-08-21 | 2021-10-30 | Hanwha Q-CELLS | Q.Peak DUO BLK-G6+ 340 | Solar Panels |  | 0.34 | 12 | 280 | 24 |  | Fixed | Roof
NJSTRE1545476431 |  | Transition Incentive Program | Lake Hiawatha | 7034 | 3 | 12.24 | Residential | No | Behind the Meter | Net-metered residential rooftop and canopy |  | None | Tesla Energy Operations Inc. | JCP&L | Accepted | 2020-08-18 | 2020-08-21 | 2021-10-30 | Hanwha Q-CELLS | Q.Peak DUO BLK-G6+ 340 | Solar Panels |  | 0.34 | 8 | 279 | 22 |  | Fixed | Roof
NJSTRE1545478053 |  | Transition Incentive Program | BLACKWOOD | 8012 | 14 | 8.51 | Residential | Yes | Behind the Meter | Net-metered residential rooftop and canopy |  | None | Suntuity Solar LLC | PSE&G | Accepted | 2020-08-20 | 2020-08-21 | 2021-10-30 | Enphase Energy | IQ7-60-2-US | Inverters | 240 |  | 27 |  |  | 0.97 |  | Outdoor | Behind the PV Modules
NJSTRE1545478053 |  | Transition Incentive Program | BLACKWOOD | 8012 | 14 | 8.51 | Residential | Yes | Behind the Meter | Net-metered residential rooftop and canopy |  | None | Suntuity Solar LLC | PSE&G | Accepted | 2020-08-20 | 2020-08-21 | 2021-10-30 | Longi | LR6-60HPB-315M | Solar Panels |  | 0.315 | 24 | 138 | 41 |  | Fixed | Roof
NJSTRE1545478053 |  | Transition Incentive Program | BLACKWOOD | 8012 | 14 | 8.51 | Residential | Yes | Behind the Meter | Net-metered residential rooftop and canopy |  | None | Suntuity Solar LLC | PSE&G | Accepted | 2020-08-20 | 2020-08-21 | 2021-10-30 | Longi | LR6-60HPB-315M | Solar Panels |  | 0.315 | 3 | 138 | 17 |  | Fixed | Roof
NJSTRE1545478055 |  | Transition Incentive Program | Mullica Hill | 8062 | 15 | 9.14 | Residential | No | Behind the Meter | Net-metered residential rooftop and canopy |  | None | Suntuity Solar LLC | AC Electric | Accepted | 2020-08-20 | 2020-08-21 | 2021-10-30 | Enphase Energy | IQ7-60-2-US | Inverters | 240 |  | 29 |  |  | 0.97 |  | Outdoor | Behind the PV Modules
NJSTRE1545478055 |  | Transition Incentive Program | Mullica Hill | 8062 | 15 | 9.14 | Residential | No | Behind the Meter | Net-metered residential rooftop and canopy |  | None | Suntuity Solar LLC | AC Electric | Accepted | 2020-08-20 | 2020-08-21 | 2021-10-30 | Longi | LR6-60HPB-315M | Solar Panels |  | 0.315 | 8 | 189 | 34 |  | Fixed | Roof
NJSTRE1545478055 |  | Transition Incentive Program | Mullica Hill | 8062 | 15 | 9.14 | Residential | No | Behind the Meter | Net-metered residential rooftop and canopy |  | None | Suntuity Solar LLC | AC Electric | Accepted | 2020-08-20 | 2020-08-21 | 2021-10-30 | Longi | LR6-60HPB-315M | Solar Panels |  | 0.315 | 18 | 9 | 34 |  | Fixed | Roof
NJSTRE1545478055 |  | Transition Incentive Program | Mullica Hill | 8062 | 15 | 9.14 | Residential | No | Behind the Meter | Net-metered residential rooftop and canopy |  | None | Suntuity Solar LLC | AC Electric | Accepted | 2020-08-20 | 2020-08-21 | 2021-10-30 | Longi | LR6-60HPB-315M | Solar Panels |  | 0.315 | 3 | 189 | 34 |  | Fixed | Roof
NJSTRE1545478056 |  | Transition Incentive Program | Waldwick | 7463 | 7 | 5.36 | Residential | No | Behind the Meter | Net-metered residential rooftop and canopy |  | None | Suntuity Solar LLC | PSE&G | Accepted | 2020-08-21 | 2020-08-21 | 2021-10-30 | Enphase Energy | IQ7-60-2-US | Inverters | 240 |  | 17 |  |  | 0.97 |  | Outdoor | Behind the PV Modules
NJSTRE1545478056 |  | Transition Incentive Program | Waldwick | 7463 | 7 | 5.36 | Residential | No | Behind the Meter | Net-metered residential rooftop and canopy |  | None | Suntuity Solar LLC | PSE&G | Accepted | 2020-08-21 | 2020-08-21 | 2021-10-30 | Longi | LR6-60HPB-315M | Solar Panels |  | 0.315 | 9 | 194 | 34 |  | Fixed | Roof
NJSTRE1545478056 |  | Transition Incentive Program | Waldwick | 7463 | 7 | 5.36 | Residential | No | Behind the Meter | Net-metered residential rooftop and canopy |  | None | Suntuity Solar LLC | PSE&G | Accepted | 2020-08-21 | 2020-08-21 | 2021-10-30 | Longi | LR6-60HPB-315M | Solar Panels |  | 0.315 | 8 | 14 | 34 |  | Fixed | Roof
NJSTRE1545478073 |  | Transition Incentive Program | Morganville | 7751 | 17 | 10.08 | Residential | No | Behind the Meter | Net-metered residential rooftop and canopy |  | None | GreenPower Energy | JCP&L | Accepted | 2020-08-19 | 2020-08-21 | 2021-10-30 | Enphase Energy | IQ7PLUS-72-2-US | Inverters | 290 |  | 28 |  |  | 0.975 |  | Outside | next to meter
NJSTRE1545478073 |  | Transition Incentive Program | Morganville | 7751 | 17 | 10.08 | Residential | No | Behind the Meter | Net-metered residential rooftop and canopy |  | None | GreenPower Energy | JCP&L | Accepted | 2020-08-19 | 2020-08-21 | 2021-10-30 | LG Electronics | LG360Q1C-V5 | Solar Panels |  | 0.36 | 11 | 150 | 30 |  | Fixed | Roof
NJSTRE1545478073 |  | Transition Incentive Program | Morganville | 7751 | 17 | 10.08 | Residential | No | Behind the Meter | Net-metered residential rooftop and canopy |  | None | GreenPower Energy | JCP&L | Accepted | 2020-08-19 | 2020-08-21 | 2021-10-30 | LG Electronics | LG360Q1C-V5 | Solar Panels |  | 0.36 | 9 | 240 | 35 |  | Fixed | Roof
NJSTRE1545478073 |  | Transition Incentive Program | Morganville | 7751 | 17 | 10.08 | Residential | No | Behind the Meter | Net-metered residential rooftop and canopy |  | None | GreenPower Energy | JCP&L | Accepted | 2020-08-19 | 2020-08-21 | 2021-10-30 | LG Electronics | LG360Q1C-V5 | Solar Panels |  | 0.36 | 8 | 60 | 35 |  | Fixed | Roof
NJSTRE1545478101 |  | Transition Incentive Program | Newark City | 7104 | 9 | 4.91 | Residential | Yes | Behind the Meter | Net-metered residential rooftop and canopy |  | None | EMT Renewables | PSE&G | Accepted | 2020-08-19 | 2020-08-21 | 2021-10-30 | Enphase | IQ7-60-2-US | Inverters | 240 |  | 15 |  |  | 0.97 |  | Outside | under panels
NJSTRE1545478101 |  | Transition Incentive Program | Newark City | 7104 | 9 | 4.91 | Residential | Yes | Behind the Meter | Net-metered residential rooftop and canopy |  | None | EMT Renewables | PSE&G | Accepted | 2020-08-19 | 2020-08-21 | 2021-10-30 | Sunpower | SPR-E20-327 | Solar Panels |  | 0.327 | 15 | 185 | 24 |  | Fixed | Roof
NJSTRE1545478126 |  | Transition Incentive Program | Plainsboro Twp | 8536 | 11 | 20.16 | Residential | No | Behind the Meter | Net-metered residential rooftop and canopy |  | None | Green Power Energy | PSE&G | Accepted | 2020-08-19 | 2020-08-21 | 2021-10-30 | Enphase Energy | IQ7PLUS-72-2-US | Inverters | 290 |  | 56 |  |  | 0.975 |  | Outside | next to meter
NJSTRE1545478126 |  | Transition Incentive Program | Plainsboro Twp | 8536 | 11 | 20.16 | Residential | No | Behind the Meter | Net-metered residential rooftop and canopy |  | None | Green Power Energy | PSE&G | Accepted | 2020-08-19 | 2020-08-21 | 2021-10-30 | LG Electronics | LG360Q1K-V5 | Solar Panels |  | 0.36 | 44 | 271 | 25 |  | Fixed | Roof
NJSTRE1545478126 |  | Transition Incentive Program | Plainsboro Twp | 8536 | 11 | 20.16 | Residential | No | Behind the Meter | Net-metered residential rooftop and canopy |  | None | Green Power Energy | PSE&G | Accepted | 2020-08-19 | 2020-08-21 | 2021-10-30 | LG Electronics | LG360Q1K-V5 | Solar Panels |  | 0.36 | 12 | 181 | 33 |  | Fixed | Roof
NJSTRE1545478163 |  | Transition Incentive Program | Lawrence Twp | 8648 | 12 | 10.4 | Residential | No | Behind the Meter | Net-metered residential rooftop and canopy |  | None | Kopp Electric Company | PSE&G | Accepted | 2020-08-19 | 2020-08-21 | 2021-10-30 | Solar Edge | SE10000H-US | Inverters | 10000 |  | 1 |  |  | 0.975 |  | Other | Outside
NJSTRE1545478163 |  | Transition Incentive Program | Lawrence Twp | 8648 | 12 | 10.4 | Residential | No | Behind the Meter | Net-metered residential rooftop and canopy |  | None | Kopp Electric Company | PSE&G | Accepted | 2020-08-19 | 2020-08-21 | 2021-10-30 | Solar Edge | SE3800H-US | Inverters | 3800 |  | 1 |  |  | 0.975 |  | Outdoor | Next to meter
NJSTRE1545478163 |  | Transition Incentive Program | Lawrence Twp | 8648 | 12 | 10.4 | Residential | No | Behind the Meter | Net-metered residential rooftop and canopy |  | None | Kopp Electric Company | PSE&G | Accepted | 2020-08-19 | 2020-08-21 | 2021-10-30 | CertainTeed | CT325C11-04 | Solar Panels |  | 0.325 | 32 | 167 | 20 |  | Fixed | Roof
NJSTRE1545478176 |  | Transition Incentive Program | Edison | 8837 | 11 | 15.98 | Residential | No | Behind the Meter | Net-metered residential rooftop and canopy |  | PSEG | Maier Solar Engineering dba Solar Me | PSE&G | Accepted | 2020-08-19 | 2020-08-24 | 2021-10-30 | Enphase | IQ7+ | Inverters | 290 |  | 47 |  |  | 0.96 |  | Outside | Next to meter
NJSTRE1545478176 |  | Transition Incentive Program | Edison | 8837 | 11 | 15.98 | Residential | No | Behind the Meter | Net-metered residential rooftop and canopy |  | PSEG | Maier Solar Engineering dba Solar Me | PSE&G | Accepted | 2020-08-19 | 2020-08-24 | 2021-10-30 | Hanwha | Q.CELL DUO BLK-G6 340W | Solar Panels |  | 0.34 | 11 | 172 | 20 |  | Fixed | Roof
NJSTRE1545478176 |  | Transition Incentive Program | Edison | 8837 | 11 | 15.98 | Residential | No | Behind the Meter | Net-metered residential rooftop and canopy |  | PSEG | Maier Solar Engineering dba Solar Me | PSE&G | Accepted | 2020-08-19 | 2020-08-24 | 2021-10-30 | Hanwha | Q.CELL DUO BLK-G6 340W | Solar Panels |  | 0.34 | 36 | 172 | 20 |  | Fixed | Roof
NJSTRE1545478184 |  | Transition Incentive Program | Berlin | 8009 | 14 | 8.19 | Residential | No | Behind the Meter | Net-metered residential rooftop and canopy |  | None | Advanced Renewable Solutions | AC Electric | Accepted | 2020-08-19 | 2020-08-21 | 2021-10-30 | ENPHASE | IQ7-60-2-US | Inverters | 6240 |  | 26 |  |  | 0.976 |  | Outdoor | Micro-inverters are mounted to the underside of each so
NJSTRE1545478184 |  | Transition Incentive Program | Berlin | 8009 | 14 | 8.19 | Residential | No | Behind the Meter | Net-metered residential rooftop and canopy |  | None | Advanced Renewable Solutions | AC Electric | Accepted | 2020-08-19 | 2020-08-21 | 2021-10-30 | CertainTeed | CT315M11-02 | Solar Panels |  | 0.315 | 8 | 175 | 35 |  | Fixed | Roof
NJSTRE1545478184 |  | Transition Incentive Program | Berlin | 8009 | 14 | 8.19 | Residential | No | Behind the Meter | Net-metered residential rooftop and canopy |  | None | Advanced Renewable Solutions | AC Electric | Accepted | 2020-08-19 | 2020-08-21 | 2021-10-30 | CertainTeed | CT315M11-02 | Solar Panels |  | 0.315 | 18 | 265 | 38 |  | Fixed | Roof
NJSTRE1545478197 |  | Transition Incentive Program | Passaic | 7055 | 6 | 3.69 | Residential | Yes | Behind the Meter | Net-metered residential rooftop and canopy |  | None | Trinity Solar | PSE&G | Accepted | 2020-08-19 | 2020-08-21 | 2021-10-30 | Solar Edge | SE3000 | Inverters | 3000 |  | 1 |  |  | 0.97 |  | Outside | side of home
NJSTRE1545478197 |  | Transition Incentive Program | Passaic | 7055 | 6 | 3.69 | Residential | Yes | Behind the Meter | Net-metered residential rooftop and canopy |  | None | Trinity Solar | PSE&G | Accepted | 2020-08-19 | 2020-08-21 | 2021-10-30 | Hanwha | Q.PEAK DUO BLK-G6 335 | Solar Panels |  | 0.335 | 11 | 175 | 45 |  | Fixed | Roof
NJSTRE1545478221 |  | Transition Incentive Program | Passaic | 7055 | 6 | 5.36 | Residential | Yes | Behind the Meter | Net-metered residential rooftop and canopy |  | None | Trinity Solar | PSE&G | Accepted | 2020-08-19 | 2020-08-21 | 2021-10-30 | Solar Edge | SE5000 | Inverters | 5000 |  | 1 |  |  | 0.97 |  | Outside | side of home
NJSTRE1545478221 |  | Transition Incentive Program | Passaic | 7055 | 6 | 5.36 | Residential | Yes | Behind the Meter | Net-metered residential rooftop and canopy |  | None | Trinity Solar | PSE&G | Accepted | 2020-08-19 | 2020-08-21 | 2021-10-30 | Hanwha | Q.PEAK DUO BLK-G6 335 | Solar Panels |  | 0.335 | 8 | 355 | 21 |  | Fixed | Roof
NJSTRE1545478221 |  | Transition Incentive Program | Passaic | 7055 | 6 | 5.36 | Residential | Yes | Behind the Meter | Net-metered residential rooftop and canopy |  | None | Trinity Solar | PSE&G | Accepted | 2020-08-19 | 2020-08-21 | 2021-10-30 | Hanwha | Q.PEAK DUO BLK-G6 335 | Solar Panels |  | 0.335 | 8 | 175 | 16 |  | Fixed | Roof
NJSTRE1545478238 |  | Transition Incentive Program | Rockaway | 7866 | 3 | 5.2 | Commercial | No | Behind the Meter | Net-metered non-residential rooftop and canopy |  | None | Green Power Energy | JCP&L | Accepted | 2020-08-19 | 2020-08-21 | 2021-10-30 | Solar Edge | SE5000H-US | Inverters | 5000 |  | 1 |  |  | 0.97 |  | Outside | next to meter
NJSTRE1545478238 |  | Transition Incentive Program | Rockaway | 7866 | 3 | 5.2 | Commercial | No | Behind the Meter | Net-metered non-residential rooftop and canopy |  | None | Green Power Energy | JCP&L | Accepted | 2020-08-19 | 2020-08-21 | 2021-10-30 | Axitec | AC-400MH/144S | Solar Panels |  | 0.4 | 13 | 158 | 5 |  | Fixed | Roof
NJSTRE1545478240 |  | Transition Incentive Program | Passaic | 7055 | 6 | 4.02 | Residential | Yes | Behind the Meter | Net-metered residential rooftop and canopy |  | RECO | Trinity Solar | PSE&G | Accepted | 2020-08-19 | 2020-08-21 | 2021-10-30 | Solar Edge | SE3000 | Inverters | 3000 |  | 1 |  |  | 0.97 |  | Outside | side of home
NJSTRE1545478240 |  | Transition Incentive Program | Passaic | 7055 | 6 | 4.02 | Residential | Yes | Behind the Meter | Net-metered residential rooftop and canopy |  | RECO | Trinity Solar | PSE&G | Accepted | 2020-08-19 | 2020-08-21 | 2021-10-30 | Hanwha | Q.PEAK DUO BLK-G6 335 | Solar Panels |  | 0.335 | 12 | 175 | 45 |  | Fixed | Roof
NJSTRE1545478244 |  | Transition Incentive Program | Clifton | 7011 | 6 | 8.4 | Residential | Yes | Behind the Meter | Net-metered residential rooftop and canopy |  | None | Pro Custom Solar dba Momentum Solar | PSE&G | Accepted | 2020-08-19 | 2020-08-21 | 2021-10-30 | Enphase | IQ7PLUS-72-2-US | Inverters | 290 |  | 24 |  |  | 0.97 |  | Outdoor | Roof
NJSTRE1545478244 |  | Transition Incentive Program | Clifton | 7011 | 6 | 8.4 | Residential | Yes | Behind the Meter | Net-metered residential rooftop and canopy |  | None | Pro Custom Solar dba Momentum Solar | PSE&G | Accepted | 2020-08-19 | 2020-08-21 | 2021-10-30 | LG | LG 350N1C-V5 | Solar Panels |  | 0.35 | 6 | 257 | 24 |  | Fixed | Roof
NJSTRE1545478244 |  | Transition Incentive Program | Clifton | 7011 | 6 | 8.4 | Residential | Yes | Behind the Meter | Net-metered residential rooftop and canopy |  | None | Pro Custom Solar dba Momentum Solar | PSE&G | Accepted | 2020-08-19 | 2020-08-21 | 2021-10-30 | LG | LG 350N1C-V5 | Solar Panels |  | 0.35 | 6 | 77 | 24 |  | Fixed | Roof
NJSTRE1545478244 |  | Transition Incentive Program | Clifton | 7011 | 6 | 8.4 | Residential | Yes | Behind the Meter | Net-metered residential rooftop and canopy |  | None | Pro Custom Solar dba Momentum Solar | PSE&G | Accepted | 2020-08-19 | 2020-08-21 | 2021-10-30 | LG | LG 350N1C-V5 | Solar Panels |  | 0.35 | 7 | 78 | 41 |  | Fixed | Roof
NJSTRE1545478244 |  | Transition Incentive Program | Clifton | 7011 | 6 | 8.4 | Residential | Yes | Behind the Meter | Net-metered residential rooftop and canopy |  | None | Pro Custom Solar dba Momentum Solar | PSE&G | Accepted | 2020-08-19 | 2020-08-21 | 2021-10-30 | LG | LG 350N1C-V5 | Solar Panels |  | 0.35 | 5 | 258 | 41 |  | Fixed | Roof
NJSTRE1545478258 |  | Transition Incentive Program | Penns Grove | 8069 | 16 | 10.2 | Residential | No | Behind the Meter | Net-metered residential rooftop and canopy |  | None | Trinity Solar | AC Electric | Accepted | 2020-08-27 | 2020-08-27 | 2021-10-30 | Solar Edge | SE7600H-US | Inverters | 7600 |  | 1 |  |  | 0.97 |  | Outside | side of home
NJSTRE1545478258 |  | Transition Incentive Program | Penns Grove | 8069 | 16 | 10.2 | Residential | No | Behind the Meter | Net-metered residential rooftop and canopy |  | None | Trinity Solar | AC Electric | Accepted | 2020-08-27 | 2020-08-27 | 2021-10-30 | Hanwha 340 | Q.PEAK DUO BLK-G6 340 | Solar Panels |  | 0.34 | 14 | 74 | 35 |  | Fixed | Roof
NJSTRE1545478258 |  | Transition Incentive Program | Penns Grove | 8069 | 16 | 10.2 | Residential | No | Behind the Meter | Net-metered residential rooftop and canopy |  | None | Trinity Solar | AC Electric | Accepted | 2020-08-27 | 2020-08-27 | 2021-10-30 | Hanwha 340 | Q.PEAK DUO BLK-G6 340 | Solar Panels |  | 0.34 | 16 | 254 | 35 |  | Fixed | Roof
NJSTRE1545478264 |  | Transition Incentive Program | NEPTUNE | 7753 | 17 | 7.02 | Residential | No | Behind the Meter | Net-metered residential rooftop and canopy |  | None | Sunrun Installation Services, Inc. | JCP&L | Accepted | 2020-08-19 | 2020-08-21 | 2021-10-30 | Enphase Energy | IQ7-60-x-US | Inverters | 240 |  | 23 |  |  | 0.99 |  | Outdoor | Roof
NJSTRE1545478264 |  | Transition Incentive Program | NEPTUNE | 7753 | 17 | 7.02 | Residential | No | Behind the Meter | Net-metered residential rooftop and canopy |  | None | Sunrun Installation Services, Inc. | JCP&L | Accepted | 2020-08-19 | 2020-08-21 | 2021-10-30 | LONGi Green Energy Technology Co Ltd | LR6-60HPB-305M | Solar Panels |  | 0.305 | 23 | 103 | 23 |  | Fixed | Roof
NJSTRE1545478277 |  | Transition Incentive Program | Sewell | 8080 | 15 | 6.5 | Residential | No | Behind the Meter | Net-metered residential rooftop and canopy |  | None | SunnyMac LLC | AC Electric | Accepted | 2020-08-19 | 2020-08-21 | 2021-10-30 | Solaredge | SE5000H-US | Inverters | 5000 |  | 1 |  |  | 0.99 |  | Outside | Next to Meter
NJSTRE1545478277 |  | Transition Incentive Program | Sewell | 8080 | 15 | 6.5 | Residential | No | Behind the Meter | Net-metered residential rooftop and canopy |  | None | SunnyMac LLC | AC Electric | Accepted | 2020-08-19 | 2020-08-21 | 2021-10-30 | REC | 325 TWINPEAK 2 MONO | Solar Panels |  | 0.325 | 4 | 319 | 21 |  | Fixed | Roof
NJSTRE1545478277 |  | Transition Incentive Program | Sewell | 8080 | 15 | 6.5 | Residential | No | Behind the Meter | Net-metered residential rooftop and canopy |  | None | SunnyMac LLC | AC Electric | Accepted | 2020-08-19 | 2020-08-21 | 2021-10-30 | REC | 325 TWINPEAK 2 MONO | Solar Panels |  | 0.325 | 4 | 139 | 21 |  | Fixed | Roof
NJSTRE1545478277 |  | Transition Incentive Program | Sewell | 8080 | 15 | 6.5 | Residential | No | Behind the Meter | Net-metered residential rooftop and canopy |  | None | SunnyMac LLC | AC Electric | Accepted | 2020-08-19 | 2020-08-21 | 2021-10-30 | REC | 325 TWINPEAK 2 Mono | Solar Panels |  | 0.325 | 12 | 23 | 229 |  | Fixed | Roof
NJSTRE1545478291 |  | Transition Incentive Program | MOUNT LAUREL | 8054 | 13 | 13.65 | Residential | No | Behind the Meter | Net-metered residential rooftop and canopy |  | None | Infinity Solar Systems | PSE&G | Accepted | 2020-08-19 | 2020-08-21 | 2021-10-30 | ENPHASE | IQ7-60-X-US | Inverters | 240 |  | 42 |  |  | 0.97 |  | Outside | MICROINVERTERS
NJSTRE1545478291 |  | Transition Incentive Program | MOUNT LAUREL | 8054 | 13 | 13.65 | Residential | No | Behind the Meter | Net-metered residential rooftop and canopy |  | None | Infinity Solar Systems | PSE&G | Accepted | 2020-08-19 | 2020-08-21 | 2021-10-30 | CANADIAN SOLAR | CS1H-325-MS | Solar Panels |  | 0.325 | 5 | 197 | 20 |  | Fixed | Roof
NJSTRE1545478291 |  | Transition Incentive Program | MOUNT LAUREL | 8054 | 13 | 13.65 | Residential | No | Behind the Meter | Net-metered residential rooftop and canopy |  | None | Infinity Solar Systems | PSE&G | Accepted | 2020-08-19 | 2020-08-21 | 2021-10-30 | CANADIAN SOLAR | CS1H-325-MS | Solar Panels |  | 0.325 | 20 | 197 | 20 |  | Fixed | Roof
NJSTRE1545478291 |  | Transition Incentive Program | MOUNT LAUREL | 8054 | 13 | 13.65 | Residential | No | Behind the Meter | Net-metered residential rooftop and canopy |  | None | Infinity Solar Systems | PSE&G | Accepted | 2020-08-19 | 2020-08-21 | 2021-10-30 | CANADIAN SOLAR | CS1H-325-MS | Solar Panels |  | 0.325 | 17 | 17 | 20 |  | Fixed | Roof
NJSTRE1545478295 |  | Transition Incentive Program | Jersey City | 7305 | 8 | 6.65 | Residential | Yes | Behind the Meter | Net-metered residential rooftop and canopy |  | None | Pro Custom Solar dba Momentum Solar | PSE&G | Accepted | 2020-08-19 | 2020-08-21 | 2021-10-30 | Enphase | IQ7PLUS-72-2-US | Inverters | 290 |  | 19 |  |  | 0.97 |  | Outdoor | Roof
NJSTRE1545478295 |  | Transition Incentive Program | Jersey City | 7305 | 8 | 6.65 | Residential | Yes | Behind the Meter | Net-metered residential rooftop and canopy |  | None | Pro Custom Solar dba Momentum Solar | PSE&G | Accepted | 2020-08-19 | 2020-08-21 | 2021-10-30 | LG | LG 350N1C-V5 | Solar Panels |  | 0.35 | 5 | 220 | 28 |  | Fixed | Roof
NJSTRE1545478295 |  | Transition Incentive Program | Jersey City | 7305 | 8 | 6.65 | Residential | Yes | Behind the Meter | Net-metered residential rooftop and canopy |  | None | Pro Custom Solar dba Momentum Solar | PSE&G | Accepted | 2020-08-19 | 2020-08-21 | 2021-10-30 | LG | LG 350N1C-V5 | Solar Panels |  | 0.35 | 5 | 40 | 28 |  | Fixed | Roof
NJSTRE1545478295 |  | Transition Incentive Program | Jersey City | 7305 | 8 | 6.65 | Residential | Yes | Behind the Meter | Net-metered residential rooftop and canopy |  | None | Pro Custom Solar dba Momentum Solar | PSE&G | Accepted | 2020-08-19 | 2020-08-21 | 2021-10-30 | LG | LG 350N1C-V5 | Solar Panels |  | 0.35 | 9 | 310 | 3 |  | Fixed | Roof
NJSTRE1545478306 |  | Transition Incentive Program | WEST CALDWELL | 7006 | 9 | 8.24 | Residential | Yes | Behind the Meter | Net-metered residential rooftop and canopy |  | None | Sunrun Installation Services, Inc. | PSE&G | Accepted | 2020-08-19 | 2020-08-21 | 2021-10-30 | Enphase Energy | IQ7-60-x-US (240V) | Inverters | 240 |  | 27 |  |  | 0.96 |  | Outdoor | Rooftop
NJSTRE1545478306 |  | Transition Incentive Program | WEST CALDWELL | 7006 | 9 | 8.24 | Residential | Yes | Behind the Meter | Net-metered residential rooftop and canopy |  | None | Sunrun Installation Services, Inc. | PSE&G | Accepted | 2020-08-19 | 2020-08-21 | 2021-10-30 | LONGi Green Energy Technology Co Ltd | LR6-60HPB-305M | Solar Panels |  | 0.305 | 13 | 262 | 27 |  | Fixed | Roof
NJSTRE1545478306 |  | Transition Incentive Program | WEST CALDWELL | 7006 | 9 | 8.24 | Residential | Yes | Behind the Meter | Net-metered residential rooftop and canopy |  | None | Sunrun Installation Services, Inc. | PSE&G | Accepted | 2020-08-19 | 2020-08-21 | 2021-10-30 | LONGi Green Energy Technology Co Ltd | LR6-60HPB-305M | Solar Panels |  | 0.305 | 14 | 82 | 27 |  | Fixed | Roof
NJSTRE1545478331 |  | Transition Incentive Program | Paramus | 7652 | 7 | 6.12 | Residential | Yes | Behind the Meter | Net-metered residential rooftop and canopy |  | PSEG | Vision Solar LLC | PSE&G | Accepted | 2020-08-19 | 2020-08-21 | 2021-10-30 | ENPHASE | IQ7-60-2-US | Inverters | 0.24 |  | 18 |  |  | 0.96 |  | Other | behind each panel
NJSTRE1545478331 |  | Transition Incentive Program | Paramus | 7652 | 7 | 6.12 | Residential | Yes | Behind the Meter | Net-metered residential rooftop and canopy |  | PSEG | Vision Solar LLC | PSE&G | Accepted | 2020-08-19 | 2020-08-21 | 2021-10-30 | HANWHA Q-CELLS | Q.PEAK DUO-G6 340 | Solar Panels |  | 0.34 | 18 | 27 | 20 |  | Fixed | Roof
NJSTRE1545478430 |  | Transition Incentive Program | Bellmawr | 8031 | 14 | 8.16 | Residential | Yes | Behind the Meter | Net-metered residential rooftop and canopy |  | PSEG | Vision Solar LLC | PSE&G | Accepted | 2020-08-19 | 2020-08-21 | 2021-10-30 | ENPHASE | IQ7-60-2-US | Inverters | 0.24 |  | 24 |  |  | 0.96 |  | Other | behind each panel
NJSTRE1545478430 |  | Transition Incentive Program | Bellmawr | 8031 | 14 | 8.16 | Residential | Yes | Behind the Meter | Net-metered residential rooftop and canopy |  | PSEG | Vision Solar LLC | PSE&G | Accepted | 2020-08-19 | 2020-08-21 | 2021-10-30 | HANWHA Q-CELLS | Q.PEAK DUO-G6 340 | Solar Panels |  | 0.34 | 10 | 297 | 40 |  | Fixed | Roof
NJSTRE1545478430 |  | Transition Incentive Program | Bellmawr | 8031 | 14 | 8.16 | Residential | Yes | Behind the Meter | Net-metered residential rooftop and canopy |  | PSEG | Vision Solar LLC | PSE&G | Accepted | 2020-08-19 | 2020-08-21 | 2021-10-30 | HANWHA Q-CELLS | Q.PEAK DUO-G6 340 | Solar Panels |  | 0.34 | 14 | 117 | 40 |  | Fixed | Roof
NJSTRE1545478455 |  | Transition Incentive Program | Tinton Falls | 7724 | 17 | 4.08 | Residential | No | Behind the Meter | Net-metered residential rooftop and canopy |  | None | Tesla Energy Operations Inc. | JCP&L | Accepted | 2020-08-19 | 2020-08-24 | 2021-10-30 | Tesla | AC Powerwall 2.0 | Electric Storage Battery |  |  | 1 |  |  |  | Lithium Ion |  | Outside
NJSTRE1545478455 |  | Transition Incentive Program | Tinton Falls | 7724 | 17 | 4.08 | Residential | No | Behind the Meter | Net-metered residential rooftop and canopy |  | None | Tesla Energy Operations Inc. | JCP&L | Accepted | 2020-08-19 | 2020-08-24 | 2021-10-30 | SolarEdge Technologies | SE3800H-US [240V] | Inverters | 3800 |  | 1 |  |  | 0.99 |  | Outside | Outside
NJSTRE1545478455 |  | Transition Incentive Program | Tinton Falls | 7724 | 17 | 4.08 | Residential | No | Behind the Meter | Net-metered residential rooftop and canopy |  | None | Tesla Energy Operations Inc. | JCP&L | Accepted | 2020-08-19 | 2020-08-24 | 2021-10-30 | Hanwha Q-CELLS | Q.Peak DUO BLK-G6+ 340 | Solar Panels |  | 0.34 | 9 | 265 | 45 |  | Fixed | Roof
NJSTRE1545478455 |  | Transition Incentive Program | Tinton Falls | 7724 | 17 | 4.08 | Residential | No | Behind the Meter | Net-metered residential rooftop and canopy |  | None | Tesla Energy Operations Inc. | JCP&L | Accepted | 2020-08-19 | 2020-08-24 | 2021-10-30 | Hanwha Q-CELLS | Q.Peak DUO BLK-G6+ 340 | Solar Panels |  | 0.34 | 3 | 85 | 45 |  | Fixed | Roof
NJSTRE1545478457 |  | Transition Incentive Program | Garfield | 7026 | 7 | 11.55 | Residential | Yes | Behind the Meter | Net-metered residential rooftop and canopy |  | None | Pro Custom Solar dba Momentum Solar | PSE&G | Accepted | 2020-08-19 | 2020-08-21 | 2021-10-30 | Enphase | IQ7PLUS-72-2-US | Inverters | 290 |  | 33 |  |  | 0.97 |  | Outdoor | Roof
NJSTRE1545478457 |  | Transition Incentive Program | Garfield | 7026 | 7 | 11.55 | Residential | Yes | Behind the Meter | Net-metered residential rooftop and canopy |  | None | Pro Custom Solar dba Momentum Solar | PSE&G | Accepted | 2020-08-19 | 2020-08-21 | 2021-10-30 | LG | LG 350N1C-V5 | Solar Panels |  | 0.35 | 6 | 161 | 24 |  | Fixed | Roof
NJSTRE1545478457 |  | Transition Incentive Program | Garfield | 7026 | 7 | 11.55 | Residential | Yes | Behind the Meter | Net-metered residential rooftop and canopy |  | None | Pro Custom Solar dba Momentum Solar | PSE&G | Accepted | 2020-08-19 | 2020-08-21 | 2021-10-30 | LG | LG 350N1C-V5 | Solar Panels |  | 0.35 | 9 | 71 | 24 |  | Fixed | Roof
NJSTRE1545478457 |  | Transition Incentive Program | Garfield | 7026 | 7 | 11.55 | Residential | Yes | Behind the Meter | Net-metered residential rooftop and canopy |  | None | Pro Custom Solar dba Momentum Solar | PSE&G | Accepted | 2020-08-19 | 2020-08-21 | 2021-10-30 | LG | LG 350N1C-V5 | Solar Panels |  | 0.35 | 18 | 251 | 24 |  | Fixed | Roof
NJSTRE1545478479 |  | Transition Incentive Program | Madison | 7940 | 3 | 6.64 | Residential | No | Behind the Meter | Net-metered residential rooftop and canopy |  | None | Green House Solar | Borough of Madison | Accepted | 2020-08-24 | 2020-08-24 | 2021-10-30 | Sunpower | SPWR-A4 | Inverters | 0.349 |  | 16 |  |  | 0.97 |  | Other | Panel Mounted
NJSTRE1545478479 |  | Transition Incentive Program | Madison | 7940 | 3 | 6.64 | Residential | No | Behind the Meter | Net-metered residential rooftop and canopy |  | None | Green House Solar | Borough of Madison | Accepted | 2020-08-24 | 2020-08-24 | 2021-10-30 | Sunpower | a415-G-AC | Solar Panels |  | 0.415 | 16 | 221 | 20 |  | Fixed | Roof
NJSTRE1545478486 |  | Transition Incentive Program | Atlantic City | 8401 | 19 | 9.6 | Residential | No | Behind the Meter | Net-metered residential rooftop and canopy |  | None | Posigen NJ LLC | AC Electric | Accepted | 2020-08-19 | 2020-08-21 | 2021-10-30 | SolarEdge | SE10000H-US | Inverters | 10000 |  | 1 |  |  | 0.99 |  | Outside | within ten feet of meter
NJSTRE1545478486 |  | Transition Incentive Program | Atlantic City | 8401 | 19 | 9.6 | Residential | No | Behind the Meter | Net-metered residential rooftop and canopy |  | None | Posigen NJ LLC | AC Electric | Accepted | 2020-08-19 | 2020-08-21 | 2021-10-30 | Silfab | SLA320M | Solar Panels |  | 0.32 | 30 | 110290 | 19 |  | Fixed | Roof
NJSTRE1545478497 |  | Transition Incentive Program | Toms River | 8753 | 18 | 9.6 | Residential | No | Behind the Meter | Net-metered residential rooftop and canopy |  | None | Posigen NJ LLC | JCP&L | Accepted | 2020-08-19 | 2020-08-21 | 2021-10-30 | SolarEdge | SE10000H-US | Inverters | 10000 |  | 1 |  |  | 0.99 |  | Outside | within ten feet of meter
NJSTRE1545478497 |  | Transition Incentive Program | Toms River | 8753 | 18 | 9.6 | Residential | No | Behind the Meter | Net-metered residential rooftop and canopy |  | None | Posigen NJ LLC | JCP&L | Accepted | 2020-08-19 | 2020-08-21 | 2021-10-30 | Silfab | SLA320 BL | Solar Panels |  | 0.32 | 30 | 240 | 20 |  | Fixed | Roof
NJSTRE1545478501 |  | Transition Incentive Program | Rutherford | 7070 | 7 | 5.25 | Residential | Yes | Behind the Meter | Net-metered residential rooftop and canopy |  | None | Pro Custom Solar dba Momentum Solar | PSE&G | Accepted | 2020-08-19 | 2020-08-21 | 2021-10-30 | Enphase | IQ7PLUS-72-2-US | Inverters | 290 |  | 15 |  |  | 0.97 |  | Outdoor | Roof
NJSTRE1545478501 |  | Transition Incentive Program | Rutherford | 7070 | 7 | 5.25 | Residential | Yes | Behind the Meter | Net-metered residential rooftop and canopy |  | None | Pro Custom Solar dba Momentum Solar | PSE&G | Accepted | 2020-08-19 | 2020-08-21 | 2021-10-30 | LG | LG 350N1C-V5 | Solar Panels |  | 0.35 | 15 | 217 | 39 |  | Fixed | Roof
NJSTRE1545478507 |  | Transition Incentive Program | Toms River | 8753 | 18 | 7.04 | Residential | No | Behind the Meter | Net-metered residential rooftop and canopy |  | None | Posigen NJ LLC | JCP&L | Accepted | 2020-08-19 | 2020-08-21 | 2021-10-30 | SolarEdge | SE7600H-US | Inverters | 7600 |  | 1 |  |  | 0.99 |  | Outside | within ten feet of meter
NJSTRE1545478507 |  | Transition Incentive Program | Toms River | 8753 | 18 | 7.04 | Residential | No | Behind the Meter | Net-metered residential rooftop and canopy |  | None | Posigen NJ LLC | JCP&L | Accepted | 2020-08-19 | 2020-08-21 | 2021-10-30 | Silfab | SLA320 BL | Solar Panels |  | 0.32 | 22 | 60 | 20 |  | Fixed | Roof
NJSTRE1545478515 |  | Transition Incentive Program | Woolwich | 8085 | 15 | 9.6 | Residential | No | Behind the Meter | Net-metered residential rooftop and canopy |  | None | Posigen NJ LLC | AC Electric | Accepted | 2020-08-19 | 2020-08-24 | 2021-10-30 | SolarEdge | SE10000H-US | Inverters | 10000 |  | 1 |  |  | 0.99 |  | Outside | within ten feet of meter
NJSTRE1545478515 |  | Transition Incentive Program | Woolwich | 8085 | 15 | 9.6 | Residential | No | Behind the Meter | Net-metered residential rooftop and canopy |  | None | Posigen NJ LLC | AC Electric | Accepted | 2020-08-19 | 2020-08-24 | 2021-10-30 | Silfab | SLA320 BL | Solar Panels |  | 0.32 | 30 | 256,76 | 36 |  | Fixed | Roof
NJSTRE1545478518 |  | Transition Incentive Program | Cedarville | 8311 | 20 | 6.83 | Residential | Yes | Behind the Meter | Net-metered residential rooftop and canopy |  | None | SunnyMac LLC | AC Electric | Accepted | 2020-08-19 | 2020-08-21 | 2021-10-30 | Solaredge | SE6000H-US | Inverters | 6000 |  | 1 |  |  | 0.99 |  | Outdoor | Next to meter
NJSTRE1545478518 |  | Transition Incentive Program | Cedarville | 8311 | 20 | 6.83 | Residential | Yes | Behind the Meter | Net-metered residential rooftop and canopy |  | None | SunnyMac LLC | AC Electric | Accepted | 2020-08-19 | 2020-08-21 | 2021-10-30 | REC | 325 TWINPEAK 2 MONO | Solar Panels |  | 0.325 | 21 | 224 | 18 |  | Fixed | Roof
NJSTRE1545478519 |  | Transition Incentive Program | Loveladies | 8008 | 18 | 9.24 | Residential | No | Behind the Meter | Net-metered residential rooftop and canopy |  | None | Green Power Energy | AC Electric | Accepted | 2020-08-27 | 2020-08-27 | 2021-10-30 | Enphase Energy | IQ7PLUS-72-2-US | Inverters | 290 |  | 31 |  |  | 0.975 |  | Outside | next to meter
NJSTRE1545478519 |  | Transition Incentive Program | Loveladies | 8008 | 18 | 9.24 | Residential | No | Behind the Meter | Net-metered residential rooftop and canopy |  | None | Green Power Energy | AC Electric | Accepted | 2020-08-27 | 2020-08-27 | 2021-10-30 | LG Electronics | LG330N1K-V5 | Solar Panels |  | 0.33 | 3 | 115 | 30 |  | Fixed | Roof
NJSTRE1545478519 |  | Transition Incentive Program | Loveladies | 8008 | 18 | 9.24 | Residential | No | Behind the Meter | Net-metered residential rooftop and canopy |  | None | Green Power Energy | AC Electric | Accepted | 2020-08-27 | 2020-08-27 | 2021-10-30 | LG Electronics | LG330N1K-V5 | Solar Panels |  | 0.33 | 1 | 207 | 30 |  | Fixed | Roof
NJSTRE1545478519 |  | Transition Incentive Program | Loveladies | 8008 | 18 | 9.24 | Residential | No | Behind the Meter | Net-metered residential rooftop and canopy |  | None | Green Power Energy | AC Electric | Accepted | 2020-08-27 | 2020-08-27 | 2021-10-30 | LG Electronics | LG330N1K-V5 | Solar Panels |  | 0.33 | 12 | 204 | 30 |  | Fixed | Roof
NJSTRE1545478519 |  | Transition Incentive Program | Loveladies | 8008 | 18 | 9.24 | Residential | No | Behind the Meter | Net-metered residential rooftop and canopy |  | None | Green Power Energy | AC Electric | Accepted | 2020-08-27 | 2020-08-27 | 2021-10-30 | LG Electronics | LG330N1K-V5 | Solar Panels |  | 0.33 | 12 | 21 | 30 |  | Fixed | Roof
NJSTRE1545478520 |  | Transition Incentive Program | Perth Amboy | 8861 | 11 | 6.3 | Residential | Yes | Behind the Meter | Net-metered residential rooftop and canopy |  | None | Pro Custom Solar dba Momentum Solar | PSE&G | Accepted | 2020-08-19 | 2020-08-24 | 2021-10-30 | Enphase | IQ7PLUS-72-2-US | Inverters | 290 |  | 18 |  |  | 0.97 |  | Outdoor | Roof
NJSTRE1545478520 |  | Transition Incentive Program | Perth Amboy | 8861 | 11 | 6.3 | Residential | Yes | Behind the Meter | Net-metered residential rooftop and canopy |  | None | Pro Custom Solar dba Momentum Solar | PSE&G | Accepted | 2020-08-19 | 2020-08-24 | 2021-10-30 | LG | LG 350N1C-V5 | Solar Panels |  | 0.35 | 18 | 230 | 25 |  | Fixed | Roof
NJSTRE1545478524 |  | Transition Incentive Program | Woolwich | 8085 | 15 | 5.12 | Residential | No | Behind the Meter | Net-metered residential rooftop and canopy |  | None | Posigen NJ LLC | AC Electric | Accepted | 2020-08-19 | 2020-08-24 | 2021-10-30 | SolarEdge | SE6000H-US | Inverters | 6000 |  | 1 |  |  | 0.99 |  | Outside | within ten feet of meter
NJSTRE1545478524 |  | Transition Incentive Program | Woolwich | 8085 | 15 | 5.12 | Residential | No | Behind the Meter | Net-metered residential rooftop and canopy |  | None | Posigen NJ LLC | AC Electric | Accepted | 2020-08-19 | 2020-08-24 | 2021-10-30 | Silfab | SLA320BL | Solar Panels |  | 0.32 | 16 | 76 | 41 |  | Fixed | Roof
NJSTRE1545478527 |  | Transition Incentive Program | Garfield | 7026 | 7 | 7.36 | Residential | Yes | Behind the Meter | Net-metered residential rooftop and canopy |  | None | Trinity Solar | PSE&G | Accepted | 2020-08-19 | 2020-08-21 | 2021-10-30 | Solar Edge | SE6000H-US | Inverters | 6000 |  | 1 |  |  | 0.97 |  | Outside | side of home
NJSTRE1545478527 |  | Transition Incentive Program | Garfield | 7026 | 7 | 7.36 | Residential | Yes | Behind the Meter | Net-metered residential rooftop and canopy |  | None | Trinity Solar | PSE&G | Accepted | 2020-08-19 | 2020-08-21 | 2021-10-30 | Hanwha 320 | Q.PEAK DUO BLK-G5 320 | Solar Panels |  | 0.32 | 12 | 253 | 33 |  | Fixed | Roof
NJSTRE1545478527 |  | Transition Incentive Program | Garfield | 7026 | 7 | 7.36 | Residential | Yes | Behind the Meter | Net-metered residential rooftop and canopy |  | None | Trinity Solar | PSE&G | Accepted | 2020-08-19 | 2020-08-21 | 2021-10-30 | Hanwha 320 | Q.PEAK DUO BLK-G5 320 | Solar Panels |  | 0.32 | 11 | 73 | 34 |  | Fixed | Roof
NJSTRE1545478531 |  | Transition Incentive Program | HILLSIDE TWP | 7205 | 10 | 3.97 | Residential | Yes | Behind the Meter | Net-metered residential rooftop and canopy |  | None | Sunrun Installation Services, Inc. | PSE&G | Accepted | 2020-08-19 | 2020-08-21 | 2021-10-30 | Enphase Energy | IQ7-60-x-US (240V) | Inverters | 240 |  | 13 |  |  | 0.96 |  | Outdoor | Rooftop
NJSTRE1545478531 |  | Transition Incentive Program | HILLSIDE TWP | 7205 | 10 | 3.97 | Residential | Yes | Behind the Meter | Net-metered residential rooftop and canopy |  | None | Sunrun Installation Services, Inc. | PSE&G | Accepted | 2020-08-19 | 2020-08-21 | 2021-10-30 | LONGi Green Energy Technology Co Ltd | LR6-60HPB-305M | Solar Panels |  | 0.305 | 13 | 128 | 29 |  | Fixed | Roof
NJSTRE1545478538 |  | Transition Incentive Program | Clementon | 8021 | 14 | 5.7 | Residential | Yes | Behind the Meter | Net-metered residential rooftop and canopy |  | None | Pro Custom Solar dba Momentum Solar | PSE&G | Accepted | 2020-08-19 | 2020-08-21 | 2021-10-30 | Enphase | IQ7-60-2-US | Inverters | 240 |  | 17 |  |  | 0.97 |  | Outdoor | Roof
NJSTRE1545478538 |  | Transition Incentive Program | Clementon | 8021 | 14 | 5.7 | Residential | Yes | Behind the Meter | Net-metered residential rooftop and canopy |  | None | Pro Custom Solar dba Momentum Solar | PSE&G | Accepted | 2020-08-19 | 2020-08-21 | 2021-10-30 | HANWHA | Q.PEAK DUO BLK G6+ 335 | Solar Panels |  | 0.335 | 17 | 150 | 18 |  | Fixed | Roof
NJSTRE1545478539 |  | Transition Incentive Program | Marlton | 8053 | 13 | 6.18 | Residential | Yes | Behind the Meter | Net-metered residential rooftop and canopy |  | None | Vivint Solar Developer, LLC | PSE&G | Accepted | 2020-08-20 | 2020-08-21 | 2021-10-30 | Solar Edge | SE7600H-US | Inverters | 7600 |  | 1 |  |  | 0.992 |  | Outdoor | Near the Utility Meter
NJSTRE1545478539 |  | Transition Incentive Program | Marlton | 8053 | 13 | 6.18 | Residential | Yes | Behind the Meter | Net-metered residential rooftop and canopy |  | None | Vivint Solar Developer, LLC | PSE&G | Accepted | 2020-08-20 | 2020-08-21 | 2021-10-30 | JINKO SOLAR | JKM325M-60HBL | Solar Panels |  | 0.325 | 19 | 151 | 23 |  | Fixed | Roof
NJSTRE1545478552 |  | Transition Incentive Program | CLEMENTON | 8021 | 14 | 9.43 | Residential | Yes | Behind the Meter | Net-metered residential rooftop and canopy |  | None | Vivint Solar Developer, LLC | AC Electric | Accepted | 2020-08-20 | 2020-08-21 | 2021-10-30 | Solar Edge | SE7600H-US | Inverters | 7600 |  | 1 |  |  | 0.992 |  | Outdoor | Near the Utility Meter
NJSTRE1545478552 |  | Transition Incentive Program | CLEMENTON | 8021 | 14 | 9.43 | Residential | Yes | Behind the Meter | Net-metered residential rooftop and canopy |  | None | Vivint Solar Developer, LLC | AC Electric | Accepted | 2020-08-20 | 2020-08-21 | 2021-10-30 | JINKO SOLAR | JKM325M-60HBL | Solar Panels |  | 0.325 | 9 | 212 | 33 |  | Fixed | Roof
NJSTRE1545478552 |  | Transition Incentive Program | CLEMENTON | 8021 | 14 | 9.43 | Residential | Yes | Behind the Meter | Net-metered residential rooftop and canopy |  | None | Vivint Solar Developer, LLC | AC Electric | Accepted | 2020-08-20 | 2020-08-21 | 2021-10-30 | JINKO SOLAR | JKM325M-60HBL | Solar Panels |  | 0.325 | 5 | 32 | 33 |  | Fixed | Roof
NJSTRE1545478552 |  | Transition Incentive Program | CLEMENTON | 8021 | 14 | 9.43 | Residential | Yes | Behind the Meter | Net-metered residential rooftop and canopy |  | None | Vivint Solar Developer, LLC | AC Electric | Accepted | 2020-08-20 | 2020-08-21 | 2021-10-30 | JINKO SOLAR | JKM325M-60HBL | Solar Panels |  | 0.325 | 10 | 32 | 33 |  | Fixed | Roof
NJSTRE1545478552 |  | Transition Incentive Program | CLEMENTON | 8021 | 14 | 9.43 | Residential | Yes | Behind the Meter | Net-metered residential rooftop and canopy |  | None | Vivint Solar Developer, LLC | AC Electric | Accepted | 2020-08-20 | 2020-08-21 | 2021-10-30 | JINKO SOLAR | JKM325M-60HBL | Solar Panels |  | 0.325 | 5 | 212 | 33 |  | Fixed | Roof
NJSTRE1545478561 |  | Transition Incentive Program | HAMILTON | 8619 | 12 | 2.93 | Residential | Yes | Behind the Meter | Net-metered residential rooftop and canopy |  | None | Vivint Solar Developer, LLC | PSE&G | Accepted | 2020-08-20 | 2020-08-26 | 2021-10-30 | SolarEdge | SE3800H-US | Inverters | 3800 |  | 1 |  |  | 0.992 |  | Outdoor | Near the Utility Meter
NJSTRE1545478561 |  | Transition Incentive Program | HAMILTON | 8619 | 12 | 2.93 | Residential | Yes | Behind the Meter | Net-metered residential rooftop and canopy |  | None | Vivint Solar Developer, LLC | PSE&G | Accepted | 2020-08-20 | 2020-08-26 | 2021-10-30 | Jinko Solar | JKM325M-60HBL | Solar Panels |  | 0.325 | 4 | 272 | 19 |  | Fixed | Roof
NJSTRE1545478561 |  | Transition Incentive Program | HAMILTON | 8619 | 12 | 2.93 | Residential | Yes | Behind the Meter | Net-metered residential rooftop and canopy |  | None | Vivint Solar Developer, LLC | PSE&G | Accepted | 2020-08-20 | 2020-08-26 | 2021-10-30 | Jinko Solar | JKM325M-60HBL | Solar Panels |  | 0.325 | 5 | 92 | 19 |  | Fixed | Roof
NJSTRE1545478564 |  | Transition Incentive Program | New Milford | 7646 | 7 | 9.6 | Residential | No | Behind the Meter | Net-metered residential rooftop and canopy |  | None | Posigen NJ LLC | PSE&G | Accepted | 2020-08-19 | 2020-08-21 | 2021-10-30 | SolarEdge | SE10000H-US | Inverters | 10000 |  | 1 |  |  | 0.99 |  | Outside | within ten feet of meter
NJSTRE1545478564 |  | Transition Incentive Program | New Milford | 7646 | 7 | 9.6 | Residential | No | Behind the Meter | Net-metered residential rooftop and canopy |  | None | Posigen NJ LLC | PSE&G | Accepted | 2020-08-19 | 2020-08-21 | 2021-10-30 | Silfab | SLA320BL | Solar Panels |  | 0.32 | 30 | 180 | 30 |  | Fixed | Roof
NJSTRE1545478608 |  | Transition Incentive Program | West Orange | 7052 | 9 | 2.72 | Residential | Yes | Behind the Meter | Net-metered residential rooftop and canopy |  | None | Trinity Solar | PSE&G | Accepted | 2020-08-19 | 2020-08-24 | 2021-10-30 | Solar Edge | SE3000H-US | Inverters | 3000 |  | 1 |  |  | 0.97 |  | Outside | Garage
NJSTRE1545478608 |  | Transition Incentive Program | West Orange | 7052 | 9 | 2.72 | Residential | Yes | Behind the Meter | Net-metered residential rooftop and canopy |  | None | Trinity Solar | PSE&G | Accepted | 2020-08-19 | 2020-08-24 | 2021-10-30 | Hanwha 340 | Q.PEAK DUO BLK-G6 340 | Solar Panels |  | 0.34 | 8 | 202 | 34 |  | Fixed | Roof | garage
NJSTRE1545478609 |  | Transition Incentive Program | JERSEY CITY | 7305 | 8 | 2.64 | Residential | Yes | Behind the Meter | Net-metered residential rooftop and canopy |  | None | Sunrun Installation Services, Inc. | PSE&G | Accepted | 2020-08-19 | 2020-08-21 | 2021-10-30 | Enphase Energy | IQ7-60-x-US (240V) | Inverters | 240 |  | 8 |  |  | 0.96 |  | Outdoor | Rooftop
NJSTRE1545478609 |  | Transition Incentive Program | JERSEY CITY | 7305 | 8 | 2.64 | Residential | Yes | Behind the Meter | Net-metered residential rooftop and canopy |  | None | Sunrun Installation Services, Inc. | PSE&G | Accepted | 2020-08-19 | 2020-08-21 | 2021-10-30 | LG Electronics | LG330N1C-A5 | Solar Panels |  | 0.33 | 3 | 52 | 45 |  | Fixed | Roof
NJSTRE1545478609 |  | Transition Incentive Program | JERSEY CITY | 7305 | 8 | 2.64 | Residential | Yes | Behind the Meter | Net-metered residential rooftop and canopy |  | None | Sunrun Installation Services, Inc. | PSE&G | Accepted | 2020-08-19 | 2020-08-21 | 2021-10-30 | LG Electronics | LG330N1C-A5 | Solar Panels |  | 0.33 | 5 | 145 | 10 |  | Fixed | Roof
NJSTRE1545478647 |  | Transition Incentive Program | Springfield | 7081 | 10 | 11.05 | Residential | Yes | Behind the Meter | Net-metered residential rooftop and canopy |  | None | Vivint Solar Developer, LLC | JCP&L | Accepted | 2020-08-19 | 2020-08-21 | 2021-10-30 | Solar Edge | SE7600H-US | Inverters | 7600 |  | 1 |  |  | 0.992 |  | Outdoor | Near the Utility Meter
NJSTRE1545478647 |  | Transition Incentive Program | Springfield | 7081 | 10 | 11.05 | Residential | Yes | Behind the Meter | Net-metered residential rooftop and canopy |  | None | Vivint Solar Developer, LLC | JCP&L | Accepted | 2020-08-19 | 2020-08-21 | 2021-10-30 | JINKO SOLAR | JKM325M-60HBL | Solar Panels |  | 0.325 | 10 | 37 | 34 |  | Fixed | Roof
NJSTRE1545478647 |  | Transition Incentive Program | Springfield | 7081 | 10 | 11.05 | Residential | Yes | Behind the Meter | Net-metered residential rooftop and canopy |  | None | Vivint Solar Developer, LLC | JCP&L | Accepted | 2020-08-19 | 2020-08-21 | 2021-10-30 | JINKO SOLAR | JKM325M-60HBL | Solar Panels |  | 0.325 | 3 | 37 | 34 |  | Fixed | Roof
NJSTRE1545478647 |  | Transition Incentive Program | Springfield | 7081 | 10 | 11.05 | Residential | Yes | Behind the Meter | Net-metered residential rooftop and canopy |  | None | Vivint Solar Developer, LLC | JCP&L | Accepted | 2020-08-19 | 2020-08-21 | 2021-10-30 | JINKO SOLAR | JKM325M-60HBL | Solar Panels |  | 0.325 | 21 | 217 | 34 |  | Fixed | Roof
NJSTRE1545478734 |  | Transition Incentive Program | IRVINGTON | 7111 | 9 | 5.36 | Residential | Yes | Behind the Meter | Net-metered residential rooftop and canopy |  | None | Trinity Solar | PSE&G | Accepted | 2020-08-19 | 2020-08-21 | 2021-10-30 | Solar Edge | SE5000H-US000BNC4 | Inverters | 5000 |  | 1 |  |  | 0.97 |  | Outdoor | side of home
NJSTRE1545478734 |  | Transition Incentive Program | IRVINGTON | 7111 | 9 | 5.36 | Residential | Yes | Behind the Meter | Net-metered residential rooftop and canopy |  | None | Trinity Solar | PSE&G | Accepted | 2020-08-19 | 2020-08-21 | 2021-10-30 | HANWHA | Q.PEAK DUO BLK-G6 335 | Solar Panels |  | 0.335 | 7 | 99 | 37 |  | Fixed | Roof
NJSTRE1545478734 |  | Transition Incentive Program | IRVINGTON | 7111 | 9 | 5.36 | Residential | Yes | Behind the Meter | Net-metered residential rooftop and canopy |  | None | Trinity Solar | PSE&G | Accepted | 2020-08-19 | 2020-08-21 | 2021-10-30 | HANWHA | Q.PEAK DUO BLK-G6 335 | Solar Panels |  | 0.335 | 9 | 279 | 37 |  | Fixed | Roof
NJSTRE1545479216 |  | Transition Incentive Program | West Orange | 7052 | 9 | 5.78 | Residential | Yes | Behind the Meter | Net-metered residential rooftop and canopy |  | None | Trinity Solar | PSE&G | Accepted | 2020-08-19 | 2020-08-24 | 2021-10-30 | Solar Edge | SE5000H-US | Inverters | 5000 |  | 1 |  |  | 0.97 |  | Outside | side of home
NJSTRE1545479216 |  | Transition Incentive Program | West Orange | 7052 | 9 | 5.78 | Residential | Yes | Behind the Meter | Net-metered residential rooftop and canopy |  | None | Trinity Solar | PSE&G | Accepted | 2020-08-19 | 2020-08-24 | 2021-10-30 | Hanwha 340 | Q.PEAK DUO BLK-G6 340 | Solar Panels |  | 0.34 | 17 | 201 | 38 |  | Fixed | Roof
NJSTRE1545479223 |  | Transition Incentive Program | Linden | 7036 | 10 | 5.25 | Residential | Yes | Behind the Meter | Net-metered residential rooftop and canopy |  | None | Pro Custom Solar dba Momentum Solar | PSE&G | Accepted | 2020-08-19 | 2020-08-24 | 2021-10-30 | Enphase | IQ7PLUS-72-2-US | Inverters | 290 |  | 15 |  |  | 0.97 |  | Outdoor | Roof
NJSTRE1545479223 |  | Transition Incentive Program | Linden | 7036 | 10 | 5.25 | Residential | Yes | Behind the Meter | Net-metered residential rooftop and canopy |  | None | Pro Custom Solar dba Momentum Solar | PSE&G | Accepted | 2020-08-19 | 2020-08-24 | 2021-10-30 | LG | LG 350N1C-V5 | Solar Panels |  | 0.35 | 3 | 39 | 7 |  | Fixed | Roof
NJSTRE1545479223 |  | Transition Incentive Program | Linden | 7036 | 10 | 5.25 | Residential | Yes | Behind the Meter | Net-metered residential rooftop and canopy |  | None | Pro Custom Solar dba Momentum Solar | PSE&G | Accepted | 2020-08-19 | 2020-08-24 | 2021-10-30 | LG | LG 350N1C-V5 | Solar Panels |  | 0.35 | 12 | 219 | 5 |  | Fixed | Roof
NJSTRE1545479259 |  | Transition Incentive Program | Runnemede | 8078 | 14 | 14.39 | Residential | Yes | Behind the Meter | Net-metered residential rooftop and canopy |  | None | Vision Solar LLC | AC Electric | Accepted | 2020-08-19 | 2020-08-24 | 2021-10-30 | SUNPOWER | TYPE E | Inverters | 0.24 |  | 44 |  |  | 0.96 |  | Other | BEHIND EACH PANEL
NJSTRE1545479259 |  | Transition Incentive Program | Runnemede | 8078 | 14 | 14.39 | Residential | Yes | Behind the Meter | Net-metered residential rooftop and canopy |  | None | Vision Solar LLC | AC Electric | Accepted | 2020-08-19 | 2020-08-24 | 2021-10-30 | SUNPOWER | SPR-E20-327-E-AC | Solar Panels |  | 0.327 | 12 | 317 | 35 |  | Fixed | Roof
NJSTRE1545479259 |  | Transition Incentive Program | Runnemede | 8078 | 14 | 14.39 | Residential | Yes | Behind the Meter | Net-metered residential rooftop and canopy |  | None | Vision Solar LLC | AC Electric | Accepted | 2020-08-19 | 2020-08-24 | 2021-10-30 | SUNPOWER | SPR-E20-327-E-AC | Solar Panels |  | 0.327 | 10 | 137 | 30 |  | Fixed | Roof
NJSTRE1545479259 |  | Transition Incentive Program | Runnemede | 8078 | 14 | 14.39 | Residential | Yes | Behind the Meter | Net-metered residential rooftop and canopy |  | None | Vision Solar LLC | AC Electric | Accepted | 2020-08-19 | 2020-08-24 | 2021-10-30 | SUNPOWER | SPR-E20-327-E-AC | Solar Panels |  | 0.327 | 11 | 46 | 25 |  | Fixed | Roof
NJSTRE1545479259 |  | Transition Incentive Program | Runnemede | 8078 | 14 | 14.39 | Residential | Yes | Behind the Meter | Net-metered residential rooftop and canopy |  | None | Vision Solar LLC | AC Electric | Accepted | 2020-08-19 | 2020-08-24 | 2021-10-30 | SUNPOWER | SPR-E20-327-E-AC | Solar Panels |  | 0.327 | 3 | 226 | 30 |  | Fixed | Roof
NJSTRE1545479259 |  | Transition Incentive Program | Runnemede | 8078 | 14 | 14.39 | Residential | Yes | Behind the Meter | Net-metered residential rooftop and canopy |  | None | Vision Solar LLC | AC Electric | Accepted | 2020-08-19 | 2020-08-24 | 2021-10-30 | SUNPOWER | SPR-E20-327-E-AC | Solar Panels |  | 0.327 | 8 | 137 | 25 |  | Fixed | Roof
NJSTRE1545479276 |  | Transition Incentive Program | Montville | 7045 | 3 | 10.73 | Residential | No | Behind the Meter | Net-metered residential rooftop and canopy |  | None | Kaitanna Solar, LLC | JCP&L | Accepted | 2020-08-19 | 2020-08-24 | 2021-10-30 | Enphase | Envoy | Meters |  |  | 1 |  |  |  | Yes
NJSTRE1545479276 |  | Transition Incentive Program | Montville | 7045 | 3 | 10.73 | Residential | No | Behind the Meter | Net-metered residential rooftop and canopy |  | None | Kaitanna Solar, LLC | JCP&L | Accepted | 2020-08-19 | 2020-08-24 | 2021-10-30 | Enphase | IQ7 | Inverters | 240 |  | 33 |  |  | 0.97 |  | Outside | Under Module
NJSTRE1545479276 |  | Transition Incentive Program | Montville | 7045 | 3 | 10.73 | Residential | No | Behind the Meter | Net-metered residential rooftop and canopy |  | None | Kaitanna Solar, LLC | JCP&L | Accepted | 2020-08-19 | 2020-08-24 | 2021-10-30 | Trina | 328 | Solar Panels |  | 0.325 | 18 | 151 | 36 |  | Fixed | Roof
NJSTRE1545479276 |  | Transition Incentive Program | Montville | 7045 | 3 | 10.73 | Residential | No | Behind the Meter | Net-metered residential rooftop and canopy |  | None | Kaitanna Solar, LLC | JCP&L | Accepted | 2020-08-19 | 2020-08-24 | 2021-10-30 | Trina | 325 | Solar Panels |  | 0.325 | 15 | 241 | 38 |  | Fixed | Roof
NJSTRE1545479279 |  | Transition Incentive Program | Manahawkin | 8050 | 18 | 10.85 | Residential | Yes | Behind the Meter | Net-metered residential rooftop and canopy |  | None | Pro Custom Solar dba Momentum Solar | AC Electric | Accepted | 2020-08-19 | 2020-08-24 | 2021-10-30 | Enphase | IQ7PLUS-72-2-US | Inverters | 290 |  | 31 |  |  | 0.97 |  | Outdoor | Roof
NJSTRE1545479279 |  | Transition Incentive Program | Manahawkin | 8050 | 18 | 10.85 | Residential | Yes | Behind the Meter | Net-metered residential rooftop and canopy |  | None | Pro Custom Solar dba Momentum Solar | AC Electric | Accepted | 2020-08-19 | 2020-08-24 | 2021-10-30 | LG | LG 350N1C-V5 | Solar Panels |  | 0.35 | 24 | 239 | 18 |  | Fixed | Roof
NJSTRE1545479279 |  | Transition Incentive Program | Manahawkin | 8050 | 18 | 10.85 | Residential | Yes | Behind the Meter | Net-metered residential rooftop and canopy |  | None | Pro Custom Solar dba Momentum Solar | AC Electric | Accepted | 2020-08-19 | 2020-08-24 | 2021-10-30 | LG | LG 350N1C-V5 | Solar Panels |  | 0.35 | 7 | 59 | 18 |  | Fixed | Roof
NJSTRE1545479305 |  | Transition Incentive Program | Manalapan | 7726 | 17 | 11.55 | Residential | Yes | Behind the Meter | Net-metered residential rooftop and canopy |  | None | Pro Custom Solar dba Momentum Solar | JCP&L | Accepted | 2020-08-19 | 2020-08-24 | 2021-10-30 | Enphase | IQ7PLUS-72-2-US | Inverters | 290 |  | 33 |  |  | 0.97 |  | Outdoor | Roof
NJSTRE1545479305 |  | Transition Incentive Program | Manalapan | 7726 | 17 | 11.55 | Residential | Yes | Behind the Meter | Net-metered residential rooftop and canopy |  | None | Pro Custom Solar dba Momentum Solar | JCP&L | Accepted | 2020-08-19 | 2020-08-24 | 2021-10-30 | LG | LG 350N1C-V5 | Solar Panels |  | 0.35 | 12 | 88 | 20 |  | Fixed | Roof
NJSTRE1545479305 |  | Transition Incentive Program | Manalapan | 7726 | 17 | 11.55 | Residential | Yes | Behind the Meter | Net-metered residential rooftop and canopy |  | None | Pro Custom Solar dba Momentum Solar | JCP&L | Accepted | 2020-08-19 | 2020-08-24 | 2021-10-30 | LG | LG 350N1C-V5 | Solar Panels |  | 0.35 | 15 | 268 | 20 |  | Fixed | Roof
NJSTRE1545479305 |  | Transition Incentive Program | Manalapan | 7726 | 17 | 11.55 | Residential | Yes | Behind the Meter | Net-metered residential rooftop and canopy |  | None | Pro Custom Solar dba Momentum Solar | JCP&L | Accepted | 2020-08-19 | 2020-08-24 | 2021-10-30 | LG | LG 350N1C-V5 | Solar Panels |  | 0.35 | 6 | 88 | 20 |  | Fixed | Roof
NJSTRE1545479331 |  | Transition Incentive Program | FLANDERS | 7836 | 3 | 13.65 | Residential | Yes | Behind the Meter | Net-metered residential rooftop and canopy |  | None | Vivint Solar Developer, LLC | JCP&L | Accepted | 2020-08-20 | 2020-08-24 | 2021-10-30 | Solar Edge | SE3800H-US | Inverters | 3800 |  | 1 |  |  | 0.992 |  | Outdoor | Near the Utility Meter
NJSTRE1545479331 |  | Transition Incentive Program | FLANDERS | 7836 | 3 | 13.65 | Residential | Yes | Behind the Meter | Net-metered residential rooftop and canopy |  | None | Vivint Solar Developer, LLC | JCP&L | Accepted | 2020-08-20 | 2020-08-24 | 2021-10-30 | Solar Edge | SE7600H-US | Inverters | 7600 |  | 1 |  |  | 0.992 |  | Outdoor | Near the Utility Meter
NJSTRE1545479331 |  | Transition Incentive Program | FLANDERS | 7836 | 3 | 13.65 | Residential | Yes | Behind the Meter | Net-metered residential rooftop and canopy |  | None | Vivint Solar Developer, LLC | JCP&L | Accepted | 2020-08-20 | 2020-08-24 | 2021-10-30 | JINKO SOLAR | JKM325M-60HBL | Solar Panels |  | 0.325 | 6 | 261 | 14 |  | Fixed | Roof
NJSTRE1545479331 |  | Transition Incentive Program | FLANDERS | 7836 | 3 | 13.65 | Residential | Yes | Behind the Meter | Net-metered residential rooftop and canopy |  | None | Vivint Solar Developer, LLC | JCP&L | Accepted | 2020-08-20 | 2020-08-24 | 2021-10-30 | JINKO SOLAR | JKM325M-60HBL | Solar Panels |  | 0.325 | 3 | 81 | 20 |  | Fixed | Roof
NJSTRE1545479331 |  | Transition Incentive Program | FLANDERS | 7836 | 3 | 13.65 | Residential | Yes | Behind the Meter | Net-metered residential rooftop and canopy |  | None | Vivint Solar Developer, LLC | JCP&L | Accepted | 2020-08-20 | 2020-08-24 | 2021-10-30 | JINKO SOLAR | JKM325M-60HBL | Solar Panels |  | 0.325 | 16 | 81 | 17 |  | Fixed | Roof
NJSTRE1545479331 |  | Transition Incentive Program | FLANDERS | 7836 | 3 | 13.65 | Residential | Yes | Behind the Meter | Net-metered residential rooftop and canopy |  | None | Vivint Solar Developer, LLC | JCP&L | Accepted | 2020-08-20 | 2020-08-24 | 2021-10-30 | JINKO SOLAR | JKM325M-60HBL | Solar Panels |  | 0.325 | 17 | 261 | 17 |  | Fixed | Roof
NJSTRE1545479333 |  | Transition Incentive Program | Williamstown | 8094 | 15 | 12.24 | Residential | Yes | Behind the Meter | Net-metered residential rooftop and canopy |  | ACE | Vision Solar LLC | AC Electric | Accepted | 2020-08-19 | 2020-08-24 | 2021-10-30 | ENPHASE | IQ7-60-2-US | Inverters | 0.24 |  | 36 |  |  | 0.96 |  | Other | behind each panel
NJSTRE1545479333 |  | Transition Incentive Program | Williamstown | 8094 | 15 | 12.24 | Residential | Yes | Behind the Meter | Net-metered residential rooftop and canopy |  | ACE | Vision Solar LLC | AC Electric | Accepted | 2020-08-19 | 2020-08-24 | 2021-10-30 | HANWHA Q-CELLS | Q.PEAK DUO-G6 340 | Solar Panels |  | 0.34 | 11 | 223 | 33 |  | Fixed | Roof
NJSTRE1545479333 |  | Transition Incentive Program | Williamstown | 8094 | 15 | 12.24 | Residential | Yes | Behind the Meter | Net-metered residential rooftop and canopy |  | ACE | Vision Solar LLC | AC Electric | Accepted | 2020-08-19 | 2020-08-24 | 2021-10-30 | HANWHA Q-CELLS | Q.PEAK DUO-G6 340 | Solar Panels |  | 0.34 | 5 | 43 | 33 |  | Fixed | Roof
NJSTRE1545479333 |  | Transition Incentive Program | Williamstown | 8094 | 15 | 12.24 | Residential | Yes | Behind the Meter | Net-metered residential rooftop and canopy |  | ACE | Vision Solar LLC | AC Electric | Accepted | 2020-08-19 | 2020-08-24 | 2021-10-30 | HANWHA Q-CELLS | Q.PEAK DUO-G6 340 | Solar Panels |  | 0.34 | 1 | 133 | 32 |  | Fixed | Roof
NJSTRE1545479333 |  | Transition Incentive Program | Williamstown | 8094 | 15 | 12.24 | Residential | Yes | Behind the Meter | Net-metered residential rooftop and canopy |  | ACE | Vision Solar LLC | AC Electric | Accepted | 2020-08-19 | 2020-08-24 | 2021-10-30 | HANWHA Q-CELLS | Q.PEAK DUO-G6 340 | Solar Panels |  | 0.34 | 19 | 43 | 33 |  | Fixed | Roof
NJSTRE1545479378 |  | Transition Incentive Program | Old Bridge | 8857 | 11 | 8.16 | Residential | No | Behind the Meter | Net-metered residential rooftop and canopy |  | None | Tesla Energy Operations Inc. | JCP&L | Accepted | 2020-08-19 | 2020-08-25 | 2021-10-30 | Tesla | AC Powerwall 2.0 | Electric Storage Battery |  |  | 3 |  |  |  | Lithium Ion |  | Inside garage
NJSTRE1545479378 |  | Transition Incentive Program | Old Bridge | 8857 | 11 | 8.16 | Residential | No | Behind the Meter | Net-metered residential rooftop and canopy |  | None | Tesla Energy Operations Inc. | JCP&L | Accepted | 2020-08-19 | 2020-08-25 | 2021-10-30 | SolarEdge Technologies | SE7600H-US [240V] | Inverters | 7600 |  | 1 |  |  | 0.99 |  | Indoor | Inside garage
NJSTRE1545479378 |  | Transition Incentive Program | Old Bridge | 8857 | 11 | 8.16 | Residential | No | Behind the Meter | Net-metered residential rooftop and canopy |  | None | Tesla Energy Operations Inc. | JCP&L | Accepted | 2020-08-19 | 2020-08-25 | 2021-10-30 | Hanwha Q-CELLS | Q.Peak DUO BLK-G6+ 340 | Solar Panels |  | 0.34 | 24 | 10 | 30 |  | Fixed | Roof
NJSTRE1545479387 |  | Transition Incentive Program | Jersey City | 7304 | 8 | 4.88 | Residential | Yes | Behind the Meter | Net-metered residential rooftop and canopy |  | None | Sunrun Installation Services, Inc. | PSE&G | Accepted | 2020-08-19 | 2020-08-24 | 2021-10-30 | Enphase Energy | IQ7-60-x-US (240V) | Inverters | 240 |  | 16 |  |  | 0.96 |  | Outdoor | Rooftop
NJSTRE1545479387 |  | Transition Incentive Program | Jersey City | 7304 | 8 | 4.88 | Residential | Yes | Behind the Meter | Net-metered residential rooftop and canopy |  | None | Sunrun Installation Services, Inc. | PSE&G | Accepted | 2020-08-19 | 2020-08-24 | 2021-10-30 | LONGi Green Energy Technology Co Ltd | LR6-60HPB-305M | Solar Panels |  | 0.305 | 16 | 137 | 4 |  | Fixed | Roof
NJSTRE1545479955 |  | Transition Incentive Program | Scotch Plains TWP | 7076 | 10 | 16.32 | Residential | No | Behind the Meter | Net-metered residential rooftop and canopy |  | None | Tesla Energy Operations Inc. | PSE&G | Accepted | 2020-08-19 | 2020-08-24 | 2021-10-30 | Tesla | AC Powerwall 2.0 | Electric Storage Battery |  |  | 2 |  |  |  | Lithium Ion |  | Inside
NJSTRE1545479955 |  | Transition Incentive Program | Scotch Plains TWP | 7076 | 10 | 16.32 | Residential | No | Behind the Meter | Net-metered residential rooftop and canopy |  | None | Tesla Energy Operations Inc. | PSE&G | Accepted | 2020-08-19 | 2020-08-24 | 2021-10-30 | SolarEdge Technologies | SE7600H-US [240V] | Inverters | 7600 |  | 2 |  |  | 0.99 |  | Indoor | Inside
NJSTRE1545479955 |  | Transition Incentive Program | Scotch Plains TWP | 7076 | 10 | 16.32 | Residential | No | Behind the Meter | Net-metered residential rooftop and canopy |  | None | Tesla Energy Operations Inc. | PSE&G | Accepted | 2020-08-19 | 2020-08-24 | 2021-10-30 | Hanwha Q-CELLS | Q.Peak DUO BLK-G6+ 340 | Solar Panels |  | 0.34 | 24 | 217 | 26 |  | Fixed | Roof
NJSTRE1545479955 |  | Transition Incentive Program | Scotch Plains TWP | 7076 | 10 | 16.32 | Residential | No | Behind the Meter | Net-metered residential rooftop and canopy |  | None | Tesla Energy Operations Inc. | PSE&G | Accepted | 2020-08-19 | 2020-08-24 | 2021-10-30 | Hanwha Q-CELLS | Q.Peak DUO BLK-G6+ 340 | Solar Panels |  | 0.34 | 24 | 37 | 26 |  | Fixed | Roof
NJSTRE1545479956 |  | Transition Incentive Program | Barnegat | 8005 | 18 | 9.46 | Residential | Yes | Behind the Meter | Net-metered residential rooftop and canopy |  | None | Sunrun Installation Services, Inc. | AC Electric | Accepted | 2020-08-19 | 2020-08-24 | 2021-10-30 | Enphase | X-IQ-AM1-240-3C | Meters |  |  | 1 |  |  |  | Yes
NJSTRE1545479956 |  | Transition Incentive Program | Barnegat | 8005 | 18 | 9.46 | Residential | Yes | Behind the Meter | Net-metered residential rooftop and canopy |  | None | Sunrun Installation Services, Inc. | AC Electric | Accepted | 2020-08-19 | 2020-08-24 | 2021-10-30 | Enphase Energy | IQ7-60-x-US (240V) | Inverters | 240 |  | 31 |  |  | 0.96 |  | Outdoor | Rooftop
NJSTRE1545479956 |  | Transition Incentive Program | Barnegat | 8005 | 18 | 9.46 | Residential | Yes | Behind the Meter | Net-metered residential rooftop and canopy |  | None | Sunrun Installation Services, Inc. | AC Electric | Accepted | 2020-08-19 | 2020-08-24 | 2021-10-30 | LONGi Green Energy Technology Co Ltd | LR6-60HPB-305M | Solar Panels |  | 0.305 | 9 | 334 | 33 |  | Fixed | Roof | 334
NJSTRE1545479956 |  | Transition Incentive Program | Barnegat | 8005 | 18 | 9.46 | Residential | Yes | Behind the Meter | Net-metered residential rooftop and canopy |  | None | Sunrun Installation Services, Inc. | AC Electric | Accepted | 2020-08-19 | 2020-08-24 | 2021-10-30 | LONGi Green Energy Technology Co Ltd | LR6-60HPB-305M | Solar Panels |  | 0.305 | 22 | 154 | 34 |  | Fixed | Roof
NJSTRE1545480019 |  | Transition Incentive Program | GIBBSTOWN | 8027 | 15 | 8.61 | Residential | No | Behind the Meter | Net-metered residential rooftop and canopy |  | None | SunPower Corporation, Systems | AC Electric | Accepted | 2020-08-20 | 2020-08-25 | 2021-10-30 | SunPower | SPR-A-410-G-AC | Inverters | 349 |  | 21 |  |  | 0.97 |  | Other | Under each panel
NJSTRE1545480019 |  | Transition Incentive Program | GIBBSTOWN | 8027 | 15 | 8.61 | Residential | No | Behind the Meter | Net-metered residential rooftop and canopy |  | None | SunPower Corporation, Systems | AC Electric | Accepted | 2020-08-20 | 2020-08-25 | 2021-10-30 | SunPower | SPR-A-410-G-AC | Solar Panels |  | 0.41 | 5 | 277 | 23 |  | Fixed | Roof
NJSTRE1545480019 |  | Transition Incentive Program | GIBBSTOWN | 8027 | 15 | 8.61 | Residential | No | Behind the Meter | Net-metered residential rooftop and canopy |  | None | SunPower Corporation, Systems | AC Electric | Accepted | 2020-08-20 | 2020-08-25 | 2021-10-30 | SunPower | SPR-A-410-G-AC | Solar Panels |  | 0.41 | 10 | 277 | 23 |  | Fixed | Roof
NJSTRE1545480019 |  | Transition Incentive Program | GIBBSTOWN | 8027 | 15 | 8.61 | Residential | No | Behind the Meter | Net-metered residential rooftop and canopy |  | None | SunPower Corporation, Systems | AC Electric | Accepted | 2020-08-20 | 2020-08-25 | 2021-10-30 | SunPower | SPR-A-410-G-AC | Solar Panels |  | 0.41 | 2 | 277 | 23 |  | Fixed | Roof
NJSTRE1545480019 |  | Transition Incentive Program | GIBBSTOWN | 8027 | 15 | 8.61 | Residential | No | Behind the Meter | Net-metered residential rooftop and canopy |  | None | SunPower Corporation, Systems | AC Electric | Accepted | 2020-08-20 | 2020-08-25 | 2021-10-30 | SunPower | SPR-A-410-G-AC | Solar Panels |  | 0.41 | 4 | 187 | 23 |  | Fixed | Roof
NJSTRE1545480024 |  | Transition Incentive Program | Lumberton | 8048 | 13 | 9.16 | Residential | No | Behind the Meter | Net-metered residential rooftop and canopy |  | None | SunPower Corporation, Systems | PSE&G | Accepted | 2020-08-20 | 2020-08-25 | 2021-10-30 | SunPower | SPR-E20-327-E-AC | Inverters | 320 |  | 28 |  |  | 0.96 |  | Other | Under each panel
NJSTRE1545480024 |  | Transition Incentive Program | Lumberton | 8048 | 13 | 9.16 | Residential | No | Behind the Meter | Net-metered residential rooftop and canopy |  | None | SunPower Corporation, Systems | PSE&G | Accepted | 2020-08-20 | 2020-08-25 | 2021-10-30 | SunPower | SPR-E20-327-E-AC | Solar Panels |  | 0.327 | 2 | 217 | 20 |  | Fixed | Roof
NJSTRE1545480024 |  | Transition Incentive Program | Lumberton | 8048 | 13 | 9.16 | Residential | No | Behind the Meter | Net-metered residential rooftop and canopy |  | None | SunPower Corporation, Systems | PSE&G | Accepted | 2020-08-20 | 2020-08-25 | 2021-10-30 | SunPower | SPR-E20-327-E-AC | Solar Panels |  | 0.327 | 20 | 217 | 24 |  | Fixed | Roof
NJSTRE1545480024 |  | Transition Incentive Program | Lumberton | 8048 | 13 | 9.16 | Residential | No | Behind the Meter | Net-metered residential rooftop and canopy |  | None | SunPower Corporation, Systems | PSE&G | Accepted | 2020-08-20 | 2020-08-25 | 2021-10-30 | SunPower | SPR-E20-327-E-AC | Solar Panels |  | 0.327 | 6 | 37 | 24 |  | Fixed | Roof
NJSTRE1545481385 |  | Transition Incentive Program | Pennsauken Township | 8109 | 14 | 5.23 | Residential | No | Behind the Meter | Net-metered residential rooftop and canopy |  | None | SunPower Corporation, Systems | PSE&G | Accepted | 2020-08-20 | 2020-08-26 | 2021-10-30 | SunPower | SPR-E20-327-E-AC | Inverters | 320 |  | 16 |  |  | 0.96 |  | Other | under each panel
NJSTRE1545481385 |  | Transition Incentive Program | Pennsauken Township | 8109 | 14 | 5.23 | Residential | No | Behind the Meter | Net-metered residential rooftop and canopy |  | None | SunPower Corporation, Systems | PSE&G | Accepted | 2020-08-20 | 2020-08-26 | 2021-10-30 | SunPower | SPR-E20-327-E-AC | Solar Panels |  | 0.327 | 12 | 215 | 25 |  | Fixed | Roof
NJSTRE1545481385 |  | Transition Incentive Program | Pennsauken Township | 8109 | 14 | 5.23 | Residential | No | Behind the Meter | Net-metered residential rooftop and canopy |  | None | SunPower Corporation, Systems | PSE&G | Accepted | 2020-08-20 | 2020-08-26 | 2021-10-30 | SunPower | SPR-E20-327-E-AC | Solar Panels |  | 0.327 | 4 | 35 | 25 |  | Fixed | Roof
NJSTRE1545481386 |  | Transition Incentive Program | WILLINGBORO | 8046 | 13 | 10.71 | Residential | Yes | Behind the Meter | Net-metered residential rooftop and canopy |  | None | Suntuity Solar LLC | PSE&G | Accepted | 2020-08-20 | 2020-08-25 | 2021-10-30 | Enphase Energy | IQ7-60-2-US | Inverters | 240 |  | 34 |  |  | 0.97 |  | Outdoor | Behind the PV Modules
NJSTRE1545481386 |  | Transition Incentive Program | WILLINGBORO | 8046 | 13 | 10.71 | Residential | Yes | Behind the Meter | Net-metered residential rooftop and canopy |  | None | Suntuity Solar LLC | PSE&G | Accepted | 2020-08-20 | 2020-08-25 | 2021-10-30 | Longi | LR6-60HPB-315M | Solar Panels |  | 0.315 | 20 | 242 | 18 |  | Fixed | Roof
NJSTRE1545481386 |  | Transition Incentive Program | WILLINGBORO | 8046 | 13 | 10.71 | Residential | Yes | Behind the Meter | Net-metered residential rooftop and canopy |  | None | Suntuity Solar LLC | PSE&G | Accepted | 2020-08-20 | 2020-08-25 | 2021-10-30 | Longi | LR6-60HPB-315M | Solar Panels |  | 0.315 | 14 | 62 | 18 |  | Fixed | Roof
NJSTRE1545481387 |  | Transition Incentive Program | TOTOWA | 7512 | 6 | 5.04 | Residential | Yes | Behind the Meter | Net-metered residential rooftop and canopy |  | None | Suntuity Solar LLC | PSE&G | Accepted | 2020-08-20 | 2020-08-24 | 2021-10-30 | Enphase Energy | IQ7-60-2-US | Inverters | 240 |  | 16 |  |  | 0.97 |  | Outdoor | Behind the PV Modules
NJSTRE1545481387 |  | Transition Incentive Program | TOTOWA | 7512 | 6 | 5.04 | Residential | Yes | Behind the Meter | Net-metered residential rooftop and canopy |  | None | Suntuity Solar LLC | PSE&G | Accepted | 2020-08-20 | 2020-08-24 | 2021-10-30 | Longi | LR6-60HPB-315M | Solar Panels |  | 0.315 | 10 | 123 | 19 |  | Fixed | Roof
NJSTRE1545481387 |  | Transition Incentive Program | TOTOWA | 7512 | 6 | 5.04 | Residential | Yes | Behind the Meter | Net-metered residential rooftop and canopy |  | None | Suntuity Solar LLC | PSE&G | Accepted | 2020-08-20 | 2020-08-24 | 2021-10-30 | Longi | LR6-60HPB-315M | Solar Panels |  | 0.315 | 6 | 303 | 20 |  | Fixed | Roof
NJSTRE1545481388 |  | Transition Incentive Program | WOODBINE | 8270 | 21 | 12.29 | Residential | Yes | Behind the Meter | Net-metered residential rooftop and canopy |  | None | Suntuity Solar LLC | AC Electric | Accepted | 2020-08-20 | 2020-08-24 | 2021-10-30 | Enphase Energy | IQ7-60-2-US | Inverters | 240 |  | 39 |  |  | 0.97 |  | Outdoor | Behind the PV Modules
NJSTRE1545481388 |  | Transition Incentive Program | WOODBINE | 8270 | 21 | 12.29 | Residential | Yes | Behind the Meter | Net-metered residential rooftop and canopy |  | None | Suntuity Solar LLC | AC Electric | Accepted | 2020-08-20 | 2020-08-24 | 2021-10-30 | Longi | LR6-60HPB-315M | Solar Panels |  | 0.315 | 14 | 127 | 20 |  | Fixed | Roof
NJSTRE1545481388 |  | Transition Incentive Program | WOODBINE | 8270 | 21 | 12.29 | Residential | Yes | Behind the Meter | Net-metered residential rooftop and canopy |  | None | Suntuity Solar LLC | AC Electric | Accepted | 2020-08-20 | 2020-08-24 | 2021-10-30 | Longi | LR6-60HPB-315M | Solar Panels |  | 0.315 | 25 | 307 | 20 |  | Fixed | Roof
NJSTRE1545481389 |  | Transition Incentive Program | Mantua | 8051 | 15 | 5.67 | Residential | Yes | Behind the Meter | Net-metered residential rooftop and canopy |  | None | Suntuity Solar LLC | AC Electric | Accepted | 2020-08-20 | 2020-08-24 | 2021-10-30 | Enphase Energy | IQ7-60-2-US | Inverters | 240 |  | 18 |  |  | 0.97 |  | Outdoor | Behind the PV Modules
NJSTRE1545481389 |  | Transition Incentive Program | Mantua | 8051 | 15 | 5.67 | Residential | Yes | Behind the Meter | Net-metered residential rooftop and canopy |  | None | Suntuity Solar LLC | AC Electric | Accepted | 2020-08-20 | 2020-08-24 | 2021-10-30 | Longi | LR6-60HPB-315M | Solar Panels |  | 0.315 | 6 | 233 | 34 |  | Fixed | Roof
NJSTRE1545481389 |  | Transition Incentive Program | Mantua | 8051 | 15 | 5.67 | Residential | Yes | Behind the Meter | Net-metered residential rooftop and canopy |  | None | Suntuity Solar LLC | AC Electric | Accepted | 2020-08-20 | 2020-08-24 | 2021-10-30 | Longi | LR6-60HPB-315M | Solar Panels |  | 0.315 | 2 | 233 | 34 |  | Fixed | Roof
NJSTRE1545481389 |  | Transition Incentive Program | Mantua | 8051 | 15 | 5.67 | Residential | Yes | Behind the Meter | Net-metered residential rooftop and canopy |  | None | Suntuity Solar LLC | AC Electric | Accepted | 2020-08-20 | 2020-08-24 | 2021-10-30 | Longi | LR6-60HPB-315M | Solar Panels |  | 0.315 | 10 | 53 | 34 |  | Fixed | Roof
NJSTRE1545481404 |  | Transition Incentive Program | Sussex | 7561 |  | 9.6 | Residential | No | Behind the Meter | Net-metered residential rooftop and canopy |  | None | Posigen NJ LLC | JCP&L | Accepted | 2020-08-20 | 2020-08-24 | 2021-10-30 | SolarEdge | SE10000H-US | Inverters | 10000 |  | 1 |  |  | 0.99 |  | Outside | within ten feet of meter
NJSTRE1545481404 |  | Transition Incentive Program | Sussex | 7561 |  | 9.6 | Residential | No | Behind the Meter | Net-metered residential rooftop and canopy |  | None | Posigen NJ LLC | JCP&L | Accepted | 2020-08-20 | 2020-08-24 | 2021-10-30 | Silfab | SLA320BL | Solar Panels |  | 0.32 | 30 | 298118 | 20 |  | Fixed | Roof
NJSTRE1545481409 |  | Transition Incentive Program | Sussex | 7561 |  | 3.84 | Residential | No | Behind the Meter | Net-metered residential rooftop and canopy |  | None | Posigen NJ LLC | JCP&L | Accepted | 2020-08-20 | 2020-08-24 | 2021-10-30 | SolarEdge | SE3800H-US | Inverters | 3800 |  | 1 |  |  | 0.99 |  | Outside | within ten feet of meter
NJSTRE1545481409 |  | Transition Incentive Program | Sussex | 7561 |  | 3.84 | Residential | No | Behind the Meter | Net-metered residential rooftop and canopy |  | None | Posigen NJ LLC | JCP&L | Accepted | 2020-08-20 | 2020-08-24 | 2021-10-30 | Silfab | SLA320BL | Solar Panels |  | 0.32 | 12 | 118 | 20 |  | Fixed | Roof
NJSTRE1545481420 |  | Transition Incentive Program | Somerset | 8873 | 5 | 7.82 | Residential | Yes | Behind the Meter | Net-metered residential rooftop and canopy |  | PSEG | Vision Solar LLC | PSE&G | Accepted | 2020-08-20 | 2020-08-24 | 2021-10-30 | ENPHASE | IQ7-60-2-US | Inverters | 0.24 |  | 23 |  |  | 0.96 |  | Other | BEHIND EACH PANEL
NJSTRE1545481420 |  | Transition Incentive Program | Somerset | 8873 | 5 | 7.82 | Residential | Yes | Behind the Meter | Net-metered residential rooftop and canopy |  | PSEG | Vision Solar LLC | PSE&G | Accepted | 2020-08-20 | 2020-08-24 | 2021-10-30 | HANWHA Q-CELLS | Q.PEAK DUO-G6 340 | Solar Panels |  | 0.34 | 3 | 278 | 18 |  | Fixed | Roof
NJSTRE1545481420 |  | Transition Incentive Program | Somerset | 8873 | 5 | 7.82 | Residential | Yes | Behind the Meter | Net-metered residential rooftop and canopy |  | PSEG | Vision Solar LLC | PSE&G | Accepted | 2020-08-20 | 2020-08-24 | 2021-10-30 | HANWHA Q-CELLS | Q.PEAK DUO-G6 340 | Solar Panels |  | 0.34 | 2 | 8 | 22 |  | Fixed | Roof
NJSTRE1545481420 |  | Transition Incentive Program | Somerset | 8873 | 5 | 7.82 | Residential | Yes | Behind the Meter | Net-metered residential rooftop and canopy |  | PSEG | Vision Solar LLC | PSE&G | Accepted | 2020-08-20 | 2020-08-24 | 2021-10-30 | HANWHA Q-CELLS | Q.PEAK DUO-G6 340 | Solar Panels |  | 0.34 | 14 | 188 | 22 |  | Fixed | Roof
NJSTRE1545481420 |  | Transition Incentive Program | Somerset | 8873 | 5 | 7.82 | Residential | Yes | Behind the Meter | Net-metered residential rooftop and canopy |  | PSEG | Vision Solar LLC | PSE&G | Accepted | 2020-08-20 | 2020-08-24 | 2021-10-30 | HANWHA Q-CELLS | Q.PEAK DUO-G6 340 | Solar Panels |  | 0.34 | 4 | 98 | 18 |  | Fixed | Roof
NJSTRE1545481436 |  | Transition Incentive Program | Pompton lakes | 7442 | 6 | 2.04 | Residential | Yes | Behind the Meter | Net-metered residential rooftop and canopy |  | None | Vision Solar LLC | JCP&L | Accepted | 2020-08-20 | 2020-08-24 | 2021-10-30 | ENPHASE | IQ7-60-2-US | Inverters | 0.24 |  | 6 |  |  | 0.96 |  | Other | BEHIND EACH PANEL
NJSTRE1545481436 |  | Transition Incentive Program | Pompton lakes | 7442 | 6 | 2.04 | Residential | Yes | Behind the Meter | Net-metered residential rooftop and canopy |  | None | Vision Solar LLC | JCP&L | Accepted | 2020-08-20 | 2020-08-24 | 2021-10-30 | HANWHA Q-CELLS | Q.PEAK DUO-G6 340 | Solar Panels |  | 0.34 | 6 | 255 | 10 |  | Fixed | Roof
NJSTRE1545481458 |  | Transition Incentive Program | Medford | 8055 | 13 | 10.2 | Residential | No | Behind the Meter | Net-metered residential rooftop and canopy |  | PSEG | Vision Solar LLC | PSE&G | Accepted | 2020-08-20 | 2020-08-24 | 2021-10-30 | ENPHASE | IQ7-60-2-US | Inverters | 0.24 |  | 30 |  |  | 0.96 |  | Other | BEHIND EACH PANEL
NJSTRE1545481458 |  | Transition Incentive Program | Medford | 8055 | 13 | 10.2 | Residential | No | Behind the Meter | Net-metered residential rooftop and canopy |  | PSEG | Vision Solar LLC | PSE&G | Accepted | 2020-08-20 | 2020-08-24 | 2021-10-30 | HANWHA Q-CELLS | Q.PEAK DUO-G6 340 | Solar Panels |  | 0.34 | 1 | 10 | 20 |  | Fixed | Roof
NJSTRE1545481458 |  | Transition Incentive Program | Medford | 8055 | 13 | 10.2 | Residential | No | Behind the Meter | Net-metered residential rooftop and canopy |  | PSEG | Vision Solar LLC | PSE&G | Accepted | 2020-08-20 | 2020-08-24 | 2021-10-30 | HANWHA Q-CELLS | Q.PEAK DUO-G6 340 | Solar Panels |  | 0.34 | 2 | 190 | 20 |  | Fixed | Roof
NJSTRE1545481458 |  | Transition Incentive Program | Medford | 8055 | 13 | 10.2 | Residential | No | Behind the Meter | Net-metered residential rooftop and canopy |  | PSEG | Vision Solar LLC | PSE&G | Accepted | 2020-08-20 | 2020-08-24 | 2021-10-30 | HANWHA Q-CELLS | Q.PEAK DUO-G6 340 | Solar Panels |  | 0.34 | 14 | 280 | 20 |  | Fixed | Roof
NJSTRE1545481458 |  | Transition Incentive Program | Medford | 8055 | 13 | 10.2 | Residential | No | Behind the Meter | Net-metered residential rooftop and canopy |  | PSEG | Vision Solar LLC | PSE&G | Accepted | 2020-08-20 | 2020-08-24 | 2021-10-30 | HANWHA Q-CELLS | Q.PEAK DUO-G6 340 | Solar Panels |  | 0.34 | 13 | 100 | 20 |  | Fixed | Roof
NJSTRE1545481481 |  | Transition Incentive Program | Linden | 7036 | 10 | 7.85 | Residential | Yes | Behind the Meter | Net-metered residential rooftop and canopy |  | None | Vision Solar LLC | PSE&G | Accepted | 2020-08-20 | 2020-08-24 | 2021-10-30 | SUNPOWER | TYPE E | Inverters | 0.24 |  | 24 |  |  | 0.96 |  | Other | BEHIND EACH PANEL
NJSTRE1545481481 |  | Transition Incentive Program | Linden | 7036 | 10 | 7.85 | Residential | Yes | Behind the Meter | Net-metered residential rooftop and canopy |  | None | Vision Solar LLC | PSE&G | Accepted | 2020-08-20 | 2020-08-24 | 2021-10-30 | SUNPOWER | SPR-E20-327-E-AC | Solar Panels |  | 0.327 | 5 | 264 | 40 |  | Fixed | Roof
NJSTRE1545481481 |  | Transition Incentive Program | Linden | 7036 | 10 | 7.85 | Residential | Yes | Behind the Meter | Net-metered residential rooftop and canopy |  | None | Vision Solar LLC | PSE&G | Accepted | 2020-08-20 | 2020-08-24 | 2021-10-30 | SUNPOWER | SPR-E20-327-E-AC | Solar Panels |  | 0.327 | 19 | 84 | 40 |  | Fixed | Roof
NJSTRE1545481521 |  | Transition Incentive Program | Egg Harbor Twp | 8234 | 19 | 7.04 | Residential | No | Behind the Meter | Net-metered residential rooftop and canopy |  | None | Posigen NJ LLC | AC Electric | Accepted | 2020-08-20 | 2020-08-25 | 2021-10-30 | SolarEdge | SE7600H-US | Inverters | 7600 |  | 1 |  |  | 0.99 |  | Outside | within ten feet of meter
NJSTRE1545481521 |  | Transition Incentive Program | Egg Harbor Twp | 8234 | 19 | 7.04 | Residential | No | Behind the Meter | Net-metered residential rooftop and canopy |  | None | Posigen NJ LLC | AC Electric | Accepted | 2020-08-20 | 2020-08-25 | 2021-10-30 | Hanwha Q-Cells | Q.PEAK DUO-G5 320 | Solar Panels |  | 0.32 | 22 | 49 | 19 |  | Fixed | Roof
NJSTRE1545481549 |  | Transition Incentive Program | Trenton | 8611 | 12 | 4.76 | Residential | Yes | Behind the Meter | Net-metered residential rooftop and canopy |  | None | Trinity Solar | PSE&G | Accepted | 2020-08-20 | 2020-08-24 | 2021-10-30 | Solar Edge | SE3800 | Inverters | 3800 |  | 1 |  |  | 0.97 |  | Outside | side of home
NJSTRE1545481549 |  | Transition Incentive Program | Trenton | 8611 | 12 | 4.76 | Residential | Yes | Behind the Meter | Net-metered residential rooftop and canopy |  | None | Trinity Solar | PSE&G | Accepted | 2020-08-20 | 2020-08-24 | 2021-10-30 | Hanwha | Q.PEAK DUO BLK-G6 340 | Solar Panels |  | 0.34 | 5 | 78 | 34 |  | Fixed | Roof
NJSTRE1545481549 |  | Transition Incentive Program | Trenton | 8611 | 12 | 4.76 | Residential | Yes | Behind the Meter | Net-metered residential rooftop and canopy |  | None | Trinity Solar | PSE&G | Accepted | 2020-08-20 | 2020-08-24 | 2021-10-30 | Hanwha | Q.PEAK DUO BLK-G6 340 | Solar Panels |  | 0.34 | 3 | 258 | 34 |  | Fixed | Roof
NJSTRE1545481549 |  | Transition Incentive Program | Trenton | 8611 | 12 | 4.76 | Residential | Yes | Behind the Meter | Net-metered residential rooftop and canopy |  | None | Trinity Solar | PSE&G | Accepted | 2020-08-20 | 2020-08-24 | 2021-10-30 | Hanwha | Q.PEAK DUO BLK-G6 340 | Solar Panels |  | 0.34 | 6 | 78 | 5 |  | Fixed | Roof
NJSTRE1545481551 |  | Transition Incentive Program | TUCKERTON | 8087 | 18 | 3.2 | Residential | No | Behind the Meter | Net-metered residential rooftop and canopy |  | None | Vivint Solar Developer, LLC | AC Electric | Accepted | 2020-08-20 | 2020-08-24 | 2021-10-30 | SolarEdge | SE3800H-US | Inverters | 3800 |  | 1 |  |  | 0.992 |  | Outdoor | Near the Utility Meter
NJSTRE1545481551 |  | Transition Incentive Program | TUCKERTON | 8087 | 18 | 3.2 | Residential | No | Behind the Meter | Net-metered residential rooftop and canopy |  | None | Vivint Solar Developer, LLC | AC Electric | Accepted | 2020-08-20 | 2020-08-24 | 2021-10-30 | Hanwha Solar | Q.PEAK DUO BLK-G5 320w | Solar Panels |  | 0.32 | 10 | 147 | 26 |  | Fixed | Roof
NJSTRE1545481562 |  | Transition Incentive Program | Beachwood | 8722 | 18 | 8.32 | Residential | No | Behind the Meter | Net-metered residential rooftop and canopy |  | None | Whitman Construction, LLC | JCP&L | Accepted | 2020-08-20 | 2020-08-25 | 2021-10-30 | enphase | x-iq-am1-240-3 | Meters |  |  | 1 |  |  |  | Yes | Outdoor
NJSTRE1545481562 |  | Transition Incentive Program | Beachwood | 8722 | 18 | 8.32 | Residential | No | Behind the Meter | Net-metered residential rooftop and canopy |  | None | Whitman Construction, LLC | JCP&L | Accepted | 2020-08-20 | 2020-08-25 | 2021-10-30 | ENPHASE ENERGY | IQ7-60-2-US | Inverters | 240 |  | 26 |  |  | 0.975 |  | Outside | microinverters located under modules
NJSTRE1545481562 |  | Transition Incentive Program | Beachwood | 8722 | 18 | 8.32 | Residential | No | Behind the Meter | Net-metered residential rooftop and canopy |  | None | Whitman Construction, LLC | JCP&L | Accepted | 2020-08-20 | 2020-08-25 | 2021-10-30 | TRINA | TSM 320DD05H.05 | Solar Panels |  | 0.32 | 3 | 305 | 21 |  | Fixed | Roof
NJSTRE1545481562 |  | Transition Incentive Program | Beachwood | 8722 | 18 | 8.32 | Residential | No | Behind the Meter | Net-metered residential rooftop and canopy |  | None | Whitman Construction, LLC | JCP&L | Accepted | 2020-08-20 | 2020-08-25 | 2021-10-30 | TRINA | TSM 320DD05H.05 | Solar Panels |  | 0.32 | 2 | 125 | 21 |  | Fixed | Roof
NJSTRE1545481562 |  | Transition Incentive Program | Beachwood | 8722 | 18 | 8.32 | Residential | No | Behind the Meter | Net-metered residential rooftop and canopy |  | None | Whitman Construction, LLC | JCP&L | Accepted | 2020-08-20 | 2020-08-25 | 2021-10-30 | TRINA | TSM 320DD05H.05 | Solar Panels |  | 0.32 | 4 | 305 | 27 |  | Fixed | Roof
NJSTRE1545481562 |  | Transition Incentive Program | Beachwood | 8722 | 18 | 8.32 | Residential | No | Behind the Meter | Net-metered residential rooftop and canopy |  | None | Whitman Construction, LLC | JCP&L | Accepted | 2020-08-20 | 2020-08-25 | 2021-10-30 | TRINA | TSM 320DD05H.05 | Solar Panels |  | 0.32 | 11 | 125 | 27 |  | Fixed | Roof
NJSTRE1545481562 |  | Transition Incentive Program | Beachwood | 8722 | 18 | 8.32 | Residential | No | Behind the Meter | Net-metered residential rooftop and canopy |  | None | Whitman Construction, LLC | JCP&L | Accepted | 2020-08-20 | 2020-08-25 | 2021-10-30 | TRINA | TSM 320DD05H.05 | Solar Panels |  | 0.32 | 6 | 125 | 19 |  | Fixed | Roof
NJSTRE1545481573 |  | Transition Incentive Program | Roselle Park | 7204 | 10 | 5.1 | Residential | Yes | Behind the Meter | Net-metered residential rooftop and canopy |  | None | Vision Solar LLC | PSE&G | Accepted | 2020-08-20 | 2020-08-24 | 2021-10-30 | ENPHASE | IQ7-60-2-US | Inverters | 0.24 |  | 15 |  |  | 0.96 |  | Other | BEHIND EACH PANEL
NJSTRE1545481573 |  | Transition Incentive Program | Roselle Park | 7204 | 10 | 5.1 | Residential | Yes | Behind the Meter | Net-metered residential rooftop and canopy |  | None | Vision Solar LLC | PSE&G | Accepted | 2020-08-20 | 2020-08-24 | 2021-10-30 | HANWHA Q-CELLS | Q.PEAK DUO-G6 340 | Solar Panels |  | 0.34 | 5 | 171 | 20 |  | Fixed | Roof
NJSTRE1545481573 |  | Transition Incentive Program | Roselle Park | 7204 | 10 | 5.1 | Residential | Yes | Behind the Meter | Net-metered residential rooftop and canopy |  | None | Vision Solar LLC | PSE&G | Accepted | 2020-08-20 | 2020-08-24 | 2021-10-30 | HANWHA Q-CELLS | Q.PEAK DUO-G6 340 | Solar Panels |  | 0.34 | 3 | 171 | 14 |  | Fixed | Roof
NJSTRE1545481573 |  | Transition Incentive Program | Roselle Park | 7204 | 10 | 5.1 | Residential | Yes | Behind the Meter | Net-metered residential rooftop and canopy |  | None | Vision Solar LLC | PSE&G | Accepted | 2020-08-20 | 2020-08-24 | 2021-10-30 | HANWHA Q-CELLS | Q.PEAK DUO-G6 340 | Solar Panels |  | 0.34 | 7 | 351 | 32 |  | Fixed | Roof
NJSTRE1545481631 |  | Transition Incentive Program | West Caldwell | 7006 | 9 | 4.96 | Residential | Yes | Behind the Meter | Net-metered residential rooftop and canopy |  | None | Sunrun Installation Services, Inc. | PSE&G | Accepted | 2020-08-20 | 2020-08-24 | 2021-10-30 | Enphase Energy | IQ7-60-x-US (240V) | Inverters | 240 |  | 16 |  |  | 0.96 |  | Outdoor | Rooftop
NJSTRE1545481631 |  | Transition Incentive Program | West Caldwell | 7006 | 9 | 4.96 | Residential | Yes | Behind the Meter | Net-metered residential rooftop and canopy |  | None | Sunrun Installation Services, Inc. | PSE&G | Accepted | 2020-08-20 | 2020-08-24 | 2021-10-30 | REC Solar | REC310TP2M | Solar Panels |  | 0.31 | 9 | 131 | 34 |  | Fixed | Roof
NJSTRE1545481631 |  | Transition Incentive Program | West Caldwell | 7006 | 9 | 4.96 | Residential | Yes | Behind the Meter | Net-metered residential rooftop and canopy |  | None | Sunrun Installation Services, Inc. | PSE&G | Accepted | 2020-08-20 | 2020-08-24 | 2021-10-30 | REC Solar | REC310TP2M | Solar Panels |  | 0.31 | 7 | 221 | 34 |  | Fixed | Roof
NJSTRE1545481656 |  | Transition Incentive Program | Hillborough TWP | 8844 | 5 | 16.32 | Residential | No | Behind the Meter | Net-metered residential rooftop and canopy |  | None | Tesla Energy Operations Inc. | PSE&G | Accepted | 2020-08-20 | 2020-08-24 | 2021-10-30 | SolarEdge Technologies | SE7600H-US [240V] | Inverters | 7600 |  | 2 |  |  | 0.99 |  | Indoor | Inside
NJSTRE1545481656 |  | Transition Incentive Program | Hillborough TWP | 8844 | 5 | 16.32 | Residential | No | Behind the Meter | Net-metered residential rooftop and canopy |  | None | Tesla Energy Operations Inc. | PSE&G | Accepted | 2020-08-20 | 2020-08-24 | 2021-10-30 | Hanwha Q-CELLS | Q.Peak DUO BLK-G6+ 340 | Solar Panels |  | 0.34 | 28 | 204 | 28 |  | Fixed | Roof
NJSTRE1545481656 |  | Transition Incentive Program | Hillborough TWP | 8844 | 5 | 16.32 | Residential | No | Behind the Meter | Net-metered residential rooftop and canopy |  | None | Tesla Energy Operations Inc. | PSE&G | Accepted | 2020-08-20 | 2020-08-24 | 2021-10-30 | Hanwha Q-CELLS | Q.Peak DUO BLK-G6+ 340 | Solar Panels |  | 0.34 | 9 | 114 | 45 |  | Fixed | Roof
NJSTRE1545481656 |  | Transition Incentive Program | Hillborough TWP | 8844 | 5 | 16.32 | Residential | No | Behind the Meter | Net-metered residential rooftop and canopy |  | None | Tesla Energy Operations Inc. | PSE&G | Accepted | 2020-08-20 | 2020-08-24 | 2021-10-30 | Hanwha Q-CELLS | Q.Peak DUO BLK-G6+ 340 | Solar Panels |  | 0.34 | 4 | 114 | 37 |  | Fixed | Roof
NJSTRE1545481656 |  | Transition Incentive Program | Hillborough TWP | 8844 | 5 | 16.32 | Residential | No | Behind the Meter | Net-metered residential rooftop and canopy |  | None | Tesla Energy Operations Inc. | PSE&G | Accepted | 2020-08-20 | 2020-08-24 | 2021-10-30 | Hanwha Q-CELLS | Q.Peak DUO BLK-G6+ 340 | Solar Panels |  | 0.34 | 4 | 294 | 37 |  | Fixed | Roof
NJSTRE1545481656 |  | Transition Incentive Program | Hillborough TWP | 8844 | 5 | 16.32 | Residential | No | Behind the Meter | Net-metered residential rooftop and canopy |  | None | Tesla Energy Operations Inc. | PSE&G | Accepted | 2020-08-20 | 2020-08-24 | 2021-10-30 | Hanwha Q-CELLS | Q.Peak DUO BLK-G6+ 340 | Solar Panels |  | 0.34 | 3 | 114 | 37 |  | Fixed | Roof
NJSTRE1545481672 |  | Transition Incentive Program | Manahawkin | 8050 | 18 | 6.66 | Residential | No | Behind the Meter | Net-metered residential rooftop and canopy |  | None | Whitman Construction, LLC | AC Electric | Accepted | 2020-08-20 | 2020-08-24 | 2021-10-30 | Enphase energy | IQ7Plus-72-2-US | Inverters | 240 |  | 18 |  |  | 0.975 |  | Outdoor | MICROINVERTERS LOCATED UNDER MODULES
NJSTRE1545481672 |  | Transition Incentive Program | Manahawkin | 8050 | 18 | 6.66 | Residential | No | Behind the Meter | Net-metered residential rooftop and canopy |  | None | Whitman Construction, LLC | AC Electric | Accepted | 2020-08-20 | 2020-08-24 | 2021-10-30 | Solaria Power | XT 370R-PD | Solar Panels |  | 0.37 | 18 | 100 | 25 |  | Fixed | Roof
NJSTRE1545481673 |  | Transition Incentive Program | Bayville | 8721 | 18 | 9.18 | Residential | No | Behind the Meter | Net-metered residential rooftop and canopy |  | None | NJ Solar Power, LLC | JCP&L | Accepted | 2020-08-20 | 2020-08-24 | 2021-10-30 | solaredge | se7600H-US | Inverters | 7600 |  | 1 |  |  | 0.99 |  | Outdoor | garage
NJSTRE1545481673 |  | Transition Incentive Program | Bayville | 8721 | 18 | 9.18 | Residential | No | Behind the Meter | Net-metered residential rooftop and canopy |  | None | NJ Solar Power, LLC | JCP&L | Accepted | 2020-08-20 | 2020-08-24 | 2021-10-30 | Panasonic | VBHN340SA17 | Solar Panels |  | 0.34 | 27 | 200 | 23 |  | Fixed | Roof
NJSTRE1545481681 |  | Transition Incentive Program | Pleasantville | 8232 | 19 | 7.82 | Residential | No | Behind the Meter | Net-metered residential rooftop and canopy |  | None | Castle Energy, LLC | AC Electric | Accepted | 2020-08-20 | 2020-08-25 | 2021-10-30 | Enphase Energy | IQ7-60-2-US | Inverters | 240 |  | 23 |  |  | 0.967 |  | Outdoor | on the rooftop under each solar panel
NJSTRE1545481681 |  | Transition Incentive Program | Pleasantville | 8232 | 19 | 7.82 | Residential | No | Behind the Meter | Net-metered residential rooftop and canopy |  | None | Castle Energy, LLC | AC Electric | Accepted | 2020-08-20 | 2020-08-25 | 2021-10-30 | Hanwha Q-Cells | Q.Peak DUO BLK-G6 340 | Solar Panels |  | 0.34 | 7 | 1 | 25 |  | Fixed | Roof
NJSTRE1545481681 |  | Transition Incentive Program | Pleasantville | 8232 | 19 | 7.82 | Residential | No | Behind the Meter | Net-metered residential rooftop and canopy |  | None | Castle Energy, LLC | AC Electric | Accepted | 2020-08-20 | 2020-08-25 | 2021-10-30 | Hanwha Q-Cells | Q.Peak DUO BLK-G6 340 | Solar Panels |  | 0.34 | 16 | 181 | 25 |  | Fixed | Roof
NJSTRE1545481687 |  | Transition Incentive Program | Seaside Heights | 8751 | 18 | 6.8 | Residential | No | Behind the Meter | Net-metered residential rooftop and canopy |  | None | NJ Solar Power, LLC | Seaside Heights Electric | Accepted | 2020-08-20 | 2020-08-24 | 2021-10-30 | solaredge | SE6000H-Us | Inverters | 6000 |  | 1 |  |  | 0.99 |  | Outdoor | garage
NJSTRE1545481687 |  | Transition Incentive Program | Seaside Heights | 8751 | 18 | 6.8 | Residential | No | Behind the Meter | Net-metered residential rooftop and canopy |  | None | NJ Solar Power, LLC | Seaside Heights Electric | Accepted | 2020-08-20 | 2020-08-24 | 2021-10-30 | panasonic | VBHN340Sa17 | Solar Panels |  | 0.34 | 7 | 277 | 21 |  | Fixed | Roof
NJSTRE1545481687 |  | Transition Incentive Program | Seaside Heights | 8751 | 18 | 6.8 | Residential | No | Behind the Meter | Net-metered residential rooftop and canopy |  | None | NJ Solar Power, LLC | Seaside Heights Electric | Accepted | 2020-08-20 | 2020-08-24 | 2021-10-30 | panasonic | vbhn340sa17 | Solar Panels |  | 0.34 | 4 | 97 | 21 |  | Fixed | Roof
NJSTRE1545481687 |  | Transition Incentive Program | Seaside Heights | 8751 | 18 | 6.8 | Residential | No | Behind the Meter | Net-metered residential rooftop and canopy |  | None | NJ Solar Power, LLC | Seaside Heights Electric | Accepted | 2020-08-20 | 2020-08-24 | 2021-10-30 | panasonic | vbhn340sa17 | Solar Panels |  | 0.34 | 9 | 187 | 23 |  | Fixed | Roof
NJSTRE1545481700 |  | Transition Incentive Program | Edison | 8817 | 11 | 6.6 | Residential | No | Behind the Meter | Net-metered residential rooftop and canopy |  | None | Powerlutions | PSE&G | Accepted | 2020-08-20 | 2020-08-24 | 2021-10-30 | SolarEdge | SE5000H-US | Inverters | 5 |  | 1 |  |  | 0.99 |  | Outdoor | Near Meter
NJSTRE1545481700 |  | Transition Incentive Program | Edison | 8817 | 11 | 6.6 | Residential | No | Behind the Meter | Net-metered residential rooftop and canopy |  | None | Powerlutions | PSE&G | Accepted | 2020-08-20 | 2020-08-24 | 2021-10-30 | Axitec | AC-330MH/120S | Solar Panels |  | 0.33 | 2 | 218 | 23 |  | Fixed | Roof
NJSTRE1545481700 |  | Transition Incentive Program | Edison | 8817 | 11 | 6.6 | Residential | No | Behind the Meter | Net-metered residential rooftop and canopy |  | None | Powerlutions | PSE&G | Accepted | 2020-08-20 | 2020-08-24 | 2021-10-30 | Axitec | AC-330MH/120S | Solar Panels |  | 0.33 | 16 | 218 | 23 |  | Fixed | Roof
NJSTRE1545481700 |  | Transition Incentive Program | Edison | 8817 | 11 | 6.6 | Residential | No | Behind the Meter | Net-metered residential rooftop and canopy |  | None | Powerlutions | PSE&G | Accepted | 2020-08-20 | 2020-08-24 | 2021-10-30 | Axitec | AC-330MH/120S | Solar Panels |  | 0.33 | 2 | 218 | 25 |  | Fixed | Roof
NJSTRE1545481718 |  | Transition Incentive Program | Pleasantville | 8232 | 19 | 6.8 | Residential | Yes | Behind the Meter | Net-metered residential rooftop and canopy |  | None | Trinity Solar | AC Electric | Accepted | 2020-08-20 | 2020-08-24 | 2021-10-30 | SOLAR EDGE | SE6000H-US | Inverters | 6000 |  | 1 |  |  | 0.97 |  | Outdoor | SIDE OF HOME
NJSTRE1545481718 |  | Transition Incentive Program | Pleasantville | 8232 | 19 | 6.8 | Residential | Yes | Behind the Meter | Net-metered residential rooftop and canopy |  | None | Trinity Solar | AC Electric | Accepted | 2020-08-20 | 2020-08-24 | 2021-10-30 | HANWHA | HANWHA 340 (Q.PEAK DUO BLK-G6 340) | Solar Panels |  | 0.34 | 3 | 205 | 30 |  | Fixed | Roof
NJSTRE1545481718 |  | Transition Incentive Program | Pleasantville | 8232 | 19 | 6.8 | Residential | Yes | Behind the Meter | Net-metered residential rooftop and canopy |  | None | Trinity Solar | AC Electric | Accepted | 2020-08-20 | 2020-08-24 | 2021-10-30 | HANWHA 340 (Q.PEAK DUO BLK-G6 340) | HANWHA 340 (Q.PEAK DUO BLK-G6 340) | Solar Panels |  | 0.34 | 3 | 295 | 40 |  | Fixed | Roof
NJSTRE1545481718 |  | Transition Incentive Program | Pleasantville | 8232 | 19 | 6.8 | Residential | Yes | Behind the Meter | Net-metered residential rooftop and canopy |  | None | Trinity Solar | AC Electric | Accepted | 2020-08-20 | 2020-08-24 | 2021-10-30 | HANWHA | HANWHA 340 (Q.PEAK DUO BLK-G6 340) | Solar Panels |  | 0.34 | 3 | 205 | 40 |  | Fixed | Roof
NJSTRE1545481718 |  | Transition Incentive Program | Pleasantville | 8232 | 19 | 6.8 | Residential | Yes | Behind the Meter | Net-metered residential rooftop and canopy |  | None | Trinity Solar | AC Electric | Accepted | 2020-08-20 | 2020-08-24 | 2021-10-30 | HANWHA | HANWHA 340 (Q.PEAK DUO BLK-G6 340) | Solar Panels |  | 0.34 | 4 | 115 | 30 |  | Fixed | Roof
NJSTRE1545481718 |  | Transition Incentive Program | Pleasantville | 8232 | 19 | 6.8 | Residential | Yes | Behind the Meter | Net-metered residential rooftop and canopy |  | None | Trinity Solar | AC Electric | Accepted | 2020-08-20 | 2020-08-24 | 2021-10-30 | HANWHA 340 (Q.PEAK DUO BLK-G6 340) | HANWHA 340 (Q.PEAK DUO BLK-G6 340) | Solar Panels |  | 0.34 | 3 | 115 | 40 |  | Fixed | Roof
NJSTRE1545481718 |  | Transition Incentive Program | Pleasantville | 8232 | 19 | 6.8 | Residential | Yes | Behind the Meter | Net-metered residential rooftop and canopy |  | None | Trinity Solar | AC Electric | Accepted | 2020-08-20 | 2020-08-24 | 2021-10-30 | HANWHA | HANWHA 340 (Q.PEAK DUO BLK-G6 340) | Solar Panels |  | 0.34 | 4 | 295 | 40 |  | Fixed | Roof
NJSTRE1545481734 |  | Transition Incentive Program | Union City | 7087 | 8 | 3.52 | Residential | Yes | Behind the Meter | Net-metered residential rooftop and canopy |  | None | Trinity Solar | PSE&G | Accepted | 2020-08-20 | 2020-08-24 | 2021-10-30 | SOLAR EDGE | SE3000H-US | Inverters | 3000 |  | 1 |  |  | 0.97 |  | Outdoor | SIDE OF HOME
NJSTRE1545481734 |  | Transition Incentive Program | Union City | 7087 | 8 | 3.52 | Residential | Yes | Behind the Meter | Net-metered residential rooftop and canopy |  | None | Trinity Solar | PSE&G | Accepted | 2020-08-20 | 2020-08-24 | 2021-10-30 | HANWHA | HANWHA 320 (Q.PEAK DUO BLK-G5 320) | Solar Panels |  | 0.32 | 11 | 121 | 14 |  | Fixed | Roof
NJSTRE1545481735 |  | Transition Incentive Program | Jackson | 8527 | 18 | 11.52 | Residential | No | Behind the Meter | Net-metered residential rooftop and canopy |  | None | Powerlutions | JCP&L | Accepted | 2020-08-20 | 2020-08-24 | 2021-10-30 | SolarEdge | SE10000H-US | Inverters | 10 |  | 1 |  |  | 0.99 |  | Outdoor | Near Meter
NJSTRE1545481735 |  | Transition Incentive Program | Jackson | 8527 | 18 | 11.52 | Residential | No | Behind the Meter | Net-metered residential rooftop and canopy |  | None | Powerlutions | JCP&L | Accepted | 2020-08-20 | 2020-08-24 | 2021-10-30 | Silfab | SLA 320M | Solar Panels |  | 0.32 | 27 | 221 | 35 |  | Fixed | Roof
NJSTRE1545481735 |  | Transition Incentive Program | Jackson | 8527 | 18 | 11.52 | Residential | No | Behind the Meter | Net-metered residential rooftop and canopy |  | None | Powerlutions | JCP&L | Accepted | 2020-08-20 | 2020-08-24 | 2021-10-30 | Silfab | SLA 320M | Solar Panels |  | 0.32 | 3 | 131 | 28 |  | Fixed | Roof
NJSTRE1545481735 |  | Transition Incentive Program | Jackson | 8527 | 18 | 11.52 | Residential | No | Behind the Meter | Net-metered residential rooftop and canopy |  | None | Powerlutions | JCP&L | Accepted | 2020-08-20 | 2020-08-24 | 2021-10-30 | Silfab | SLA 320M | Solar Panels |  | 0.32 | 6 | 221 | 35 |  | Fixed | Roof
NJSTRE1545481765 |  | Transition Incentive Program | ROCKAWAY | 7866 | 3 | 8.58 | Residential | Yes | Behind the Meter | Net-metered residential rooftop and canopy |  | None | Vivint Solar Developer, LLC | JCP&L | Accepted | 2020-08-21 | 2020-08-25 | 2021-10-30 | Enphase | M215-60-2LL-S22-IG | Inverters | 215 |  | 33 |  |  | 0.96 |  | Outdoor | Underneath each module
NJSTRE1545481765 |  | Transition Incentive Program | ROCKAWAY | 7866 | 3 | 8.58 | Residential | Yes | Behind the Meter | Net-metered residential rooftop and canopy |  | None | Vivint Solar Developer, LLC | JCP&L | Accepted | 2020-08-21 | 2020-08-25 | 2021-10-30 | Trina Solar | TSM-260 PD05.08 | Solar Panels |  | 0.26 | 7 | 284 | 23 |  | Fixed | Roof
NJSTRE1545481765 |  | Transition Incentive Program | ROCKAWAY | 7866 | 3 | 8.58 | Residential | Yes | Behind the Meter | Net-metered residential rooftop and canopy |  | None | Vivint Solar Developer, LLC | JCP&L | Accepted | 2020-08-21 | 2020-08-25 | 2021-10-30 | Trina Solar | TSM-260 PD05.08 | Solar Panels |  | 0.26 | 10 | 284 | 31 |  | Fixed | Roof
NJSTRE1545481765 |  | Transition Incentive Program | ROCKAWAY | 7866 | 3 | 8.58 | Residential | Yes | Behind the Meter | Net-metered residential rooftop and canopy |  | None | Vivint Solar Developer, LLC | JCP&L | Accepted | 2020-08-21 | 2020-08-25 | 2021-10-30 | Trina Solar | TSM-260 PD05.08 | Solar Panels |  | 0.26 | 7 | 104 | 31 |  | Fixed | Roof
NJSTRE1545481765 |  | Transition Incentive Program | ROCKAWAY | 7866 | 3 | 8.58 | Residential | Yes | Behind the Meter | Net-metered residential rooftop and canopy |  | None | Vivint Solar Developer, LLC | JCP&L | Accepted | 2020-08-21 | 2020-08-25 | 2021-10-30 | Trina Solar | TSM-260 PD05.08 | Solar Panels |  | 0.26 | 9 | 194 | 31 |  | Fixed | Roof
NJSTRE1545481783 |  | Transition Incentive Program | Bridgeport | 8014 | 15 | 6.46 | Residential | Yes | Behind the Meter | Net-metered residential rooftop and canopy |  | None | Trinity Solar | AC Electric | Accepted | 2020-08-20 | 2020-08-24 | 2021-10-30 | SOLAR EDGE | SE5000H-US | Inverters | 5000 |  | 1 |  |  | 0.97 |  | Outdoor | SIDE OF HOME
NJSTRE1545481783 |  | Transition Incentive Program | Bridgeport | 8014 | 15 | 6.46 | Residential | Yes | Behind the Meter | Net-metered residential rooftop and canopy |  | None | Trinity Solar | AC Electric | Accepted | 2020-08-20 | 2020-08-24 | 2021-10-30 | HANWHA | HANWHA 340 (Q.PEAK DUO BLK-G6 340) | Solar Panels |  | 0.34 | 15 | 176 | 37 |  | Fixed | Roof
NJSTRE1545481783 |  | Transition Incentive Program | Bridgeport | 8014 | 15 | 6.46 | Residential | Yes | Behind the Meter | Net-metered residential rooftop and canopy |  | None | Trinity Solar | AC Electric | Accepted | 2020-08-20 | 2020-08-24 | 2021-10-30 | HANWHA | HANWHA 340 (Q.PEAK DUO BLK-G6 340) | Solar Panels |  | 0.34 | 4 | 176 | 27 |  | Fixed | Roof
NJSTRE1545481828 |  | Transition Incentive Program | Washington TWP MER | 8691 | 12 | 4.08 | Residential | No | Behind the Meter | Net-metered residential rooftop and canopy |  | None | Tesla Energy Operations Inc. | PSE&G | Accepted | 2020-08-20 | 2020-08-25 | 2021-10-30 | SolarEdge Technologies Ltd | SE3800H-US [240V] | Inverters | 3800 |  | 1 |  |  | 0.99 |  | Indoor | Near Meter
NJSTRE1545481828 |  | Transition Incentive Program | Washington TWP MER | 8691 | 12 | 4.08 | Residential | No | Behind the Meter | Net-metered residential rooftop and canopy |  | None | Tesla Energy Operations Inc. | PSE&G | Accepted | 2020-08-20 | 2020-08-25 | 2021-10-30 | Hanwha Q-CELLS | Q.Peak DUO BLK-G6+ 340 | Solar Panels |  | 0.34 | 12 | 29 | 34 |  | Fixed | Roof
NJSTRE1545481842 |  | Transition Incentive Program | Wharton | 7885 | 3 | 14.28 | Residential | Yes | Behind the Meter | Net-metered residential rooftop and canopy |  | None | Vision Solar LLC | JCP&L | Accepted | 2020-08-20 | 2020-08-24 | 2021-10-30 | ENPHASE | IQ7-60-2-US | Inverters | 0.24 |  | 42 |  |  | 0.96 |  | Other | BEHIND EACH PANEL
NJSTRE1545481842 |  | Transition Incentive Program | Wharton | 7885 | 3 | 14.28 | Residential | Yes | Behind the Meter | Net-metered residential rooftop and canopy |  | None | Vision Solar LLC | JCP&L | Accepted | 2020-08-20 | 2020-08-24 | 2021-10-30 | HANWHA Q-CELLS | Q.PEAK DUO-G6 340 | Solar Panels |  | 0.34 | 21 | 214 | 40 |  | Fixed | Roof
NJSTRE1545481842 |  | Transition Incentive Program | Wharton | 7885 | 3 | 14.28 | Residential | Yes | Behind the Meter | Net-metered residential rooftop and canopy |  | None | Vision Solar LLC | JCP&L | Accepted | 2020-08-20 | 2020-08-24 | 2021-10-30 | HANWHA Q-CELLS | Q.PEAK DUO-G6 340 | Solar Panels |  | 0.34 | 16 | 124 | 44 |  | Fixed | Roof
NJSTRE1545481842 |  | Transition Incentive Program | Wharton | 7885 | 3 | 14.28 | Residential | Yes | Behind the Meter | Net-metered residential rooftop and canopy |  | None | Vision Solar LLC | JCP&L | Accepted | 2020-08-20 | 2020-08-24 | 2021-10-30 | HANWHA Q-CELLS | Q.PEAK DUO-G6 340 | Solar Panels |  | 0.34 | 5 | 124 | 23 |  | Fixed | Roof
NJSTRE1545481844 |  | Transition Incentive Program | West Windsor | 8550 | 12 | 15.84 | Residential | No | Behind the Meter | Net-metered residential rooftop and canopy |  | None | Green House Solar | JCP&L | Accepted | 2020-08-24 | 2020-08-24 | 2021-10-30 | Enphase | IQ7XS | Inverters | 315 |  | 44 |  |  | 0.975 |  | Other | Panel Mounted
NJSTRE1545481844 |  | Transition Incentive Program | West Windsor | 8550 | 12 | 15.84 | Residential | No | Behind the Meter | Net-metered residential rooftop and canopy |  | None | Green House Solar | JCP&L | Accepted | 2020-08-24 | 2020-08-24 | 2021-10-30 | Sunpower | X22-360-E-AC | Solar Panels |  | 0.36 | 31 | 112 | 34 |  | Fixed | Roof
NJSTRE1545481844 |  | Transition Incentive Program | West Windsor | 8550 | 12 | 15.84 | Residential | No | Behind the Meter | Net-metered residential rooftop and canopy |  | None | Green House Solar | JCP&L | Accepted | 2020-08-24 | 2020-08-24 | 2021-10-30 | Sunpower | x22 -360e-ac | Solar Panels |  | 0.36 | 4 | 202 | 39 |  | Fixed | Roof
NJSTRE1545481844 |  | Transition Incentive Program | West Windsor | 8550 | 12 | 15.84 | Residential | No | Behind the Meter | Net-metered residential rooftop and canopy |  | None | Green House Solar | JCP&L | Accepted | 2020-08-24 | 2020-08-24 | 2021-10-30 | Sunpower | x22-360-e-ac | Solar Panels |  | 0.36 | 9 | 202 | 39 |  | Fixed | Roof
NJSTRE1545481852 |  | Transition Incentive Program | BLOOMSBURY | 8804 | 4 | 11.05 | Residential | Yes | Behind the Meter | Net-metered residential rooftop and canopy |  | None | Vivint Solar Developer, LLC | JCP&L | Accepted | 2020-08-20 | 2020-08-25 | 2021-10-30 | SolarEdge | SE7600H-US | Inverters | 7600 |  | 1 |  |  | 0.992 |  | Outdoor | Near the Utility Meter
NJSTRE1545481852 |  | Transition Incentive Program | BLOOMSBURY | 8804 | 4 | 11.05 | Residential | Yes | Behind the Meter | Net-metered residential rooftop and canopy |  | None | Vivint Solar Developer, LLC | JCP&L | Accepted | 2020-08-20 | 2020-08-25 | 2021-10-30 | Jinko Solar | JKM325M-60HBL | Solar Panels |  | 0.325 | 15 | 161 | 25 |  | Fixed | Roof
NJSTRE1545481852 |  | Transition Incentive Program | BLOOMSBURY | 8804 | 4 | 11.05 | Residential | Yes | Behind the Meter | Net-metered residential rooftop and canopy |  | None | Vivint Solar Developer, LLC | JCP&L | Accepted | 2020-08-20 | 2020-08-25 | 2021-10-30 | Jinko Solar | JKM325M-60HBL | Solar Panels |  | 0.325 | 2 | 161 | 25 |  | Fixed | Roof
NJSTRE1545481852 |  | Transition Incentive Program | BLOOMSBURY | 8804 | 4 | 11.05 | Residential | Yes | Behind the Meter | Net-metered residential rooftop and canopy |  | None | Vivint Solar Developer, LLC | JCP&L | Accepted | 2020-08-20 | 2020-08-25 | 2021-10-30 | Jinko Solar | JKM325M-60HBL | Solar Panels |  | 0.325 | 17 | 341 | 25 |  | Fixed | Roof
NJSTRE1545481868 |  | Transition Incentive Program | Vineland | 8360 | 20 | 5.1 | Residential | Yes | Behind the Meter | Net-metered residential rooftop and canopy |  | None | Trinity Solar | Vineland Muni Electric | Accepted | 2020-08-20 | 2020-08-25 | 2021-10-30 | HANWHA 340 (Q.PEAK DUO BLK-G6 340) | HANWHA 340 (Q.PEAK DUO BLK-G6 340) | Solar Panels |  | 0.34 | 3 | 274 | 18 |  | Fixed | Roof
NJSTRE1545481868 |  | Transition Incentive Program | Vineland | 8360 | 20 | 5.1 | Residential | Yes | Behind the Meter | Net-metered residential rooftop and canopy |  | None | Trinity Solar | Vineland Muni Electric | Accepted | 2020-08-20 | 2020-08-25 | 2021-10-30 | HANWHA 340 (Q.PEAK DUO BLK-G6 340) | HANWHA 340 (Q.PEAK DUO BLK-G6 340) | Solar Panels |  | 0.34 | 2 | 184 | 18 |  | Fixed | Roof
NJSTRE1545481868 |  | Transition Incentive Program | Vineland | 8360 | 20 | 5.1 | Residential | Yes | Behind the Meter | Net-metered residential rooftop and canopy |  | None | Trinity Solar | Vineland Muni Electric | Accepted | 2020-08-20 | 2020-08-25 | 2021-10-30 | HANWHA 340 (Q.PEAK DUO BLK-G6 340) | HANWHA 340 (Q.PEAK DUO BLK-G6 340) | Solar Panels |  | 0.34 | 10 | 184 | 18 |  | Fixed | Roof
NJSTRE1545481877 |  | Transition Incentive Program | Dayton | 8810 | 11 | 6.3 | Residential | Yes | Behind the Meter | Net-metered residential rooftop and canopy |  | None | Pro Custom Solar dba Momentum Solar | PSE&G | Accepted | 2020-08-20 | 2020-08-25 | 2021-10-30 | Enphase | IQ7PLUS-72-2-US | Inverters | 290 |  | 18 |  |  | 0.97 |  | Outdoor | Roof
NJSTRE1545481877 |  | Transition Incentive Program | Dayton | 8810 | 11 | 6.3 | Residential | Yes | Behind the Meter | Net-metered residential rooftop and canopy |  | None | Pro Custom Solar dba Momentum Solar | PSE&G | Accepted | 2020-08-20 | 2020-08-25 | 2021-10-30 | LG | LG 350N1C-V5 | Solar Panels |  | 0.35 | 7 | 56 | 24 |  | Fixed | Roof
NJSTRE1545481877 |  | Transition Incentive Program | Dayton | 8810 | 11 | 6.3 | Residential | Yes | Behind the Meter | Net-metered residential rooftop and canopy |  | None | Pro Custom Solar dba Momentum Solar | PSE&G | Accepted | 2020-08-20 | 2020-08-25 | 2021-10-30 | LG | LG 350N1C-V5 | Solar Panels |  | 0.35 | 11 | 236 | 24 |  | Fixed | Roof
NJSTRE1545481907 |  | Transition Incentive Program | Old Tappan | 7675 | 7 | 11.52 | Residential | No | Behind the Meter | Net-metered residential rooftop and canopy |  | None | Solar Spectrum LLC | PSE&G | Accepted | 2020-08-20 | 2020-08-25 | 2021-10-30 | Solar Edge Technologies | SE10000H-US | Inverters | 42 |  | 1 |  |  | 0.99 |  | Outdoor | Outside near meter
NJSTRE1545481907 |  | Transition Incentive Program | Old Tappan | 7675 | 7 | 11.52 | Residential | No | Behind the Meter | Net-metered residential rooftop and canopy |  | None | Solar Spectrum LLC | PSE&G | Accepted | 2020-08-20 | 2020-08-25 | 2021-10-30 | Q Cells | Q.PEAK-DUO-G7-320 | Solar Panels |  | 0.32 | 6 | 35 | 31 |  | Fixed | Roof
NJSTRE1545481907 |  | Transition Incentive Program | Old Tappan | 7675 | 7 | 11.52 | Residential | No | Behind the Meter | Net-metered residential rooftop and canopy |  | None | Solar Spectrum LLC | PSE&G | Accepted | 2020-08-20 | 2020-08-25 | 2021-10-30 | Q Cells | Q.PEAK-DUO-G7-320 | Solar Panels |  | 0.32 | 22 | 215 | 31 |  | Fixed | Roof
NJSTRE1545481907 |  | Transition Incentive Program | Old Tappan | 7675 | 7 | 11.52 | Residential | No | Behind the Meter | Net-metered residential rooftop and canopy |  | None | Solar Spectrum LLC | PSE&G | Accepted | 2020-08-20 | 2020-08-25 | 2021-10-30 | Q Cells | Q.PEAK-DUO-G7-320 | Solar Panels |  | 0.32 | 8 | 125 | 39 |  | Fixed | Roof
NJSTRE1545481910 |  | Transition Incentive Program | Bound Brook | 8805 | 5 | 5.25 | Residential | Yes | Behind the Meter | Net-metered residential rooftop and canopy |  | None | Pro Custom Solar dba Momentum Solar | PSE&G | Accepted | 2020-08-20 | 2020-08-25 | 2021-10-30 | Enphase | IQ7PLUS-72-2-US | Inverters | 290 |  | 15 |  |  | 0.97 |  | Outdoor | Roof
NJSTRE1545481910 |  | Transition Incentive Program | Bound Brook | 8805 | 5 | 5.25 | Residential | Yes | Behind the Meter | Net-metered residential rooftop and canopy |  | None | Pro Custom Solar dba Momentum Solar | PSE&G | Accepted | 2020-08-20 | 2020-08-25 | 2021-10-30 | LG | LG 350N1C-V5 | Solar Panels |  | 0.35 | 15 | 187 | 26 |  | Fixed | Roof
NJSTRE1545481931 |  | Transition Incentive Program | Mount Ephraim | 8059 | 14 | 10.88 | Residential | Yes | Behind the Meter | Net-metered residential rooftop and canopy |  | None | Trinity Solar | PSE&G | Accepted | 2020-08-20 | 2020-08-25 | 2021-10-30 | Solar Edge | SE10000 | Inverters | 10000 |  | 1 |  |  | 0.97 |  | Outside | side of home
NJSTRE1545481931 |  | Transition Incentive Program | Mount Ephraim | 8059 | 14 | 10.88 | Residential | Yes | Behind the Meter | Net-metered residential rooftop and canopy |  | None | Trinity Solar | PSE&G | Accepted | 2020-08-20 | 2020-08-25 | 2021-10-30 | Hanwha | Q.PEAK DUO BLK-G6 340 | Solar Panels |  | 0.34 | 20 | 229 | 27 |  | Fixed | Roof
NJSTRE1545481931 |  | Transition Incentive Program | Mount Ephraim | 8059 | 14 | 10.88 | Residential | Yes | Behind the Meter | Net-metered residential rooftop and canopy |  | None | Trinity Solar | PSE&G | Accepted | 2020-08-20 | 2020-08-25 | 2021-10-30 | Hanwha | Q.PEAK DUO BLK-G6 340 | Solar Panels |  | 0.34 | 6 | 229 | 27 |  | Fixed | Roof
NJSTRE1545481931 |  | Transition Incentive Program | Mount Ephraim | 8059 | 14 | 10.88 | Residential | Yes | Behind the Meter | Net-metered residential rooftop and canopy |  | None | Trinity Solar | PSE&G | Accepted | 2020-08-20 | 2020-08-25 | 2021-10-30 | Hanwha | Q.PEAK DUO BLK-G6 340 | Solar Panels |  | 0.34 | 6 | 49 | 27 |  | Fixed | Roof
NJSTRE1545482616 |  | Transition Incentive Program | Pleasantville | 8232 | 19 | 16.43 | Residential | Yes | Behind the Meter | Net-metered residential rooftop and canopy |  | None | Castle Energy, LLC | AC Electric | Accepted | 2020-08-20 | 2020-08-25 | 2021-10-30 | Enphase Energy | IQ7PLUS-72-2-US | Inverters | 290 |  | 45 |  |  | 0.967 |  | Outdoor | on the rooftop under each solar panel
NJSTRE1545482616 |  | Transition Incentive Program | Pleasantville | 8232 | 19 | 16.43 | Residential | Yes | Behind the Meter | Net-metered residential rooftop and canopy |  | None | Castle Energy, LLC | AC Electric | Accepted | 2020-08-20 | 2020-08-25 | 2021-10-30 | REC Solar | REC365AA Black | Solar Panels |  | 0.365 | 13 | 294 | 35 |  | Fixed | Roof
NJSTRE1545482616 |  | Transition Incentive Program | Pleasantville | 8232 | 19 | 16.43 | Residential | Yes | Behind the Meter | Net-metered residential rooftop and canopy |  | None | Castle Energy, LLC | AC Electric | Accepted | 2020-08-20 | 2020-08-25 | 2021-10-30 | REC Solar | REC365AA Black | Solar Panels |  | 0.365 | 7 | 294 | 10 |  | Fixed | Roof
NJSTRE1545482616 |  | Transition Incentive Program | Pleasantville | 8232 | 19 | 16.43 | Residential | Yes | Behind the Meter | Net-metered residential rooftop and canopy |  | None | Castle Energy, LLC | AC Electric | Accepted | 2020-08-20 | 2020-08-25 | 2021-10-30 | REC Solar | REC365AA Black | Solar Panels |  | 0.365 | 4 | 25 | 21 |  | Fixed | Roof
NJSTRE1545482616 |  | Transition Incentive Program | Pleasantville | 8232 | 19 | 16.43 | Residential | Yes | Behind the Meter | Net-metered residential rooftop and canopy |  | None | Castle Energy, LLC | AC Electric | Accepted | 2020-08-20 | 2020-08-25 | 2021-10-30 | REC Solar | REC365AA Black | Solar Panels |  | 0.365 | 7 | 114 | 10 |  | Fixed | Roof
NJSTRE1545482616 |  | Transition Incentive Program | Pleasantville | 8232 | 19 | 16.43 | Residential | Yes | Behind the Meter | Net-metered residential rooftop and canopy |  | None | Castle Energy, LLC | AC Electric | Accepted | 2020-08-20 | 2020-08-25 | 2021-10-30 | REC Solar | REC365AA Black | Solar Panels |  | 0.365 | 14 | 114 | 35 |  | Fixed | Roof
NJSTRE1545483411 |  | Transition Incentive Program | Montville | 7045 | 3 | 12.24 | Residential | No | Behind the Meter | Net-metered residential rooftop and canopy |  | None | Tesla Energy Operations Inc. | JCP&L | Accepted | 2020-08-20 | 2020-08-25 | 2021-10-30 | Tesla | AC Powerwall 2.0 | Electric Storage Battery |  |  | 1 |  |  |  | Lithium Ion |  | Inside garage
NJSTRE1545483411 |  | Transition Incentive Program | Montville | 7045 | 3 | 12.24 | Residential | No | Behind the Meter | Net-metered residential rooftop and canopy |  | None | Tesla Energy Operations Inc. | JCP&L | Accepted | 2020-08-20 | 2020-08-25 | 2021-10-30 | SolarEdge Technologies | SE7600H-US [240V] | Inverters | 7600 |  | 1 |  |  | 0.99 |  | Indoor | Inside garage
NJSTRE1545483411 |  | Transition Incentive Program | Montville | 7045 | 3 | 12.24 | Residential | No | Behind the Meter | Net-metered residential rooftop and canopy |  | None | Tesla Energy Operations Inc. | JCP&L | Accepted | 2020-08-20 | 2020-08-25 | 2021-10-30 | SolarEdge Technologies | SE3800H-US [240V] | Inverters | 3800 |  | 1 |  |  | 0.99 |  | Indoor | Inside garage
NJSTRE1545483411 |  | Transition Incentive Program | Montville | 7045 | 3 | 12.24 | Residential | No | Behind the Meter | Net-metered residential rooftop and canopy |  | None | Tesla Energy Operations Inc. | JCP&L | Accepted | 2020-08-20 | 2020-08-25 | 2021-10-30 | Hanwha Q-CELLS | Q.Peak DUO BLK-G6+ 340 | Solar Panels |  | 0.34 | 28 | 171 | 30 |  | Fixed | Roof
NJSTRE1545483411 |  | Transition Incentive Program | Montville | 7045 | 3 | 12.24 | Residential | No | Behind the Meter | Net-metered residential rooftop and canopy |  | None | Tesla Energy Operations Inc. | JCP&L | Accepted | 2020-08-20 | 2020-08-25 | 2021-10-30 | Hanwha Q-CELLS | Q.Peak DUO BLK-G6+ 340 | Solar Panels |  | 0.34 | 8 | 351 | 30 |  | Fixed | Roof
NJSTRE1545483425 |  | Transition Incentive Program | Roosevelt | 8555 | 17 | 8.75 | Residential | Yes | Behind the Meter | Net-metered residential rooftop and canopy |  | None | Pro Custom Solar dba Momentum Solar | JCP&L | Accepted | 2020-08-20 | 2020-08-25 | 2021-10-30 | Enphase | IQ7PLUS-72-2-US | Inverters | 290 |  | 25 |  |  | 0.97 |  | Outdoor | Roof
NJSTRE1545483425 |  | Transition Incentive Program | Roosevelt | 8555 | 17 | 8.75 | Residential | Yes | Behind the Meter | Net-metered residential rooftop and canopy |  | None | Pro Custom Solar dba Momentum Solar | JCP&L | Accepted | 2020-08-20 | 2020-08-25 | 2021-10-30 | LG | LG 350N1C-V5 | Solar Panels |  | 0.35 | 2 | 287 | 19 |  | Fixed | Roof
NJSTRE1545483425 |  | Transition Incentive Program | Roosevelt | 8555 | 17 | 8.75 | Residential | Yes | Behind the Meter | Net-metered residential rooftop and canopy |  | None | Pro Custom Solar dba Momentum Solar | JCP&L | Accepted | 2020-08-20 | 2020-08-25 | 2021-10-30 | LG | LG 350N1C-V5 | Solar Panels |  | 0.35 | 14 | 107 | 19 |  | Fixed | Roof
NJSTRE1545483425 |  | Transition Incentive Program | Roosevelt | 8555 | 17 | 8.75 | Residential | Yes | Behind the Meter | Net-metered residential rooftop and canopy |  | None | Pro Custom Solar dba Momentum Solar | JCP&L | Accepted | 2020-08-20 | 2020-08-25 | 2021-10-30 | LG | LG 350N1C-V5 | Solar Panels |  | 0.35 | 9 | 197 | 13 |  | Fixed | Roof
NJSTRE1545483457 |  | Transition Incentive Program | BARNEGAT | 8005 | 18 | 7.36 | Residential | No | Behind the Meter | Net-metered residential rooftop and canopy |  | None | Vivint Solar Developer, LLC | AC Electric | Accepted | 2020-08-24 | 2020-08-26 | 2021-10-30 | SOLAREDGE | SE7600H-US | Inverters | 7600 |  | 1 |  |  | 0.992 |  | Outdoor | Near the Utility Meter
NJSTRE1545483457 |  | Transition Incentive Program | BARNEGAT | 8005 | 18 | 7.36 | Residential | No | Behind the Meter | Net-metered residential rooftop and canopy |  | None | Vivint Solar Developer, LLC | AC Electric | Accepted | 2020-08-24 | 2020-08-26 | 2021-10-30 | HANWHA SOLAR | Q.PEAK DUO BLK-G5 320W | Solar Panels |  | 0.32 | 23 | 169 | 23 |  | Fixed | Roof
NJSTRE1545483464 |  | Transition Incentive Program | Egg Harbor Township | 8234 | 19 | 7.82 | Residential | No | Behind the Meter | Net-metered residential rooftop and canopy |  | None | Castle Energy, LLC | AC Electric | Accepted | 2020-08-20 | 2020-08-25 | 2021-10-30 | Enphase Energy | IQ7-60-2-US | Inverters | 240 |  | 23 |  |  | 0.967 |  | Outdoor | on the rooftop under each solar panel
NJSTRE1545483464 |  | Transition Incentive Program | Egg Harbor Township | 8234 | 19 | 7.82 | Residential | No | Behind the Meter | Net-metered residential rooftop and canopy |  | None | Castle Energy, LLC | AC Electric | Accepted | 2020-08-20 | 2020-08-25 | 2021-10-30 | Hanwha Q-Cells | Q.Peak DUO BLK-G6 340 | Solar Panels |  | 0.34 | 16 | 154 | 20 |  | Fixed | Roof
NJSTRE1545483464 |  | Transition Incentive Program | Egg Harbor Township | 8234 | 19 | 7.82 | Residential | No | Behind the Meter | Net-metered residential rooftop and canopy |  | None | Castle Energy, LLC | AC Electric | Accepted | 2020-08-20 | 2020-08-25 | 2021-10-30 | Hanwha Q-Cells | Q.Peak DUO BLK-G6 340 | Solar Panels |  | 0.34 | 7 | 334 | 20 |  | Fixed | Roof
NJSTRE1545483494 |  | Transition Incentive Program | IRVINGTON | 7111 | 9 | 5.44 | Residential | Yes | Behind the Meter | Net-metered residential rooftop and canopy |  | None | Trinity Solar | PSE&G | Accepted | 2020-08-20 | 2020-08-25 | 2021-10-30 | Solar Edge | SE5000H-US000BNC4 | Inverters | 5000 |  | 1 |  |  | 0.97 |  | Outdoor | side of home
NJSTRE1545483494 |  | Transition Incentive Program | IRVINGTON | 7111 | 9 | 5.44 | Residential | Yes | Behind the Meter | Net-metered residential rooftop and canopy |  | None | Trinity Solar | PSE&G | Accepted | 2020-08-20 | 2020-08-25 | 2021-10-30 | HANWHA | (Q.PEAK DUO BLK-G6 340 | Solar Panels |  | 0.34 | 5 | 201 | 14 |  | Fixed | Roof
NJSTRE1545483494 |  | Transition Incentive Program | IRVINGTON | 7111 | 9 | 5.44 | Residential | Yes | Behind the Meter | Net-metered residential rooftop and canopy |  | None | Trinity Solar | PSE&G | Accepted | 2020-08-20 | 2020-08-25 | 2021-10-30 | HANWHA | Q.PEAK DUO BLK-G6 340 | Solar Panels |  | 0.34 | 11 | 201 | 19 |  | Fixed | Roof
NJSTRE1545483518 |  | Transition Incentive Program | East Brunswick TWP | 8816 | 11 | 12.24 | Residential | No | Behind the Meter | Net-metered residential rooftop and canopy |  | None | Tesla Energy Operations Inc. | PSE&G | Accepted | 2020-08-20 | 2020-08-25 | 2021-10-30 | SolarEdge Technologies | SE11400H-US [240V] | Inverters | 11400 |  | 1 |  |  | 0.99 |  | Outdoor | Outdoor
NJSTRE1545483518 |  | Transition Incentive Program | East Brunswick TWP | 8816 | 11 | 12.24 | Residential | No | Behind the Meter | Net-metered residential rooftop and canopy |  | None | Tesla Energy Operations Inc. | PSE&G | Accepted | 2020-08-20 | 2020-08-25 | 2021-10-30 | Hanwha Q-CELLS | Q.Peak DUO BLK-G6+ 340 | Solar Panels |  | 0.34 | 8 | 62 | 23 |  | Fixed | Roof
NJSTRE1545483518 |  | Transition Incentive Program | East Brunswick TWP | 8816 | 11 | 12.24 | Residential | No | Behind the Meter | Net-metered residential rooftop and canopy |  | None | Tesla Energy Operations Inc. | PSE&G | Accepted | 2020-08-20 | 2020-08-25 | 2021-10-30 | Hanwha Q-CELLS | Q.Peak DUO BLK-G6+ 340 | Solar Panels |  | 0.34 | 20 | 242 | 23 |  | Fixed | Roof
NJSTRE1545483518 |  | Transition Incentive Program | East Brunswick TWP | 8816 | 11 | 12.24 | Residential | No | Behind the Meter | Net-metered residential rooftop and canopy |  | None | Tesla Energy Operations Inc. | PSE&G | Accepted | 2020-08-20 | 2020-08-25 | 2021-10-30 | Hanwha Q-CELLS | Q.Peak DUO BLK-G6+ 340 | Solar Panels |  | 0.34 | 8 | 152 | 23 |  | Fixed | Roof
NJSTRE1545483522 |  | Transition Incentive Program | Kresson | 8053 | 13 | 21.08 | Residential | No | Behind the Meter | Net-metered residential rooftop and canopy |  | None | Tesla Energy Operations Inc. | AC Electric | Accepted | 2020-08-20 | 2020-08-25 | 2021-10-30 | SolarEdge Technologies | SE10000H-US [240V] | Inverters | 10000 |  | 1 |  |  | 0.99 |  | Outside | Outside
NJSTRE1545483522 |  | Transition Incentive Program | Kresson | 8053 | 13 | 21.08 | Residential | No | Behind the Meter | Net-metered residential rooftop and canopy |  | None | Tesla Energy Operations Inc. | AC Electric | Accepted | 2020-08-20 | 2020-08-25 | 2021-10-30 | SolarEdge Technologies | SE7600H-US [240V] | Inverters | 7600 |  | 1 |  |  | 0.99 |  | Outside | Outside
NJSTRE1545483522 |  | Transition Incentive Program | Kresson | 8053 | 13 | 21.08 | Residential | No | Behind the Meter | Net-metered residential rooftop and canopy |  | None | Tesla Energy Operations Inc. | AC Electric | Accepted | 2020-08-20 | 2020-08-25 | 2021-10-30 | Hanwha Q-CELLS | Q.Peak DUO BLK-G6+ 340 | Solar Panels |  | 0.34 | 33 | 84 | 34 |  | Fixed | Roof
NJSTRE1545483522 |  | Transition Incentive Program | Kresson | 8053 | 13 | 21.08 | Residential | No | Behind the Meter | Net-metered residential rooftop and canopy |  | None | Tesla Energy Operations Inc. | AC Electric | Accepted | 2020-08-20 | 2020-08-25 | 2021-10-30 | Hanwha Q-CELLS | Q.Peak DUO BLK-G6+ 340 | Solar Panels |  | 0.34 | 3 | 174 | 34 |  | Fixed | Roof
NJSTRE1545483522 |  | Transition Incentive Program | Kresson | 8053 | 13 | 21.08 | Residential | No | Behind the Meter | Net-metered residential rooftop and canopy |  | None | Tesla Energy Operations Inc. | AC Electric | Accepted | 2020-08-20 | 2020-08-25 | 2021-10-30 | Hanwha Q-CELLS | Q.Peak DUO BLK-G6+ 340 | Solar Panels |  | 0.34 | 5 | 264 | 32 |  | Fixed | Roof
NJSTRE1545483522 |  | Transition Incentive Program | Kresson | 8053 | 13 | 21.08 | Residential | No | Behind the Meter | Net-metered residential rooftop and canopy |  | None | Tesla Energy Operations Inc. | AC Electric | Accepted | 2020-08-20 | 2020-08-25 | 2021-10-30 | Hanwha Q-CELLS | Q.Peak DUO BLK-G6+ 340 | Solar Panels |  | 0.34 | 7 | 174 | 34 |  | Fixed | Roof
NJSTRE1545483522 |  | Transition Incentive Program | Kresson | 8053 | 13 | 21.08 | Residential | No | Behind the Meter | Net-metered residential rooftop and canopy |  | None | Tesla Energy Operations Inc. | AC Electric | Accepted | 2020-08-20 | 2020-08-25 | 2021-10-30 | Hanwha Q-CELLS | Q.Peak DUO BLK-G6+ 340 | Solar Panels |  | 0.34 | 5 | 174 | 37 |  | Fixed | Roof
NJSTRE1545483522 |  | Transition Incentive Program | Kresson | 8053 | 13 | 21.08 | Residential | No | Behind the Meter | Net-metered residential rooftop and canopy |  | None | Tesla Energy Operations Inc. | AC Electric | Accepted | 2020-08-20 | 2020-08-25 | 2021-10-30 | Hanwha Q-CELLS | Q.Peak DUO BLK-G6+ 340 | Solar Panels |  | 0.34 | 9 | 264 | 34 |  | Fixed | Roof
NJSTRE1545483745 |  | Transition Incentive Program | Englishtown | 7726 | 17 | 6.93 | Residential | No | Behind the Meter | Net-metered residential rooftop and canopy |  | None | Sunrun Installation Services, Inc. | JCP&L | Accepted | 2020-08-20 | 2020-08-31 | 2021-10-30 | Enphase Energy | IQ7-60-x-US (240V) | Inverters | 240 |  | 21 |  |  | 0.96 |  | Outdoor | Rooftop
NJSTRE1545483745 |  | Transition Incentive Program | Englishtown | 7726 | 17 | 6.93 | Residential | No | Behind the Meter | Net-metered residential rooftop and canopy |  | None | Sunrun Installation Services, Inc. | JCP&L | Accepted | 2020-08-20 | 2020-08-31 | 2021-10-30 | LG Electronics | LG330N1C-A5 | Solar Panels |  | 0.33 | 21 | 72 | 37 |  | Fixed | Roof
NJSTRE1545495018 |  | Transition Incentive Program | Barnegat | 8005 | 18 | 5.04 | Residential | Yes | Behind the Meter | Net-metered residential rooftop and canopy |  | None | Suntuity Solar LLC | JCP&L | Accepted | 2020-08-21 | 2020-08-25 | 2021-10-30 | Enphase Energy | IQ7-60-2-US | Inverters | 240 |  | 16 |  |  | 0.97 |  | Outdoor | Behind the PV Modules
NJSTRE1545495018 |  | Transition Incentive Program | Barnegat | 8005 | 18 | 5.04 | Residential | Yes | Behind the Meter | Net-metered residential rooftop and canopy |  | None | Suntuity Solar LLC | JCP&L | Accepted | 2020-08-21 | 2020-08-25 | 2021-10-30 | Longi | LR6-60HPB-315M | Solar Panels |  | 0.315 | 7 | 291 | 24 |  | Fixed | Roof
NJSTRE1545495018 |  | Transition Incentive Program | Barnegat | 8005 | 18 | 5.04 | Residential | Yes | Behind the Meter | Net-metered residential rooftop and canopy |  | None | Suntuity Solar LLC | JCP&L | Accepted | 2020-08-21 | 2020-08-25 | 2021-10-30 | Longi LR6-60HPB-315M | Longi LR6-60HPB-315M | Solar Panels |  | 0.315 | 9 | 111 | 29 |  | Fixed | Roof
NJSTRE1545495024 |  | Transition Incentive Program | Tuckerton | 8087 | 18 | 4.41 | Residential | Yes | Behind the Meter | Net-metered residential rooftop and canopy |  | None | Suntuity Solar LLC | AC Electric | Accepted | 2020-08-21 | 2020-08-25 | 2021-10-30 | Enphase Energy | IQ7-60-2-US | Inverters | 240 |  | 14 |  |  | 0.97 |  | Outdoor | Behind the PV Modules
NJSTRE1545495024 |  | Transition Incentive Program | Tuckerton | 8087 | 18 | 4.41 | Residential | Yes | Behind the Meter | Net-metered residential rooftop and canopy |  | None | Suntuity Solar LLC | AC Electric | Accepted | 2020-08-21 | 2020-08-25 | 2021-10-30 | Longi | LR6-60HPB-315M | Solar Panels |  | 0.315 | 10 | 87 | 35 |  | Fixed | Roof
NJSTRE1545495024 |  | Transition Incentive Program | Tuckerton | 8087 | 18 | 4.41 | Residential | Yes | Behind the Meter | Net-metered residential rooftop and canopy |  | None | Suntuity Solar LLC | AC Electric | Accepted | 2020-08-21 | 2020-08-25 | 2021-10-30 | Longi | LR6-60HPB-315M | Solar Panels |  | 0.315 | 4 | 176 | 27 |  | Fixed | Roof
NJSTRE1545495026 |  | Transition Incentive Program | TOMS RIVER | 8757 | 18 | 5.99 | Residential | Yes | Behind the Meter | Net-metered residential rooftop and canopy |  | None | Suntuity Solar LLC | JCP&L | Accepted | 2020-08-21 | 2020-08-25 | 2021-10-30 | Enphase Energy | IQ7-60-2-US | Inverters | 240 |  | 19 |  |  | 0.97 |  | Outdoor | Behind the PV Modules
NJSTRE1545495026 |  | Transition Incentive Program | TOMS RIVER | 8757 | 18 | 5.99 | Residential | Yes | Behind the Meter | Net-metered residential rooftop and canopy |  | None | Suntuity Solar LLC | JCP&L | Accepted | 2020-08-21 | 2020-08-25 | 2021-10-30 | Longi | LR6-60HPB-315M | Solar Panels |  | 0.315 | 19 | 146 | 17 |  | Fixed | Roof
NJSTRE1545495030 |  | Transition Incentive Program | Turnersville | 8012 | 14 | 9.14 | Residential | Yes | Behind the Meter | Net-metered residential rooftop and canopy |  | None | Suntuity Solar LLC | AC Electric | Accepted | 2020-08-21 | 2020-08-25 | 2021-10-30 | Enphase Energy | IQ7-60-2-US | Inverters | 240 |  | 29 |  |  | 0.97 |  | Outdoor | Behind the PV Modules
NJSTRE1545495030 |  | Transition Incentive Program | Turnersville | 8012 | 14 | 9.14 | Residential | Yes | Behind the Meter | Net-metered residential rooftop and canopy |  | None | Suntuity Solar LLC | AC Electric | Accepted | 2020-08-21 | 2020-08-25 | 2021-10-30 | Longi | LR6-60HPB-315M | Solar Panels |  | 0.315 | 29 | 174 | 22 |  | Fixed | Roof
NJSTRE1545495038 |  | Transition Incentive Program | Irvington | 7111 | 9 | 7.14 | Residential | Yes | Behind the Meter | Net-metered residential rooftop and canopy |  | None | Vision Solar LLC | PSE&G | Accepted | 2020-08-21 | 2020-08-25 | 2021-10-30 | ENPHASE | IQ7-60-2-US | Inverters | 0.24 |  | 21 |  |  | 0.96 |  | Other | behind each panel
NJSTRE1545495038 |  | Transition Incentive Program | Irvington | 7111 | 9 | 7.14 | Residential | Yes | Behind the Meter | Net-metered residential rooftop and canopy |  | None | Vision Solar LLC | PSE&G | Accepted | 2020-08-21 | 2020-08-25 | 2021-10-30 | HANWHA Q-CELLS | Q.PEAK DUO-G6 340 | Solar Panels |  | 0.34 | 3 | 308 | 30 |  | Fixed | Roof
NJSTRE1545495038 |  | Transition Incentive Program | Irvington | 7111 | 9 | 7.14 | Residential | Yes | Behind the Meter | Net-metered residential rooftop and canopy |  | None | Vision Solar LLC | PSE&G | Accepted | 2020-08-21 | 2020-08-25 | 2021-10-30 | HANWHA Q-CELLS | Q.PEAK DUO-G6 340 | Solar Panels |  | 0.34 | 18 | 308 | 15 |  | Fixed | Roof
NJSTRE1545495045 |  | Transition Incentive Program | Mantua | 8051 | 15 | 7.25 | Residential | Yes | Behind the Meter | Net-metered residential rooftop and canopy |  | None | Suntuity Solar LLC | AC Electric | Accepted | 2020-08-21 | 2020-08-26 | 2021-10-30 | Enphase Energy | IQ7-60-2-US | Inverters | 240 |  | 23 |  |  | 0.97 |  | Outdoor | Behind the PV Modules
NJSTRE1545495045 |  | Transition Incentive Program | Mantua | 8051 | 15 | 7.25 | Residential | Yes | Behind the Meter | Net-metered residential rooftop and canopy |  | None | Suntuity Solar LLC | AC Electric | Accepted | 2020-08-21 | 2020-08-26 | 2021-10-30 | Longi | LR6-60HPB-315M | Solar Panels |  | 0.315 | 9 | 131 | 15 |  | Fixed | Roof
NJSTRE1545495045 |  | Transition Incentive Program | Mantua | 8051 | 15 | 7.25 | Residential | Yes | Behind the Meter | Net-metered residential rooftop and canopy |  | None | Suntuity Solar LLC | AC Electric | Accepted | 2020-08-21 | 2020-08-26 | 2021-10-30 | Longi | LR6-60HPB-315M | Solar Panels |  | 0.315 | 5 | 41 | 15 |  | Fixed | Roof
NJSTRE1545495045 |  | Transition Incentive Program | Mantua | 8051 | 15 | 7.25 | Residential | Yes | Behind the Meter | Net-metered residential rooftop and canopy |  | None | Suntuity Solar LLC | AC Electric | Accepted | 2020-08-21 | 2020-08-26 | 2021-10-30 | Longi | LR6-60HPB-315M | Solar Panels |  | 0.315 | 3 | 131 | 15 |  | Fixed | Roof
NJSTRE1545495045 |  | Transition Incentive Program | Mantua | 8051 | 15 | 7.25 | Residential | Yes | Behind the Meter | Net-metered residential rooftop and canopy |  | None | Suntuity Solar LLC | AC Electric | Accepted | 2020-08-21 | 2020-08-26 | 2021-10-30 | Longi | LR6-60HPB-315M | Solar Panels |  | 0.315 | 6 | 221 | 15 |  | Fixed | Roof
NJSTRE1545495048 |  | Transition Incentive Program | Clayton | 8312 | 15 | 7.04 | Residential | Yes | Behind the Meter | Net-metered residential rooftop and canopy |  | None | Posigen NJ LLC | AC Electric | Accepted | 2020-08-21 | 2020-08-26 | 2021-10-30 | SolarEdge | SE7600H-US | Inverters | 7600 |  | 1 |  |  | 0.99 |  | Outside | within ten feet of meter
NJSTRE1545495048 |  | Transition Incentive Program | Clayton | 8312 | 15 | 7.04 | Residential | Yes | Behind the Meter | Net-metered residential rooftop and canopy |  | None | Posigen NJ LLC | AC Electric | Accepted | 2020-08-21 | 2020-08-26 | 2021-10-30 | Silfab | SLA320BL | Solar Panels |  | 0.32 | 22 | 236 | 32 |  | Fixed | Roof
NJSTRE1545495052 |  | Transition Incentive Program | Little Egg Harbor Twp | 8087 | 18 | 4.08 | Residential | Yes | Behind the Meter | Net-metered residential rooftop and canopy |  | None | Trinity Solar | AC Electric | Accepted | 2020-08-21 | 2020-08-25 | 2021-10-30 | Solar Edge | SE3800 | Inverters | 3800 |  | 1 |  |  | 0.97 |  | Outside | side of home
NJSTRE1545495052 |  | Transition Incentive Program | Little Egg Harbor Twp | 8087 | 18 | 4.08 | Residential | Yes | Behind the Meter | Net-metered residential rooftop and canopy |  | None | Trinity Solar | AC Electric | Accepted | 2020-08-21 | 2020-08-25 | 2021-10-30 | Hanwha | Q.PEAK DUO BLK-G6 340 | Solar Panels |  | 0.34 | 12 | 120 | 23 |  | Fixed | Roof
NJSTRE1545495057 |  | Transition Incentive Program | Kearny Town | 7032 | 8 | 6.93 | Residential | No | Behind the Meter | Net-metered residential rooftop and canopy |  | None | Vision Solar LLC | PSE&G | Accepted | 2020-08-21 | 2020-08-25 | 2021-10-30 | ENPHASE | IQ7-60-2-US | Inverters | 0.24 |  | 22 |  |  | 0.96 |  | Other | behind each panel
NJSTRE1545495057 |  | Transition Incentive Program | Kearny Town | 7032 | 8 | 6.93 | Residential | No | Behind the Meter | Net-metered residential rooftop and canopy |  | None | Vision Solar LLC | PSE&G | Accepted | 2020-08-21 | 2020-08-25 | 2021-10-30 | HANWHA Q-CELLS | Q.PEAK DUO-G5 315 | Solar Panels |  | 0.315 | 13 | 118 | 27 |  | Fixed | Roof
NJSTRE1545495057 |  | Transition Incentive Program | Kearny Town | 7032 | 8 | 6.93 | Residential | No | Behind the Meter | Net-metered residential rooftop and canopy |  | None | Vision Solar LLC | PSE&G | Accepted | 2020-08-21 | 2020-08-25 | 2021-10-30 | HANWHA Q-CELLS | Q.PEAK DUO-G5 315 | Solar Panels |  | 0.315 | 9 | 298 | 39 |  | Fixed | Roof
NJSTRE1545495098 |  | Transition Incentive Program | Pennsauken TWP | 8109 | 14 | 13.12 | Residential | Yes | Behind the Meter | Net-metered residential rooftop and canopy |  | None | Sunbound Solar | PSE&G | Accepted | 2020-08-21 | 2020-08-31 | 2021-10-30 | Enphase | IQ7-60-2-US MICROINVERTER | Inverters | 60 |  | 41 |  |  | 0.987 |  | Outdoor | Under module
NJSTRE1545495098 |  | Transition Incentive Program | Pennsauken TWP | 8109 | 14 | 13.12 | Residential | Yes | Behind the Meter | Net-metered residential rooftop and canopy |  | None | Sunbound Solar | PSE&G | Accepted | 2020-08-21 | 2020-08-31 | 2021-10-30 | Hanwha | Q-CELL. Q.PEAK DUO-G5 320 | Solar Panels |  | 0.32 | 11 | 214 | 34 |  | Fixed | Roof
NJSTRE1545495098 |  | Transition Incentive Program | Pennsauken TWP | 8109 | 14 | 13.12 | Residential | Yes | Behind the Meter | Net-metered residential rooftop and canopy |  | None | Sunbound Solar | PSE&G | Accepted | 2020-08-21 | 2020-08-31 | 2021-10-30 | Hanwha | Q-CELL. Q.PEAK DUO-G5 320 | Solar Panels |  | 0.32 | 13 | 304 | 30 |  | Fixed | Roof
NJSTRE1545495098 |  | Transition Incentive Program | Pennsauken TWP | 8109 | 14 | 13.12 | Residential | Yes | Behind the Meter | Net-metered residential rooftop and canopy |  | None | Sunbound Solar | PSE&G | Accepted | 2020-08-21 | 2020-08-31 | 2021-10-30 | Hanwha | Q-CELL. Q.PEAK DUO-G5 320 | Solar Panels |  | 0.32 | 4 | 124 | 30 |  | Single Axis | Roof
NJSTRE1545495098 |  | Transition Incentive Program | Pennsauken TWP | 8109 | 14 | 13.12 | Residential | Yes | Behind the Meter | Net-metered residential rooftop and canopy |  | None | Sunbound Solar | PSE&G | Accepted | 2020-08-21 | 2020-08-31 | 2021-10-30 | Hanwha | Q-CELL. Q.PEAK DUO-G5 320 | Solar Panels |  | 0.32 | 13 | 34 | 32 |  | Fixed | Roof
NJSTRE1545495116 |  | Transition Incentive Program | MONROE | 8831 | 11 | 9.81 | Residential | Yes | Behind the Meter | Net-metered residential rooftop and canopy |  | None | Sea Bright Solar, LLC | JCP&L | Accepted | 2020-08-21 | 2020-08-25 | 2021-10-30 | SUNPOWER | SPR-327-AC | Inverters | 320 |  | 30 |  |  | 0.96 |  | Outside | BENEATH ARRAY
NJSTRE1545495116 |  | Transition Incentive Program | MONROE | 8831 | 11 | 9.81 | Residential | Yes | Behind the Meter | Net-metered residential rooftop and canopy |  | None | Sea Bright Solar, LLC | JCP&L | Accepted | 2020-08-21 | 2020-08-25 | 2021-10-30 | SUNPOWER | SPR-327-AC | Solar Panels |  | 0.327 | 6 | 183 | 39 |  | Fixed | Roof | SOUTH
NJSTRE1545495116 |  | Transition Incentive Program | MONROE | 8831 | 11 | 9.81 | Residential | Yes | Behind the Meter | Net-metered residential rooftop and canopy |  | None | Sea Bright Solar, LLC | JCP&L | Accepted | 2020-08-21 | 2020-08-25 | 2021-10-30 | SUNPOWER | SPR-327-AC | Solar Panels |  | 0.327 | 21 | 93 | 30 |  | Fixed | Roof | EAST
NJSTRE1545495116 |  | Transition Incentive Program | MONROE | 8831 | 11 | 9.81 | Residential | Yes | Behind the Meter | Net-metered residential rooftop and canopy |  | None | Sea Bright Solar, LLC | JCP&L | Accepted | 2020-08-21 | 2020-08-25 | 2021-10-30 | SUNPOWER | SPR-327-AC | Solar Panels |  | 0.327 | 3 | 183 | 39 |  | Fixed | Roof | SOUTH
NJSTRE1545495124 |  | Transition Incentive Program | Egg harbor township | 8234 | 19 | 5.78 | Residential | No | Behind the Meter | Net-metered residential rooftop and canopy |  | None | Vision Solar LLC | AC Electric | Accepted | 2020-08-21 | 2020-08-25 | 2021-10-30 | ENPHASE | IQ7-60-2-US | Inverters | 0.24 |  | 17 |  |  | 0.96 |  | Other | BEHIND EACH PANEL
NJSTRE1545495124 |  | Transition Incentive Program | Egg harbor township | 8234 | 19 | 5.78 | Residential | No | Behind the Meter | Net-metered residential rooftop and canopy |  | None | Vision Solar LLC | AC Electric | Accepted | 2020-08-21 | 2020-08-25 | 2021-10-30 | HANWHA Q-CELLS | Q.PEAK DUO-G6 340 | Solar Panels |  | 0.34 | 2 | 112 | 30 |  | Fixed | Roof
NJSTRE1545495124 |  | Transition Incentive Program | Egg harbor township | 8234 | 19 | 5.78 | Residential | No | Behind the Meter | Net-metered residential rooftop and canopy |  | None | Vision Solar LLC | AC Electric | Accepted | 2020-08-21 | 2020-08-25 | 2021-10-30 | HANWHA Q-CELLS | Q.PEAK DUO-G6 340 | Solar Panels |  | 0.34 | 15 | 112 | 30 |  | Fixed | Roof
NJSTRE1545495131 |  | Transition Incentive Program | Mt Laurel | 8054 | 13 | 68 | Commercial | Yes | Behind the Meter | Net-metered non-residential rooftop and canopy |  | None | MOORE ENERGY LLC | PSE&G | Accepted | 2020-08-25 | 2020-08-26 | 2021-10-30 | Wattnode | RWNC48 | Meters |  |  | 1 |  |  |  | Yes
NJSTRE1545495131 |  | Transition Incentive Program | Mt Laurel | 8054 | 13 | 68 | Commercial | Yes | Behind the Meter | Net-metered non-residential rooftop and canopy |  | None | MOORE ENERGY LLC | PSE&G | Accepted | 2020-08-25 | 2020-08-26 | 2021-10-30 | SolarEdge | 66.6KUS | Inverters | 66.6 |  | 1 |  |  | 0.985 |  | Outdoor | Roof
NJSTRE1545495131 |  | Transition Incentive Program | Mt Laurel | 8054 | 13 | 68 | Commercial | Yes | Behind the Meter | Net-metered non-residential rooftop and canopy |  | None | MOORE ENERGY LLC | PSE&G | Accepted | 2020-08-25 | 2020-08-26 | 2021-10-30 | Hanwha | QCELL DUO 400 | Solar Panels |  | 0.4 | 170 | 200 | 10 |  | Fixed | Roof
NJSTRE1545495139 |  | Transition Incentive Program | Moonachie | 7074 | 7 | 173.88 | Commercial | Yes | Behind the Meter | Net-metered non-residential rooftop and canopy |  | None | GenPro Energy Solutions | PSE&G | Accepted | 2020-09-11 | 2020-09-25 | 2021-10-30 | CHINT | SCA50KTL-DO/US-480 | Inverters | 50 |  | 3 |  |  | 0.99 |  | Outdoor | OUTDOOR
NJSTRE1545495139 |  | Transition Incentive Program | Moonachie | 7074 | 7 | 173.88 | Commercial | Yes | Behind the Meter | Net-metered non-residential rooftop and canopy |  | None | GenPro Energy Solutions | PSE&G | Accepted | 2020-09-11 | 2020-09-25 | 2021-10-30 | ZNSHINE | ZXP6-72-345/P | Solar Panels |  | 0.345 | 504 | LANDSCAPE | 10 |  | Fixed | Roof
NJSTRE1545495142 |  | Transition Incentive Program | Monroe Township | 8831 | 11 | 10.2 | Residential | Yes | Behind the Meter | Net-metered residential rooftop and canopy |  | None | Tesla Energy Operations Inc. | JCP&L | Accepted | 2020-08-21 | 2020-08-25 | 2021-10-30 | SolarEdge Technologies Ltd. | SE10000H-US [240V] | Inverters | 10000 |  | 1 |  |  | 0.99 |  | Outdoor | Near meter
NJSTRE1545495142 |  | Transition Incentive Program | Monroe Township | 8831 | 11 | 10.2 | Residential | Yes | Behind the Meter | Net-metered residential rooftop and canopy |  | None | Tesla Energy Operations Inc. | JCP&L | Accepted | 2020-08-21 | 2020-08-25 | 2021-10-30 | Hanwha Q-CELLS | Q.Peak DUO BLK-G6+ 340 | Solar Panels |  | 0.34 | 30 | 265 | 30 |  | Fixed | Roof
NJSTRE1545495145 |  | Transition Incentive Program | Millville | 8332 | 20 | 8.5 | Residential | Yes | Behind the Meter | Net-metered residential rooftop and canopy |  | None | Sun Up Zero Down | AC Electric | Accepted | 2020-08-21 | 2020-08-25 | 2021-10-30 | Enphase | X-IQ-AM1-240-3 | Meters |  |  | 1 |  |  |  | Yes | Outdoor
NJSTRE1545495145 |  | Transition Incentive Program | Millville | 8332 | 20 | 8.5 | Residential | Yes | Behind the Meter | Net-metered residential rooftop and canopy |  | None | Sun Up Zero Down | AC Electric | Accepted | 2020-08-21 | 2020-08-25 | 2021-10-30 | enphase | IQ7XS-96-ACM-US | Inverters | 320 |  | 26 |  |  | 0.976 |  | Outside | Behind panel
NJSTRE1545495145 |  | Transition Incentive Program | Millville | 8332 | 20 | 8.5 | Residential | Yes | Behind the Meter | Net-metered residential rooftop and canopy |  | None | Sun Up Zero Down | AC Electric | Accepted | 2020-08-21 | 2020-08-25 | 2021-10-30 | Sunpower | SPR-E20-327-E-AC | Solar Panels |  | 0.327 | 16 | 102 | 25 |  | Fixed | Roof
NJSTRE1545495145 |  | Transition Incentive Program | Millville | 8332 | 20 | 8.5 | Residential | Yes | Behind the Meter | Net-metered residential rooftop and canopy |  | None | Sun Up Zero Down | AC Electric | Accepted | 2020-08-21 | 2020-08-25 | 2021-10-30 | sunpower | SPR-E20-327-E-AC | Solar Panels |  | 0.327 | 10 | 192 | 25 |  | Fixed | Roof
NJSTRE1545495409 |  | Transition Incentive Program | Blackwood | 8012 | 14 | 5.44 | Residential | Yes | Behind the Meter | Net-metered residential rooftop and canopy |  | PSEG | Vision Solar LLC | PSE&G | Accepted | 2020-08-21 | 2020-08-26 | 2021-10-30 | ENPHASE | IQ7-60-2-US | Inverters | 0.24 |  | 16 |  |  | 0.96 |  | Other | BEHIND EACH PANEL
NJSTRE1545495409 |  | Transition Incentive Program | Blackwood | 8012 | 14 | 5.44 | Residential | Yes | Behind the Meter | Net-metered residential rooftop and canopy |  | PSEG | Vision Solar LLC | PSE&G | Accepted | 2020-08-21 | 2020-08-26 | 2021-10-30 | HANWHA Q-CELLS | Q.PEAK DUO-G6 340 | Solar Panels |  | 0.34 | 3 | 275 | 29 |  | Fixed | Roof
NJSTRE1545495409 |  | Transition Incentive Program | Blackwood | 8012 | 14 | 5.44 | Residential | Yes | Behind the Meter | Net-metered residential rooftop and canopy |  | PSEG | Vision Solar LLC | PSE&G | Accepted | 2020-08-21 | 2020-08-26 | 2021-10-30 | HANWHA Q-CELLS | Q.PEAK DUO-G6 340 | Solar Panels |  | 0.34 | 10 | 274 | 25 |  | Fixed | Roof
NJSTRE1545495409 |  | Transition Incentive Program | Blackwood | 8012 | 14 | 5.44 | Residential | Yes | Behind the Meter | Net-metered residential rooftop and canopy |  | PSEG | Vision Solar LLC | PSE&G | Accepted | 2020-08-21 | 2020-08-26 | 2021-10-30 | HANWHA Q-CELLS | Q.PEAK DUO-G6 340 | Solar Panels |  | 0.34 | 3 | 94 | 25 |  | Fixed | Roof
NJSTRE1545495430 |  | Transition Incentive Program | Cape May Court | 8210 | 21 | 5.12 | Residential | Yes | Behind the Meter | Net-metered residential rooftop and canopy |  | None | Posigen NJ LLC | AC Electric | Accepted | 2020-08-21 | 2020-08-25 | 2021-10-30 | SolarEdge | SE6000H-US | Inverters | 6000 |  | 1 |  |  | 0.99 |  | Outside | within ten feet of meter
NJSTRE1545495430 |  | Transition Incentive Program | Cape May Court | 8210 | 21 | 5.12 | Residential | Yes | Behind the Meter | Net-metered residential rooftop and canopy |  | None | Posigen NJ LLC | AC Electric | Accepted | 2020-08-21 | 2020-08-25 | 2021-10-30 | Silfab | SLA320BL | Solar Panels |  | 0.32 | 16 | 200 | 20 |  | Fixed | Roof
NJSTRE1545495462 |  | Transition Incentive Program | Monroe Township | 8831 | 11 | 13.32 | Residential | No | Behind the Meter | Net-metered residential rooftop and canopy |  | None | Green Power Energy | JCP&L | Accepted | 2020-08-21 | 2020-08-25 | 2021-10-30 | Enphase Energy | IQ7PLUS-72-2-US | Inverters | 0.29 |  | 37 |  |  | 0.975 |  | Outside | next to meter
NJSTRE1545495462 |  | Transition Incentive Program | Monroe Township | 8831 | 11 | 13.32 | Residential | No | Behind the Meter | Net-metered residential rooftop and canopy |  | None | Green Power Energy | JCP&L | Accepted | 2020-08-21 | 2020-08-25 | 2021-10-30 | LG Electronics | LG360Q1C-V5 | Solar Panels |  | 0.36 | 26 | 225 | 30 |  | Fixed | Roof
NJSTRE1545495462 |  | Transition Incentive Program | Monroe Township | 8831 | 11 | 13.32 | Residential | No | Behind the Meter | Net-metered residential rooftop and canopy |  | None | Green Power Energy | JCP&L | Accepted | 2020-08-21 | 2020-08-25 | 2021-10-30 | LG Electronics | LG360Q1C-V5 | Solar Panels |  | 0.36 | 11 | 315 | 35 |  | Fixed | Roof
NJSTRE1545495466 |  | Transition Incentive Program | Edgewater Park | 8810 | 11 | 3.84 | Residential | No | Behind the Meter | Net-metered residential rooftop and canopy |  | None | Posigen NJ LLC | PSE&G | Accepted | 2020-08-21 | 2020-08-25 | 2021-10-30 | SolarEdge | SE3800H-US | Inverters | 3800 |  | 1 |  |  | 0.99 |  | Outside | within ten feet of meter
NJSTRE1545495466 |  | Transition Incentive Program | Edgewater Park | 8810 | 11 | 3.84 | Residential | No | Behind the Meter | Net-metered residential rooftop and canopy |  | None | Posigen NJ LLC | PSE&G | Accepted | 2020-08-21 | 2020-08-25 | 2021-10-30 | Silfab | SLA320BL | Solar Panels |  | 0.32 | 12 | 271 | 20 |  | Fixed | Roof
NJSTRE1545495490 |  | Transition Incentive Program | Sewell | 8080 | 15 | 15.98 | Residential | Yes | Behind the Meter | Net-metered residential rooftop and canopy |  | None | Tesla Energy Operations Inc. | AC Electric | Accepted | 2020-08-21 | 2020-08-25 | 2021-10-30 | Tesla | AC Powerwall 2.0 | Electric Storage Battery |  |  | 2 |  |  |  | Lithium Ion |  | Inside
NJSTRE1545495490 |  | Transition Incentive Program | Sewell | 8080 | 15 | 15.98 | Residential | Yes | Behind the Meter | Net-metered residential rooftop and canopy |  | None | Tesla Energy Operations Inc. | AC Electric | Accepted | 2020-08-21 | 2020-08-25 | 2021-10-30 | SolarEdge Technologies | SE7600H-US [240V] | Inverters | 7600 |  | 2 |  |  | 0.99 |  | Outside | Outside
NJSTRE1545495490 |  | Transition Incentive Program | Sewell | 8080 | 15 | 15.98 | Residential | Yes | Behind the Meter | Net-metered residential rooftop and canopy |  | None | Tesla Energy Operations Inc. | AC Electric | Accepted | 2020-08-21 | 2020-08-25 | 2021-10-30 | Hanwha Q-CELLS | Q.Peak DUO BLK-G6+ 340 | Solar Panels |  | 0.34 | 9 | 142 | 18 |  | Fixed | Roof
NJSTRE1545495490 |  | Transition Incentive Program | Sewell | 8080 | 15 | 15.98 | Residential | Yes | Behind the Meter | Net-metered residential rooftop and canopy |  | None | Tesla Energy Operations Inc. | AC Electric | Accepted | 2020-08-21 | 2020-08-25 | 2021-10-30 | Hanwha Q-CELLS | Q.Peak DUO BLK-G6+ 340 | Solar Panels |  | 0.34 | 6 | 231 | 42 |  | Fixed | Roof
NJSTRE1545495490 |  | Transition Incentive Program | Sewell | 8080 | 15 | 15.98 | Residential | Yes | Behind the Meter | Net-metered residential rooftop and canopy |  | None | Tesla Energy Operations Inc. | AC Electric | Accepted | 2020-08-21 | 2020-08-25 | 2021-10-30 | Hanwha Q-CELLS | Q.Peak DUO BLK-G6+ 340 | Solar Panels |  | 0.34 | 10 | 232 | 18 |  | Fixed | Roof
NJSTRE1545495490 |  | Transition Incentive Program | Sewell | 8080 | 15 | 15.98 | Residential | Yes | Behind the Meter | Net-metered residential rooftop and canopy |  | None | Tesla Energy Operations Inc. | AC Electric | Accepted | 2020-08-21 | 2020-08-25 | 2021-10-30 | Hanwha Q-CELLS | Q.Peak DUO BLK-G6+ 340 | Solar Panels |  | 0.34 | 3 | 141 | 27 |  | Fixed | Roof
NJSTRE1545495490 |  | Transition Incentive Program | Sewell | 8080 | 15 | 15.98 | Residential | Yes | Behind the Meter | Net-metered residential rooftop and canopy |  | None | Tesla Energy Operations Inc. | AC Electric | Accepted | 2020-08-21 | 2020-08-25 | 2021-10-30 | Hanwha Q-CELLS | Q.Peak DUO BLK-G6+ 340 | Solar Panels |  | 0.34 | 8 | 322 | 18 |  | Fixed | Roof
NJSTRE1545495490 |  | Transition Incentive Program | Sewell | 8080 | 15 | 15.98 | Residential | Yes | Behind the Meter | Net-metered residential rooftop and canopy |  | None | Tesla Energy Operations Inc. | AC Electric | Accepted | 2020-08-21 | 2020-08-25 | 2021-10-30 | Hanwha Q-CELLS | Q.Peak DUO BLK-G6+ 340 | Solar Panels |  | 0.34 | 3 | 321 | 27 |  | Fixed | Roof
NJSTRE1545495490 |  | Transition Incentive Program | Sewell | 8080 | 15 | 15.98 | Residential | Yes | Behind the Meter | Net-metered residential rooftop and canopy |  | None | Tesla Energy Operations Inc. | AC Electric | Accepted | 2020-08-21 | 2020-08-25 | 2021-10-30 | Hanwha Q-CELLS | Q.Peak DUO BLK-G6+ 340 | Solar Panels |  | 0.34 | 8 | 51 | 42 |  | Fixed | Roof
NJSTRE1545495505 |  | Transition Incentive Program | Blackwood | 8012 | 14 | 7.48 | Residential | No | Behind the Meter | Net-metered residential rooftop and canopy |  | None | Trinity Solar | AC Electric | Accepted | 2020-08-21 | 2020-08-25 | 2021-10-30 | SOLAR EDGE | SE6000H-US | Inverters | 6000 |  | 1 |  |  | 0.97 |  | Outside | SIDE OF HOME
NJSTRE1545495505 |  | Transition Incentive Program | Blackwood | 8012 | 14 | 7.48 | Residential | No | Behind the Meter | Net-metered residential rooftop and canopy |  | None | Trinity Solar | AC Electric | Accepted | 2020-08-21 | 2020-08-25 | 2021-10-30 | HANWHA 340 (Q.PEAK DUO BLK-G6 340) | HANWHA 340 (Q.PEAK DUO BLK-G6 340) | Solar Panels |  | 0.34 | 20 | 244 | 23 |  | Fixed | Roof
NJSTRE1545495505 |  | Transition Incentive Program | Blackwood | 8012 | 14 | 7.48 | Residential | No | Behind the Meter | Net-metered residential rooftop and canopy |  | None | Trinity Solar | AC Electric | Accepted | 2020-08-21 | 2020-08-25 | 2021-10-30 | HANWHA 340 (Q.PEAK DUO BLK-G6 340) | HANWHA 340 (Q.PEAK DUO BLK-G6 340) | Solar Panels |  | 0.34 | 2 | 244 | 23 |  | Fixed | Roof
NJSTRE1545495512 |  | Transition Incentive Program | VINELAND | 8360 | 20 | 5.1 | Residential | Yes | Behind the Meter | Net-metered residential rooftop and canopy |  | None | Trinity Solar | Vineland Muni Electric | Accepted | 2020-08-21 | 2020-08-25 | 2021-10-30 | Solar Edge | SE3800H-US000BNC4 | Inverters | 3800 |  | 1 |  |  | 0.97 |  | Outdoor | side of home
NJSTRE1545495512 |  | Transition Incentive Program | VINELAND | 8360 | 20 | 5.1 | Residential | Yes | Behind the Meter | Net-metered residential rooftop and canopy |  | None | Trinity Solar | Vineland Muni Electric | Accepted | 2020-08-21 | 2020-08-25 | 2021-10-30 | HANWHA | Q.PEAK DUO BLK-G6 340 | Solar Panels |  | 0.34 | 15 | 183 | 18 |  | Fixed | Roof
NJSTRE1545495516 |  | Transition Incentive Program | Millville | 8332 | 20 | 9.6 | Residential | Yes | Behind the Meter | Net-metered residential rooftop and canopy |  | None | Posigen NJ LLC | AC Electric | Accepted | 2020-08-21 | 2020-08-25 | 2021-10-30 | SolarEdge | SE10000H-US | Inverters | 10000 |  | 1 |  |  | 0.99 |  | Outside | within ten feet of meter
NJSTRE1545495516 |  | Transition Incentive Program | Millville | 8332 | 20 | 9.6 | Residential | Yes | Behind the Meter | Net-metered residential rooftop and canopy |  | None | Posigen NJ LLC | AC Electric | Accepted | 2020-08-21 | 2020-08-25 | 2021-10-30 | Silfab | SLA320BL | Solar Panels |  | 0.32 | 30 | 99 | 20 |  | Fixed | Roof
NJSTRE1545495521 |  | Transition Incentive Program | Whiting | 8759 | 18 | 4.08 | Residential | Yes | Behind the Meter | Net-metered residential rooftop and canopy |  | None | Vision Solar LLC | JCP&L | Accepted | 2020-08-21 | 2020-08-25 | 2021-10-30 | ENPHASE | IQ7-60-2-US | Inverters | 0.24 |  | 12 |  |  | 0.96 |  | Other | BEHIND EACH PANEL
NJSTRE1545495521 |  | Transition Incentive Program | Whiting | 8759 | 18 | 4.08 | Residential | Yes | Behind the Meter | Net-metered residential rooftop and canopy |  | None | Vision Solar LLC | JCP&L | Accepted | 2020-08-21 | 2020-08-25 | 2021-10-30 | HANWHA Q-CELLS | Q.PEAK DUO-G6 340 | Solar Panels |  | 0.34 | 2 | 202 | 18 |  | Fixed | Roof
NJSTRE1545495521 |  | Transition Incentive Program | Whiting | 8759 | 18 | 4.08 | Residential | Yes | Behind the Meter | Net-metered residential rooftop and canopy |  | None | Vision Solar LLC | JCP&L | Accepted | 2020-08-21 | 2020-08-25 | 2021-10-30 | HANWHA Q-CELLS | Q.PEAK DUO-G6 340 | Solar Panels |  | 0.34 | 10 | 202 | 18 |  | Fixed | Roof
NJSTRE1545495522 |  | Transition Incentive Program | Bayonne | 7002 | 8 | 3.35 | Residential | Yes | Behind the Meter | Net-metered residential rooftop and canopy |  | None | Trinity Solar | PSE&G | Accepted | 2020-08-21 | 2020-08-26 | 2021-10-30 | Hanwha 335 | SE3000H-US | Inverters | 3000 |  | 1 |  |  | 0.97 |  | Outside | Side of home
NJSTRE1545495522 |  | Transition Incentive Program | Bayonne | 7002 | 8 | 3.35 | Residential | Yes | Behind the Meter | Net-metered residential rooftop and canopy |  | None | Trinity Solar | PSE&G | Accepted | 2020-08-21 | 2020-08-26 | 2021-10-30 | Hanwha 335 | Q.PEAK DUO BLK-G6 335 | Solar Panels |  | 0.335 | 10 | 123 | 45 |  | Fixed | Roof
NJSTRE1545495585 |  | Transition Incentive Program | Budd Lake | 7828 | 3 | 7.56 | Residential | No | Behind the Meter | Net-metered residential rooftop and canopy |  | None | Green Power Energy | JCP&L | Accepted | 2020-08-21 | 2020-08-26 | 2021-10-30 | Enphase Energy | IQ7PLUS-72-2-US | Inverters | 0.29 |  | 21 |  |  | 0.975 |  | Outside | next to meter
NJSTRE1545495585 |  | Transition Incentive Program | Budd Lake | 7828 | 3 | 7.56 | Residential | No | Behind the Meter | Net-metered residential rooftop and canopy |  | None | Green Power Energy | JCP&L | Accepted | 2020-08-21 | 2020-08-26 | 2021-10-30 | LG Electronics | LG360Q1C-V5 | Solar Panels |  | 0.36 | 6 | 62 | 27 |  | Fixed | Roof
NJSTRE1545495585 |  | Transition Incentive Program | Budd Lake | 7828 | 3 | 7.56 | Residential | No | Behind the Meter | Net-metered residential rooftop and canopy |  | None | Green Power Energy | JCP&L | Accepted | 2020-08-21 | 2020-08-26 | 2021-10-30 | LG Electronics | LG360Q1C-V5 | Solar Panels |  | 0.36 | 15 | 243 | 27 |  | Fixed | Roof
NJSTRE1545495587 |  | Transition Incentive Program | Columbus | 8022 | 13 | 12.24 | Residential | No | Behind the Meter | Net-metered residential rooftop and canopy |  | None | Trinity Solar | PSE&G | Accepted | 2020-08-21 | 2020-08-26 | 2021-10-30 | Solar Edge | SE10000 | Inverters | 10000 |  | 1 |  |  | 0.97 |  | Outside | side of home
NJSTRE1545495587 |  | Transition Incentive Program | Columbus | 8022 | 13 | 12.24 | Residential | No | Behind the Meter | Net-metered residential rooftop and canopy |  | None | Trinity Solar | PSE&G | Accepted | 2020-08-21 | 2020-08-26 | 2021-10-30 | Hanwha | Q.PEAK DUO BLK-G6 340 | Solar Panels |  | 0.34 | 11 | 199 | 25 |  | Fixed | Roof
NJSTRE1545495587 |  | Transition Incentive Program | Columbus | 8022 | 13 | 12.24 | Residential | No | Behind the Meter | Net-metered residential rooftop and canopy |  | None | Trinity Solar | PSE&G | Accepted | 2020-08-21 | 2020-08-26 | 2021-10-30 | Hanwha | Q.PEAK DUO BLK-G6 340 | Solar Panels |  | 0.34 | 25 | 19 | 13 |  | Fixed | Roof
NJSTRE1545495591 |  | Transition Incentive Program | Bogota | 7603 | 7 | 7 | Residential | Yes | Behind the Meter | Net-metered residential rooftop and canopy |  | None | Pro Custom Solar dba Momentum Solar | PSE&G | Accepted | 2020-08-21 | 2020-08-26 | 2021-10-30 | Enphase | IQ7PLUS-72-2-US | Inverters | 290 |  | 20 |  |  | 0.97 |  | Outdoor | Roof
NJSTRE1545495591 |  | Transition Incentive Program | Bogota | 7603 | 7 | 7 | Residential | Yes | Behind the Meter | Net-metered residential rooftop and canopy |  | None | Pro Custom Solar dba Momentum Solar | PSE&G | Accepted | 2020-08-21 | 2020-08-26 | 2021-10-30 | LG | LG 350N1C-V5 | Solar Panels |  | 0.35 | 8 | 290 | 23 |  | Fixed | Roof
NJSTRE1545495591 |  | Transition Incentive Program | Bogota | 7603 | 7 | 7 | Residential | Yes | Behind the Meter | Net-metered residential rooftop and canopy |  | None | Pro Custom Solar dba Momentum Solar | PSE&G | Accepted | 2020-08-21 | 2020-08-26 | 2021-10-30 | LG | LG 350N1C-V5 | Solar Panels |  | 0.35 | 12 | 110 | 23 |  | Fixed | Roof
NJSTRE1545495592 |  | Transition Incentive Program | Pleasantville | 8232 | 19 | 6.46 | Residential | Yes | Behind the Meter | Net-metered residential rooftop and canopy |  | None | Castle Energy, LLC | AC Electric | Accepted | 2020-08-21 | 2020-08-26 | 2021-10-30 | Enphase Energy | IQ7-60-2-US | Inverters | 240 |  | 18 |  |  | 0.967 |  | Outdoor | on the rooftop under each solar panel
NJSTRE1545495592 |  | Transition Incentive Program | Pleasantville | 8232 | 19 | 6.46 | Residential | Yes | Behind the Meter | Net-metered residential rooftop and canopy |  | None | Castle Energy, LLC | AC Electric | Accepted | 2020-08-21 | 2020-08-26 | 2021-10-30 | Hanwha Q-Cells | Q.Peak DUO BLK-G6 340 | Solar Panels |  | 0.34 | 3 | 204 | 10 |  | Fixed | Roof
NJSTRE1545495592 |  | Transition Incentive Program | Pleasantville | 8232 | 19 | 6.46 | Residential | Yes | Behind the Meter | Net-metered residential rooftop and canopy |  | None | Castle Energy, LLC | AC Electric | Accepted | 2020-08-21 | 2020-08-26 | 2021-10-30 | Hanwha Q-Cells | Q.Peak DUO BLK-G6 340 | Solar Panels |  | 0.34 | 16 | 115 | 45 |  | Fixed | Roof
NJSTRE1545495601 |  | Transition Incentive Program | Hurffville | 8080 | 15 | 21.24 | Residential | No | Behind the Meter | Net-metered residential rooftop and canopy |  | None | Green Power Energy | AC Electric | Accepted | 2020-08-21 | 2020-08-26 | 2021-10-30 | Enphase Energy | IQ7PLUS-72-2-US | Inverters | 0.29 |  | 59 |  |  | 0.975 |  | Outside | next to meter
NJSTRE1545495601 |  | Transition Incentive Program | Hurffville | 8080 | 15 | 21.24 | Residential | No | Behind the Meter | Net-metered residential rooftop and canopy |  | None | Green Power Energy | AC Electric | Accepted | 2020-08-21 | 2020-08-26 | 2021-10-30 | LG Electronics | LG360Q1C-V5 | Solar Panels |  | 0.36 | 12 | 185 | 15 |  | Fixed | Roof
NJSTRE1545495601 |  | Transition Incentive Program | Hurffville | 8080 | 15 | 21.24 | Residential | No | Behind the Meter | Net-metered residential rooftop and canopy |  | None | Green Power Energy | AC Electric | Accepted | 2020-08-21 | 2020-08-26 | 2021-10-30 | LG Electronics | LG360Q1C-V5 | Solar Panels |  | 0.36 | 10 | 128 | 15 |  | Fixed | Roof
NJSTRE1545495601 |  | Transition Incentive Program | Hurffville | 8080 | 15 | 21.24 | Residential | No | Behind the Meter | Net-metered residential rooftop and canopy |  | None | Green Power Energy | AC Electric | Accepted | 2020-08-21 | 2020-08-26 | 2021-10-30 | LG Electronics | LG360Q1C-V5 | Solar Panels |  | 0.36 | 21 | 275 | 15 |  | Fixed | Roof
NJSTRE1545495601 |  | Transition Incentive Program | Hurffville | 8080 | 15 | 21.24 | Residential | No | Behind the Meter | Net-metered residential rooftop and canopy |  | None | Green Power Energy | AC Electric | Accepted | 2020-08-21 | 2020-08-26 | 2021-10-30 | LG Electronics | LG360Q1C-V5 | Solar Panels |  | 0.36 | 16 | 95 | 15 |  | Fixed | Roof
NJSTRE1545495604 |  | Transition Incentive Program | Bayonne | 7002 | 8 | 7.37 | Residential | Yes | Behind the Meter | Net-metered residential rooftop and canopy |  | None | Trinity Solar | PSE&G | Accepted | 2020-08-21 | 2020-08-26 | 2021-10-30 | Solar Edge | SE6000 | Inverters | 6000 |  | 1 |  |  | 0.97 |  | Outside | side of home
NJSTRE1545495604 |  | Transition Incentive Program | Bayonne | 7002 | 8 | 7.37 | Residential | Yes | Behind the Meter | Net-metered residential rooftop and canopy |  | None | Trinity Solar | PSE&G | Accepted | 2020-08-21 | 2020-08-26 | 2021-10-30 | Hanwha 335 | Q.PEAK DUO BLK-G6 335 | Solar Panels |  | 0.335 | 7 | 303 | 45 |  | Fixed | Roof
NJSTRE1545495604 |  | Transition Incentive Program | Bayonne | 7002 | 8 | 7.37 | Residential | Yes | Behind the Meter | Net-metered residential rooftop and canopy |  | None | Trinity Solar | PSE&G | Accepted | 2020-08-21 | 2020-08-26 | 2021-10-30 | Hanwha 335 | Q.PEAK DUO BLK-G6 335 | Solar Panels |  | 0.335 | 15 | 123 | 45 |  | Fixed | Roof
NJSTRE1545495632 |  | Transition Incentive Program | Linden | 7036 | 10 | 3.85 | Residential | Yes | Behind the Meter | Net-metered residential rooftop and canopy |  | None | Pro Custom Solar dba Momentum Solar | PSE&G | Accepted | 2020-08-21 | 2020-08-26 | 2021-10-30 | Enphase | IQ7PLUS-72-2-US | Inverters | 290 |  | 11 |  |  | 0.97 |  | Outdoor | Roof
NJSTRE1545495632 |  | Transition Incentive Program | Linden | 7036 | 10 | 3.85 | Residential | Yes | Behind the Meter | Net-metered residential rooftop and canopy |  | None | Pro Custom Solar dba Momentum Solar | PSE&G | Accepted | 2020-08-21 | 2020-08-26 | 2021-10-30 | LG | LG 350N1C-V5 | Solar Panels |  | 0.35 | 3 | 128 | 5 |  | Fixed | Roof
NJSTRE1545495632 |  | Transition Incentive Program | Linden | 7036 | 10 | 3.85 | Residential | Yes | Behind the Meter | Net-metered residential rooftop and canopy |  | None | Pro Custom Solar dba Momentum Solar | PSE&G | Accepted | 2020-08-21 | 2020-08-26 | 2021-10-30 | LG | LG 350N1C-V5 | Solar Panels |  | 0.35 | 8 | 128 | 33 |  | Fixed | Roof
NJSTRE1545496624 |  | Transition Incentive Program | Belford | 7718 | 17 | 5.25 | Residential | Yes | Behind the Meter | Net-metered residential rooftop and canopy |  | None | Pro Custom Solar dba Momentum Solar | JCP&L | Accepted | 2020-08-21 | 2020-08-26 | 2021-10-30 | Enphase | IQ7PLUS-72-2-US | Inverters | 290 |  | 15 |  |  | 0.97 |  | Outdoor | Roof
NJSTRE1545496624 |  | Transition Incentive Program | Belford | 7718 | 17 | 5.25 | Residential | Yes | Behind the Meter | Net-metered residential rooftop and canopy |  | None | Pro Custom Solar dba Momentum Solar | JCP&L | Accepted | 2020-08-21 | 2020-08-26 | 2021-10-30 | LG | LG 350N1C-V5 | Solar Panels |  | 0.35 | 15 | 212 | 18 |  | Fixed | Roof
NJSTRE1545496674 |  | Transition Incentive Program | East Brunswick | 8816 | 11 | 10.5 | Residential | Yes | Behind the Meter | Net-metered residential rooftop and canopy |  | None | Pro Custom Solar dba Momentum Solar | PSE&G | Accepted | 2020-08-21 | 2020-08-26 | 2021-10-30 | Enphase | IQ7PLUS-72-2-US | Inverters | 290 |  | 30 |  |  | 0.97 |  | Outdoor | Roof
NJSTRE1545496674 |  | Transition Incentive Program | East Brunswick | 8816 | 11 | 10.5 | Residential | Yes | Behind the Meter | Net-metered residential rooftop and canopy |  | None | Pro Custom Solar dba Momentum Solar | PSE&G | Accepted | 2020-08-21 | 2020-08-26 | 2021-10-30 | LG | LG 350N1C-V5 | Solar Panels |  | 0.35 | 14 | 333 | 17 |  | Fixed | Roof
NJSTRE1545496674 |  | Transition Incentive Program | East Brunswick | 8816 | 11 | 10.5 | Residential | Yes | Behind the Meter | Net-metered residential rooftop and canopy |  | None | Pro Custom Solar dba Momentum Solar | PSE&G | Accepted | 2020-08-21 | 2020-08-26 | 2021-10-30 | LG | LG 350N1C-V5 | Solar Panels |  | 0.35 | 16 | 153 | 18 |  | Fixed | Roof
NJSTRE1545496675 |  | Transition Incentive Program | Berlin | 8009 | 14 | 12.75 | Residential | Yes | Behind the Meter | Net-metered residential rooftop and canopy |  | None | Castle Energy, LLC | AC Electric | Accepted | 2020-08-21 | 2020-08-26 | 2021-10-30 | SunPower | SPR-E20-327-E-AC | Inverters | 320 |  | 39 |  |  | 0.975 |  | Outdoor | on the rooftop under each solar panel
NJSTRE1545496675 |  | Transition Incentive Program | Berlin | 8009 | 14 | 12.75 | Residential | Yes | Behind the Meter | Net-metered residential rooftop and canopy |  | None | Castle Energy, LLC | AC Electric | Accepted | 2020-08-21 | 2020-08-26 | 2021-10-30 | SunPower | SPR-E20-327-E-AC | Solar Panels |  | 0.327 | 24 | 173 | 40 |  | Fixed | Roof
NJSTRE1545496675 |  | Transition Incentive Program | Berlin | 8009 | 14 | 12.75 | Residential | Yes | Behind the Meter | Net-metered residential rooftop and canopy |  | None | Castle Energy, LLC | AC Electric | Accepted | 2020-08-21 | 2020-08-26 | 2021-10-30 | SunPower | SPR-E20-327-E-AC | Solar Panels |  | 0.327 | 15 | 173 | 40 |  | Fixed | Roof
NJSTRE1545496716 |  | Transition Incentive Program | West Berlin | 8091 | 14 | 10.85 | Residential | Yes | Behind the Meter | Net-metered residential rooftop and canopy |  | None | Pro Custom Solar dba Momentum Solar | AC Electric | Accepted | 2020-08-21 | 2020-08-26 | 2021-10-30 | Enphase | IQ7PLUS-72-2-US | Inverters | 290 |  | 31 |  |  | 0.97 |  | Outdoor | Roof
NJSTRE1545496716 |  | Transition Incentive Program | West Berlin | 8091 | 14 | 10.85 | Residential | Yes | Behind the Meter | Net-metered residential rooftop and canopy |  | None | Pro Custom Solar dba Momentum Solar | AC Electric | Accepted | 2020-08-21 | 2020-08-26 | 2021-10-30 | LG | LG 350N1C-V5 | Solar Panels |  | 0.35 | 19 | 223 | 18 |  | Fixed | Roof
NJSTRE1545496716 |  | Transition Incentive Program | West Berlin | 8091 | 14 | 10.85 | Residential | Yes | Behind the Meter | Net-metered residential rooftop and canopy |  | None | Pro Custom Solar dba Momentum Solar | AC Electric | Accepted | 2020-08-21 | 2020-08-26 | 2021-10-30 | LG | LG 350N1C-V5 | Solar Panels |  | 0.35 | 12 | 42 | 18 |  | Fixed | Roof
NJSTRE1545498465 |  | Transition Incentive Program | Plainsboro TWP | 8536 | 11 | 9.52 | Residential | Yes | Behind the Meter | Net-metered residential rooftop and canopy |  | None | Tesla Energy Operations Inc. | PSE&G | Accepted | 2020-08-22 | 2020-08-26 | 2021-10-30 | SolarEdge Technologies | SE10000H-US [240V] | Inverters | 10000 |  | 1 |  |  | 0.99 |  | Outside | Outside
NJSTRE1545498465 |  | Transition Incentive Program | Plainsboro TWP | 8536 | 11 | 9.52 | Residential | Yes | Behind the Meter | Net-metered residential rooftop and canopy |  | None | Tesla Energy Operations Inc. | PSE&G | Accepted | 2020-08-22 | 2020-08-26 | 2021-10-30 | Hanwha Q-CELLS | Q.Peak DUO BLK-G6+ 340 | Solar Panels |  | 0.34 | 22 | 256 | 26 |  | Fixed | Roof
NJSTRE1545498465 |  | Transition Incentive Program | Plainsboro TWP | 8536 | 11 | 9.52 | Residential | Yes | Behind the Meter | Net-metered residential rooftop and canopy |  | None | Tesla Energy Operations Inc. | PSE&G | Accepted | 2020-08-22 | 2020-08-26 | 2021-10-30 | Hanwha Q-CELLS | Q.Peak DUO BLK-G6+ 340 | Solar Panels |  | 0.34 | 6 | 76 | 26 |  | Fixed | Roof
NJSTRE1545499200 |  | Transition Incentive Program | Hasbrouck Heights | 7604 | 7 | 7.19 | Residential | No | Behind the Meter | Net-metered residential rooftop and canopy |  | None | SunPower Corporation, Systems | PSE&G | Accepted | 2020-08-24 | 2020-08-26 | 2021-10-30 | SunPower | SPR-E20-327-E-AC | Inverters | 320 |  | 22 |  |  | 0.96 |  | Other | under each panel
NJSTRE1545499200 |  | Transition Incentive Program | Hasbrouck Heights | 7604 | 7 | 7.19 | Residential | No | Behind the Meter | Net-metered residential rooftop and canopy |  | None | SunPower Corporation, Systems | PSE&G | Accepted | 2020-08-24 | 2020-08-26 | 2021-10-30 | SunPower | SPR-E20-327-E-AC | Solar Panels |  | 0.327 | 22 | 127 | 25 |  | Fixed | Roof
NJSTRE1545499207 |  | Transition Incentive Program | Hillsborough | 8844 | 5 | 3.84 | Residential | Yes | Behind the Meter | Net-metered residential rooftop and canopy |  | None | Posigen NJ LLC | PSE&G | Accepted | 2020-08-24 | 2020-08-26 | 2021-10-30 | SolarEdge | SE3800H-US | Inverters | 3800 |  | 1 |  |  | 0.99 |  | Outside | within ten feet of meter
NJSTRE1545499207 |  | Transition Incentive Program | Hillsborough | 8844 | 5 | 3.84 | Residential | Yes | Behind the Meter | Net-metered residential rooftop and canopy |  | None | Posigen NJ LLC | PSE&G | Accepted | 2020-08-24 | 2020-08-26 | 2021-10-30 | Silfab | SLA320BL | Solar Panels |  | 0.32 | 12 | 177 | 25 |  | Fixed | Roof
NJSTRE1545499208 |  | Transition Incentive Program | Mount laurel | 8054 | 13 | 5.78 | Residential | Yes | Behind the Meter | Net-metered residential rooftop and canopy |  | None | Vision Solar LLC | PSE&G | Accepted | 2020-08-24 | 2020-08-26 | 2021-10-30 | ENPHASE | IQ7-60-2-US | Inverters | 0.24 |  | 17 |  |  | 0.96 |  | Other | BEHIND EACH PANEL
NJSTRE1545499208 |  | Transition Incentive Program | Mount laurel | 8054 | 13 | 5.78 | Residential | Yes | Behind the Meter | Net-metered residential rooftop and canopy |  | None | Vision Solar LLC | PSE&G | Accepted | 2020-08-24 | 2020-08-26 | 2021-10-30 | HANWHA Q-CELLS | Q.PEAK DUO-G6 340 | Solar Panels |  | 0.34 | 17 | 239 | 28 |  | Fixed | Roof
NJSTRE1545499210 |  | Transition Incentive Program | Middlesex | 8846 | 11 | 7.04 | Residential | Yes | Behind the Meter | Net-metered residential rooftop and canopy |  | None | Posigen NJ LLC | PSE&G | Accepted | 2020-08-24 | 2020-08-26 | 2021-10-30 | SolarEdge | SE7600H-US | Inverters | 7600 |  | 1 |  |  | 0.99 |  | Outside | within ten feet of meter
NJSTRE1545499210 |  | Transition Incentive Program | Middlesex | 8846 | 11 | 7.04 | Residential | Yes | Behind the Meter | Net-metered residential rooftop and canopy |  | None | Posigen NJ LLC | PSE&G | Accepted | 2020-08-24 | 2020-08-26 | 2021-10-30 | Silfab | SLA320BL | Solar Panels |  | 0.32 | 22 | 229 | 34 |  | Fixed | Roof
NJSTRE1545499211 |  | Transition Incentive Program | Somerville Boro | 8876 | 5 | 6.6 | Residential | No | Behind the Meter | Net-metered residential rooftop and canopy |  | None | Palmetto Solar LLC | PSE&G | Accepted | 2020-09-01 | 2020-09-02 | 2021-10-30 | SolarEdge Technologies | SE5000H-US | Inverters | 5000 |  | 1 |  |  | 0.9 |  | Outside | Side of the house
NJSTRE1545499211 |  | Transition Incentive Program | Somerville Boro | 8876 | 5 | 6.6 | Residential | No | Behind the Meter | Net-metered residential rooftop and canopy |  | None | Palmetto Solar LLC | PSE&G | Accepted | 2020-09-01 | 2020-09-02 | 2021-10-30 | Silfab | SIL-330 BL | Solar Panels |  | 0.33 | 9 | 97 | 24 |  | Fixed | Roof
NJSTRE1545499211 |  | Transition Incentive Program | Somerville Boro | 8876 | 5 | 6.6 | Residential | No | Behind the Meter | Net-metered residential rooftop and canopy |  | None | Palmetto Solar LLC | PSE&G | Accepted | 2020-09-01 | 2020-09-02 | 2021-10-30 | Silfab | SIL-330 BL | Solar Panels |  | 0.33 | 11 | 277 | 34 |  | Fixed | Roof
NJSTRE1545499216 |  | Transition Incentive Program | Lyndhurst | 7071 | 7 | 7.14 | Residential | Yes | Behind the Meter | Net-metered residential rooftop and canopy |  | None | Vision Solar LLC | PSE&G | Accepted | 2020-08-24 | 2020-08-26 | 2021-10-30 | ENPHASE | IQ7-60-2-US | Inverters | 0.24 |  | 21 |  |  | 0.96 |  | Other | BEHIND EACH PANEL
NJSTRE1545499216 |  | Transition Incentive Program | Lyndhurst | 7071 | 7 | 7.14 | Residential | Yes | Behind the Meter | Net-metered residential rooftop and canopy |  | None | Vision Solar LLC | PSE&G | Accepted | 2020-08-24 | 2020-08-26 | 2021-10-30 | HANWHA Q-CELLS | Q.PEAK DUO-G6 340 | Solar Panels |  | 0.34 | 2 | 38 | 21 |  | Fixed | Roof
NJSTRE1545499216 |  | Transition Incentive Program | Lyndhurst | 7071 | 7 | 7.14 | Residential | Yes | Behind the Meter | Net-metered residential rooftop and canopy |  | None | Vision Solar LLC | PSE&G | Accepted | 2020-08-24 | 2020-08-26 | 2021-10-30 | HANWHA Q-CELLS | Q.PEAK DUO-G6 340 | Solar Panels |  | 0.34 | 9 | 128 | 35 |  | Fixed | Roof
NJSTRE1545499216 |  | Transition Incentive Program | Lyndhurst | 7071 | 7 | 7.14 | Residential | Yes | Behind the Meter | Net-metered residential rooftop and canopy |  | None | Vision Solar LLC | PSE&G | Accepted | 2020-08-24 | 2020-08-26 | 2021-10-30 | HANWHA Q-CELLS | Q.PEAK DUO-G6 340 | Solar Panels |  | 0.34 | 8 | 308 | 35 |  | Fixed | Roof
NJSTRE1545499216 |  | Transition Incentive Program | Lyndhurst | 7071 | 7 | 7.14 | Residential | Yes | Behind the Meter | Net-metered residential rooftop and canopy |  | None | Vision Solar LLC | PSE&G | Accepted | 2020-08-24 | 2020-08-26 | 2021-10-30 | HANWHA Q-CELLS | Q.PEAK DUO-G6 340 | Solar Panels |  | 0.34 | 2 | 218 | 19 |  | Fixed | Roof
NJSTRE1545499225 |  | Transition Incentive Program | Willingboro | 8046 | 13 | 7.14 | Residential | Yes | Behind the Meter | Net-metered residential rooftop and canopy |  | None | Vision Solar LLC | PSE&G | Accepted | 2020-08-24 | 2020-08-26 | 2021-10-30 | ENPHASE | IQ7-60-2-US | Inverters | 0.24 |  | 21 |  |  | 0.96 |  | Other | BEHIND EACH PANEL
NJSTRE1545499225 |  | Transition Incentive Program | Willingboro | 8046 | 13 | 7.14 | Residential | Yes | Behind the Meter | Net-metered residential rooftop and canopy |  | None | Vision Solar LLC | PSE&G | Accepted | 2020-08-24 | 2020-08-26 | 2021-10-30 | HANWHA Q-CELLS | Q.PEAK DUO-G6 340 | Solar Panels |  | 0.34 | 8 | 108 | 22 |  | Fixed | Roof
NJSTRE1545499225 |  | Transition Incentive Program | Willingboro | 8046 | 13 | 7.14 | Residential | Yes | Behind the Meter | Net-metered residential rooftop and canopy |  | None | Vision Solar LLC | PSE&G | Accepted | 2020-08-24 | 2020-08-26 | 2021-10-30 | HANWHA Q-CELLS | Q.PEAK DUO-G6 340 | Solar Panels |  | 0.34 | 1 | 108 | 20 |  | Fixed | Roof
NJSTRE1545499225 |  | Transition Incentive Program | Willingboro | 8046 | 13 | 7.14 | Residential | Yes | Behind the Meter | Net-metered residential rooftop and canopy |  | None | Vision Solar LLC | PSE&G | Accepted | 2020-08-24 | 2020-08-26 | 2021-10-30 | HANWHA Q-CELLS | Q.PEAK DUO-G6 340 | Solar Panels |  | 0.34 | 9 | 288 | 22 |  | Fixed | Roof
NJSTRE1545499225 |  | Transition Incentive Program | Willingboro | 8046 | 13 | 7.14 | Residential | Yes | Behind the Meter | Net-metered residential rooftop and canopy |  | None | Vision Solar LLC | PSE&G | Accepted | 2020-08-24 | 2020-08-26 | 2021-10-30 | HANWHA Q-CELLS | Q.PEAK DUO-G6 340 | Solar Panels |  | 0.34 | 3 | 288 | 20 |  | Fixed | Roof
NJSTRE1545499233 |  | Transition Incentive Program | Medford | 8055 | 13 | 8.5 | Residential | Yes | Behind the Meter | Net-metered residential rooftop and canopy |  | None | Vision Solar LLC | PSE&G | Accepted | 2020-08-24 | 2020-08-26 | 2021-10-30 | ENPHASE | IQ7-60-2-US | Inverters | 0.24 |  | 25 |  |  | 0.96 |  | Other | BEHIND EACH PANEL
NJSTRE1545499233 |  | Transition Incentive Program | Medford | 8055 | 13 | 8.5 | Residential | Yes | Behind the Meter | Net-metered residential rooftop and canopy |  | None | Vision Solar LLC | PSE&G | Accepted | 2020-08-24 | 2020-08-26 | 2021-10-30 | HANWHA Q-CELLS | Q.PEAK DUO-G6 340 | Solar Panels |  | 0.34 | 22 | 124 | 26 |  | Fixed | Roof
NJSTRE1545499233 |  | Transition Incentive Program | Medford | 8055 | 13 | 8.5 | Residential | Yes | Behind the Meter | Net-metered residential rooftop and canopy |  | None | Vision Solar LLC | PSE&G | Accepted | 2020-08-24 | 2020-08-26 | 2021-10-30 | HANWHA Q-CELLS | Q.PEAK DUO-G6 340 | Solar Panels |  | 0.34 | 3 | 214 | 19 |  | Fixed | Roof
NJSTRE1545499243 |  | Transition Incentive Program | Somerdale | 8083 | 14 | 4.42 | Residential | Yes | Behind the Meter | Net-metered residential rooftop and canopy |  | None | Vision Solar LLC | PSE&G | Accepted | 2020-08-24 | 2020-08-26 | 2021-10-30 | ENPHASE | IQ7-60-2-US | Inverters | 0.24 |  | 13 |  |  | 0.96 |  | Other | BEHIND EACH PANEL
NJSTRE1545499243 |  | Transition Incentive Program | Somerdale | 8083 | 14 | 4.42 | Residential | Yes | Behind the Meter | Net-metered residential rooftop and canopy |  | None | Vision Solar LLC | PSE&G | Accepted | 2020-08-24 | 2020-08-26 | 2021-10-30 | HANWHA Q-CELLS | Q.PEAK DUO-G6 340 | Solar Panels |  | 0.34 | 2 | 228 | 28 |  | Fixed | Roof
NJSTRE1545499243 |  | Transition Incentive Program | Somerdale | 8083 | 14 | 4.42 | Residential | Yes | Behind the Meter | Net-metered residential rooftop and canopy |  | None | Vision Solar LLC | PSE&G | Accepted | 2020-08-24 | 2020-08-26 | 2021-10-30 | HANWHA Q-CELLS | Q.PEAK DUO-G6 340 | Solar Panels |  | 0.34 | 2 | 138 | 29 |  | Fixed | Roof
NJSTRE1545499243 |  | Transition Incentive Program | Somerdale | 8083 | 14 | 4.42 | Residential | Yes | Behind the Meter | Net-metered residential rooftop and canopy |  | None | Vision Solar LLC | PSE&G | Accepted | 2020-08-24 | 2020-08-26 | 2021-10-30 | HANWHA Q-CELLS | Q.PEAK DUO-G6 340 | Solar Panels |  | 0.34 | 7 | 48 | 11 |  | Fixed | Roof
NJSTRE1545499243 |  | Transition Incentive Program | Somerdale | 8083 | 14 | 4.42 | Residential | Yes | Behind the Meter | Net-metered residential rooftop and canopy |  | None | Vision Solar LLC | PSE&G | Accepted | 2020-08-24 | 2020-08-26 | 2021-10-30 | HANWHA Q-CELLS | Q.PEAK DUO-G6 340 | Solar Panels |  | 0.34 | 1 | 138 | 10 |  | Fixed | Roof
NJSTRE1545499243 |  | Transition Incentive Program | Somerdale | 8083 | 14 | 4.42 | Residential | Yes | Behind the Meter | Net-metered residential rooftop and canopy |  | None | Vision Solar LLC | PSE&G | Accepted | 2020-08-24 | 2020-08-26 | 2021-10-30 | HANWHA Q-CELLS | Q.PEAK DUO-G6 340 | Solar Panels |  | 0.34 | 1 | 318 | 29 |  | Fixed | Roof
NJSTRE1545499249 |  | Transition Incentive Program | Parsippany | 7054 | 3 | 9.81 | Residential | Yes | Behind the Meter | Net-metered residential rooftop and canopy |  | None | Vision Solar LLC | JCP&L | Accepted | 2020-08-24 | 2020-08-26 | 2021-10-30 | ENPHASE | IQ7-60-2-US | Inverters | 0.24 |  | 30 |  |  | 0.96 |  | Other | BEHIND EACH PANEL
NJSTRE1545499249 |  | Transition Incentive Program | Parsippany | 7054 | 3 | 9.81 | Residential | Yes | Behind the Meter | Net-metered residential rooftop and canopy |  | None | Vision Solar LLC | JCP&L | Accepted | 2020-08-24 | 2020-08-26 | 2021-10-30 | HANWHA Q-CELLS | Q.PEAK DUO-G6 340 | Solar Panels |  | 0.327 | 30 | 169 | 18 |  | Fixed | Roof
NJSTRE1545499250 |  | Transition Incentive Program | Egg Harbor Township | 8234 | 19 | 12.16 | Residential | No | Behind the Meter | Net-metered residential rooftop and canopy |  | None | Sun Up Zero Down | AC Electric | Accepted | 2020-08-24 | 2020-08-26 | 2021-10-30 | Enphase | X-IQ-AM1-240-3 | Meters |  |  | 1 |  |  |  | Yes | Outdoor
NJSTRE1545499250 |  | Transition Incentive Program | Egg Harbor Township | 8234 | 19 | 12.16 | Residential | No | Behind the Meter | Net-metered residential rooftop and canopy |  | None | Sun Up Zero Down | AC Electric | Accepted | 2020-08-24 | 2020-08-26 | 2021-10-30 | Enphase | IQ7-60-2-US | Inverters | 240 |  | 38 |  |  | 0.976 |  | Outdoor | behind pane
NJSTRE1545499250 |  | Transition Incentive Program | Egg Harbor Township | 8234 | 19 | 12.16 | Residential | No | Behind the Meter | Net-metered residential rooftop and canopy |  | None | Sun Up Zero Down | AC Electric | Accepted | 2020-08-24 | 2020-08-26 | 2021-10-30 | Trina | TSM-DD06M.05(II) 320 | Solar Panels |  | 0.32 | 10 | 282 | 23 |  | Fixed | Roof
NJSTRE1545499250 |  | Transition Incentive Program | Egg Harbor Township | 8234 | 19 | 12.16 | Residential | No | Behind the Meter | Net-metered residential rooftop and canopy |  | None | Sun Up Zero Down | AC Electric | Accepted | 2020-08-24 | 2020-08-26 | 2021-10-30 | Trina | TSM-DD06M.05(II) 320 | Solar Panels |  | 0.32 | 28 | 102 | 23 |  | Fixed | Roof
NJSTRE1545499262 |  | Transition Incentive Program | Clementon | 8021 | 14 | 9.18 | Residential | No | Behind the Meter | Net-metered residential rooftop and canopy |  | None | Trinity Solar | PSE&G | Accepted | 2020-08-24 | 2020-08-26 | 2021-10-30 | Solar Edge | SE7600 | Inverters | 7600 |  | 1 |  |  | 0.97 |  | Outside | side of home
NJSTRE1545499262 |  | Transition Incentive Program | Clementon | 8021 | 14 | 9.18 | Residential | No | Behind the Meter | Net-metered residential rooftop and canopy |  | None | Trinity Solar | PSE&G | Accepted | 2020-08-24 | 2020-08-26 | 2021-10-30 | Hanwha | Q.PEAK DUO BLK-G6 340 | Solar Panels |  | 0.34 | 10 | 300 | 23 |  | Fixed | Roof
NJSTRE1545499262 |  | Transition Incentive Program | Clementon | 8021 | 14 | 9.18 | Residential | No | Behind the Meter | Net-metered residential rooftop and canopy |  | None | Trinity Solar | PSE&G | Accepted | 2020-08-24 | 2020-08-26 | 2021-10-30 | Hanwha | Q.PEAK DUO BLK-G6 340 | Solar Panels |  | 0.34 | 6 | 120 | 18 |  | Fixed | Roof
NJSTRE1545499262 |  | Transition Incentive Program | Clementon | 8021 | 14 | 9.18 | Residential | No | Behind the Meter | Net-metered residential rooftop and canopy |  | None | Trinity Solar | PSE&G | Accepted | 2020-08-24 | 2020-08-26 | 2021-10-30 | Hanwha | Q.PEAK DUO BLK-G6 340 | Solar Panels |  | 0.34 | 11 | 120 | 23 |  | Fixed | Roof
NJSTRE1545499267 |  | Transition Incentive Program | Montvale | 7645 | 7 | 151.68 | Commercial | No | Behind the Meter | Net-metered non-residential rooftop and canopy |  | None | InFEWsion LLC | Orange Rockland Electric | Accepted | 2020-08-24 | 2020-08-26 | 2021-10-30 | SMA America, LLC | Sunny Tripower Core1 62-US | Inverters | 62.5 |  | 2 |  |  | 0.975 |  | Outdoor | On the Roof
NJSTRE1545499267 |  | Transition Incentive Program | Montvale | 7645 | 7 | 151.68 | Commercial | No | Behind the Meter | Net-metered non-residential rooftop and canopy |  | None | InFEWsion LLC | Orange Rockland Electric | Accepted | 2020-08-24 | 2020-08-26 | 2021-10-30 | Seraphim | SRP-395-BMA | Solar Panels |  | 0.395 | 384 | 193 | 10 |  | Fixed | Roof
NJSTRE1545499270 |  | Transition Incentive Program | Willingboro | 8046 | 13 | 4.08 | Residential | Yes | Behind the Meter | Net-metered residential rooftop and canopy |  | None | Vision Solar LLC | PSE&G | Accepted | 2020-08-24 | 2020-08-26 | 2021-10-30 | ENPHASE | IQ7-60-2-US | Inverters | 0.24 |  | 12 |  |  | 0.96 |  | Other | BEHIND EACH PANEL
NJSTRE1545499270 |  | Transition Incentive Program | Willingboro | 8046 | 13 | 4.08 | Residential | Yes | Behind the Meter | Net-metered residential rooftop and canopy |  | None | Vision Solar LLC | PSE&G | Accepted | 2020-08-24 | 2020-08-26 | 2021-10-30 | HANWHA Q-CELLS | Q.PEAK DUO-G6 340 | Solar Panels |  | 0.34 | 12 | 120 | 20 |  | Fixed | Roof
NJSTRE1545499335 |  | Transition Incentive Program | Voorhees | 8043 | 14 | 12.58 | Residential | No | Behind the Meter | Net-metered residential rooftop and canopy |  | None | Green power Energy | AC Electric | Accepted | 2020-08-24 | 2020-09-08 | 2021-10-30 | Enphase Energy | IQ7PLUS-72-2-US | Inverters | 290 |  | 37 |  |  | 0.975 |  | Outside | Next to meter
NJSTRE1545499335 |  | Transition Incentive Program | Voorhees | 8043 | 14 | 12.58 | Residential | No | Behind the Meter | Net-metered residential rooftop and canopy |  | None | Green power Energy | AC Electric | Accepted | 2020-08-24 | 2020-09-08 | 2021-10-30 | LG Electronics | LG340N1C-V5 | Solar Panels |  | 0.34 | 28 | 275 | 25 |  | Fixed | Roof
NJSTRE1545499335 |  | Transition Incentive Program | Voorhees | 8043 | 14 | 12.58 | Residential | No | Behind the Meter | Net-metered residential rooftop and canopy |  | None | Green power Energy | AC Electric | Accepted | 2020-08-24 | 2020-09-08 | 2021-10-30 | LG Electronics | LG340N1C-V5 | Solar Panels |  | 0.34 | 9 | 95 | 25 |  | Fixed | Roof
NJSTRE1545499354 |  | Transition Incentive Program | Cherry Hill | 8003 | 14 | 16.58 | Residential | No | Behind the Meter | Net-metered residential rooftop and canopy |  | None | Sun Up Zero Down | PSE&G | Accepted | 2020-08-27 | 2020-08-27 | 2021-10-30 | Hialeah | CL200 | Meters |  |  | 1 |  |  |  | Yes | Outdoor
NJSTRE1545499354 |  | Transition Incentive Program | Cherry Hill | 8003 | 14 | 16.58 | Residential | No | Behind the Meter | Net-metered residential rooftop and canopy |  | None | Sun Up Zero Down | PSE&G | Accepted | 2020-08-27 | 2020-08-27 | 2021-10-30 | Solaredge | SE5000H-US | Inverters | 5000 |  | 1 |  |  | 0.99 |  | Outdoor | next to utility meter
NJSTRE1545499354 |  | Transition Incentive Program | Cherry Hill | 8003 | 14 | 16.58 | Residential | No | Behind the Meter | Net-metered residential rooftop and canopy |  | None | Sun Up Zero Down | PSE&G | Accepted | 2020-08-27 | 2020-08-27 | 2021-10-30 | Solaredge | SE7600H-US | Inverters | 7600 |  | 1 |  |  | 0.99 |  | Outside | next to utility meter
NJSTRE1545499354 |  | Transition Incentive Program | Cherry Hill | 8003 | 14 | 16.58 | Residential | No | Behind the Meter | Net-metered residential rooftop and canopy |  | None | Sun Up Zero Down | PSE&G | Accepted | 2020-08-27 | 2020-08-27 | 2021-10-30 | LG | LG325N1K-V5 | Solar Panels |  | 0.325 | 7 | 237 | 30 |  | Fixed | Roof
NJSTRE1545499354 |  | Transition Incentive Program | Cherry Hill | 8003 | 14 | 16.58 | Residential | No | Behind the Meter | Net-metered residential rooftop and canopy |  | None | Sun Up Zero Down | PSE&G | Accepted | 2020-08-27 | 2020-08-27 | 2021-10-30 | LG | LG325N1K-V5 | Solar Panels |  | 0.325 | 11 | 57 | 26 |  | Fixed | Roof
NJSTRE1545499354 |  | Transition Incentive Program | Cherry Hill | 8003 | 14 | 16.58 | Residential | No | Behind the Meter | Net-metered residential rooftop and canopy |  | None | Sun Up Zero Down | PSE&G | Accepted | 2020-08-27 | 2020-08-27 | 2021-10-30 | LG | LG325N1K-V5 | Solar Panels |  | 0.325 | 7 | 146 | 40 |  | Fixed | Roof
NJSTRE1545499354 |  | Transition Incentive Program | Cherry Hill | 8003 | 14 | 16.58 | Residential | No | Behind the Meter | Net-metered residential rooftop and canopy |  | None | Sun Up Zero Down | PSE&G | Accepted | 2020-08-27 | 2020-08-27 | 2021-10-30 | LG | LG325N1K-V5 | Solar Panels |  | 0.325 | 9 | 56 | 30 |  | Fixed | Roof
NJSTRE1545499354 |  | Transition Incentive Program | Cherry Hill | 8003 | 14 | 16.58 | Residential | No | Behind the Meter | Net-metered residential rooftop and canopy |  | None | Sun Up Zero Down | PSE&G | Accepted | 2020-08-27 | 2020-08-27 | 2021-10-30 | LG | LG325N1K-V5 | Solar Panels |  | 0.325 | 17 | 237 | 26 |  | Fixed | Roof
NJSTRE1545499415 |  | Transition Incentive Program | Caldwell | 7006 | 9 | 8.45 | Residential | Yes | Behind the Meter | Net-metered residential rooftop and canopy |  | None | Vivint Solar Developer, LLC | PSE&G | Accepted | 2020-08-25 | 2020-08-26 | 2021-10-30 | SOLAREDGE | SE3800H-US | Inverters | 3800 |  | 1 |  |  | 0.992 |  | Outdoor | Near the Utility Meter
NJSTRE1545499415 |  | Transition Incentive Program | Caldwell | 7006 | 9 | 8.45 | Residential | Yes | Behind the Meter | Net-metered residential rooftop and canopy |  | None | Vivint Solar Developer, LLC | PSE&G | Accepted | 2020-08-25 | 2020-08-26 | 2021-10-30 | SOLAREDGE | SE7600H-US | Inverters | 7600 |  | 1 |  |  | 0.992 |  | Outdoor | Near the Utility Meter
NJSTRE1545499415 |  | Transition Incentive Program | Caldwell | 7006 | 9 | 8.45 | Residential | Yes | Behind the Meter | Net-metered residential rooftop and canopy |  | None | Vivint Solar Developer, LLC | PSE&G | Accepted | 2020-08-25 | 2020-08-26 | 2021-10-30 | JINKO SOLAR | JKM325M-60HBL | Solar Panels |  | 0.325 | 5 | 41 | 37 |  | Fixed | Roof
NJSTRE1545499415 |  | Transition Incentive Program | Caldwell | 7006 | 9 | 8.45 | Residential | Yes | Behind the Meter | Net-metered residential rooftop and canopy |  | None | Vivint Solar Developer, LLC | PSE&G | Accepted | 2020-08-25 | 2020-08-26 | 2021-10-30 | JINKO SOLAR | JKM325M-60HBL | Solar Panels |  | 0.325 | 7 | 223 | 24 |  | Fixed | Roof
NJSTRE1545499415 |  | Transition Incentive Program | Caldwell | 7006 | 9 | 8.45 | Residential | Yes | Behind the Meter | Net-metered residential rooftop and canopy |  | None | Vivint Solar Developer, LLC | PSE&G | Accepted | 2020-08-25 | 2020-08-26 | 2021-10-30 | JINKO SOLAR | JKM325M-60HBL | Solar Panels |  | 0.325 | 2 | 42 | 22 |  | Fixed | Roof
NJSTRE1545499415 |  | Transition Incentive Program | Caldwell | 7006 | 9 | 8.45 | Residential | Yes | Behind the Meter | Net-metered residential rooftop and canopy |  | None | Vivint Solar Developer, LLC | PSE&G | Accepted | 2020-08-25 | 2020-08-26 | 2021-10-30 | JINKO SOLAR | JKM325M-60HBL | Solar Panels |  | 0.325 | 3 | 41 | 38 |  | Fixed | Roof
NJSTRE1545499415 |  | Transition Incentive Program | Caldwell | 7006 | 9 | 8.45 | Residential | Yes | Behind the Meter | Net-metered residential rooftop and canopy |  | None | Vivint Solar Developer, LLC | PSE&G | Accepted | 2020-08-25 | 2020-08-26 | 2021-10-30 | JINKO SOLAR | JKM325M-60HBL | Solar Panels |  | 0.325 | 9 | 221 | 37 |  | Fixed | Roof
NJSTRE1545499493 |  | Transition Incentive Program | Jackson | 8527 | 18 | 3224 | Commercial | Yes | Behind the Meter | Floating Solar |  | None | RETTEW Field Services | JCP&L | Accepted | 2020-08-26 | 2020-09-11 | 2021-10-30 | Schweitzer Engineering | SEL-735 | Meters |  |  | 1 |  |  |  | Yes | Outdoor
NJSTRE1545499493 |  | Transition Incentive Program | Jackson | 8527 | 18 | 3224 | Commercial | Yes | Behind the Meter | Floating Solar |  | None | RETTEW Field Services | JCP&L | Accepted | 2020-08-26 | 2020-09-11 | 2021-10-30 | Sungrow | SG3150U-MV | Inverters | 3150000 |  | 1 |  |  | 0.988 |  | Outdoor | Outdoor
NJSTRE1545499493 |  | Transition Incentive Program | Jackson | 8527 | 18 | 3224 | Commercial | Yes | Behind the Meter | Floating Solar |  | None | RETTEW Field Services | JCP&L | Accepted | 2020-08-26 | 2020-09-11 | 2021-10-30 | VSUN | VSUN-144BMH-DG | Solar Panels |  | 0.4 | 8060 | S facing azimuth 195 deg | 12 |  | Fixed | Ground | Water
NJSTRE1545499523 |  | Transition Incentive Program | IRVINGTON | 7111 | 9 | 6.5 | Residential | Yes | Behind the Meter | Net-metered residential rooftop and canopy |  | None | Vivint Solar Developer, LLC | PSE&G | Accepted | 2020-08-25 | 2020-08-26 | 2021-10-30 | SOLAREDGE | SE7600H-US | Inverters | 7600 |  | 1 |  |  | 0.992 |  | Outdoor | Near the Utility Meter
NJSTRE1545499523 |  | Transition Incentive Program | IRVINGTON | 7111 | 9 | 6.5 | Residential | Yes | Behind the Meter | Net-metered residential rooftop and canopy |  | None | Vivint Solar Developer, LLC | PSE&G | Accepted | 2020-08-25 | 2020-08-26 | 2021-10-30 | JINKO SOLAR | JKM325M-60HBL | Solar Panels |  | 0.325 | 6 | 137 | 34 |  | Fixed | Roof
NJSTRE1545499523 |  | Transition Incentive Program | IRVINGTON | 7111 | 9 | 6.5 | Residential | Yes | Behind the Meter | Net-metered residential rooftop and canopy |  | None | Vivint Solar Developer, LLC | PSE&G | Accepted | 2020-08-25 | 2020-08-26 | 2021-10-30 | JINKO SOLAR | JKM325M-60HBL | Solar Panels |  | 0.325 | 8 | 317 | 34 |  | Fixed | Roof
NJSTRE1545499523 |  | Transition Incentive Program | IRVINGTON | 7111 | 9 | 6.5 | Residential | Yes | Behind the Meter | Net-metered residential rooftop and canopy |  | None | Vivint Solar Developer, LLC | PSE&G | Accepted | 2020-08-25 | 2020-08-26 | 2021-10-30 | JINKO SOLAR | JKM325M-60HBL | Solar Panels |  | 0.325 | 6 | 137 | 16 |  | Fixed | Roof
NJSTRE1545499569 |  | Transition Incentive Program | Colonia | 7067 | 10 | 9.75 | Residential | Yes | Behind the Meter | Net-metered residential rooftop and canopy |  | None | Vivint Solar Developer, LLC | PSE&G | Accepted | 2020-08-25 | 2020-08-26 | 2021-10-30 | Solar Edge | SE7600H-US | Inverters | 7600 |  | 1 |  |  | 0.992 |  | Outdoor | Near the Utility Meter
NJSTRE1545499569 |  | Transition Incentive Program | Colonia | 7067 | 10 | 9.75 | Residential | Yes | Behind the Meter | Net-metered residential rooftop and canopy |  | None | Vivint Solar Developer, LLC | PSE&G | Accepted | 2020-08-25 | 2020-08-26 | 2021-10-30 | JINKO SOLAR | JKM325M-60HBL | Solar Panels |  | 0.325 | 21 | 352 | 25 |  | Fixed | Roof
NJSTRE1545499569 |  | Transition Incentive Program | Colonia | 7067 | 10 | 9.75 | Residential | Yes | Behind the Meter | Net-metered residential rooftop and canopy |  | None | Vivint Solar Developer, LLC | PSE&G | Accepted | 2020-08-25 | 2020-08-26 | 2021-10-30 | JINKO SOLAR | JKM325M-60HBL | Solar Panels |  | 0.325 | 9 | 172 | 3 |  | Fixed | Roof
NJSTRE1545499573 |  | Transition Incentive Program | West Orange | 7052 | 9 | 6.8 | Residential | Yes | Behind the Meter | Net-metered residential rooftop and canopy |  | None | Tesla Energy Operations Inc. | PSE&G | Accepted | 2020-08-24 | 2020-08-26 | 2021-10-30 | SolarEdge Technologies | SE7600H-US [240V] | Inverters | 7600 |  | 1 |  |  | 0.99 |  | Outside | Outside
NJSTRE1545499573 |  | Transition Incentive Program | West Orange | 7052 | 9 | 6.8 | Residential | Yes | Behind the Meter | Net-metered residential rooftop and canopy |  | None | Tesla Energy Operations Inc. | PSE&G | Accepted | 2020-08-24 | 2020-08-26 | 2021-10-30 | Hanwha Q-CELLS | Q.Peak DUO BLK-G6+ 340 | Solar Panels |  | 0.34 | 2 | 203 | 36 |  | Fixed | Roof
NJSTRE1545499573 |  | Transition Incentive Program | West Orange | 7052 | 9 | 6.8 | Residential | Yes | Behind the Meter | Net-metered residential rooftop and canopy |  | None | Tesla Energy Operations Inc. | PSE&G | Accepted | 2020-08-24 | 2020-08-26 | 2021-10-30 | Hanwha Q-CELLS | Q.Peak DUO BLK-G6+ 340 | Solar Panels |  | 0.34 | 9 | 23 | 36 |  | Fixed | Roof
NJSTRE1545499573 |  | Transition Incentive Program | West Orange | 7052 | 9 | 6.8 | Residential | Yes | Behind the Meter | Net-metered residential rooftop and canopy |  | None | Tesla Energy Operations Inc. | PSE&G | Accepted | 2020-08-24 | 2020-08-26 | 2021-10-30 | Hanwha Q-CELLS | Q.Peak DUO BLK-G6+ 340 | Solar Panels |  | 0.34 | 7 | 203 | 36 |  | Fixed | Roof
NJSTRE1545499573 |  | Transition Incentive Program | West Orange | 7052 | 9 | 6.8 | Residential | Yes | Behind the Meter | Net-metered residential rooftop and canopy |  | None | Tesla Energy Operations Inc. | PSE&G | Accepted | 2020-08-24 | 2020-08-26 | 2021-10-30 | Hanwha Q-CELLS | Q.Peak DUO BLK-G6+ 340 | Solar Panels |  | 0.34 | 2 | 23 | 36 |  | Fixed | Roof
NJSTRE1545499577 |  | Transition Incentive Program | Hamilton Twp Mer | 8610 | 12 | 8.16 | Residential | Yes | Behind the Meter | Net-metered residential rooftop and canopy |  | None | Tesla Energy Operations Inc. | PSE&G | Accepted | 2020-08-24 | 2020-08-26 | 2021-10-30 | Tesla | AC Powerwall 2.0 | Electric Storage Battery |  |  | 2 |  |  |  | Lithium Ion |  | Outside
NJSTRE1545499577 |  | Transition Incentive Program | Hamilton Twp Mer | 8610 | 12 | 8.16 | Residential | Yes | Behind the Meter | Net-metered residential rooftop and canopy |  | None | Tesla Energy Operations Inc. | PSE&G | Accepted | 2020-08-24 | 2020-08-26 | 2021-10-30 | SolarEdge Technologies Ltd | SE7600H-US [240V] | Inverters | 7600 |  | 1 |  |  | 0.99 |  | Outside | near meter
NJSTRE1545499577 |  | Transition Incentive Program | Hamilton Twp Mer | 8610 | 12 | 8.16 | Residential | Yes | Behind the Meter | Net-metered residential rooftop and canopy |  | None | Tesla Energy Operations Inc. | PSE&G | Accepted | 2020-08-24 | 2020-08-26 | 2021-10-30 | Hanwha Q-CELLS | Q.Peak DUO BLK-G6+ 340 | Solar Panels |  | 0.34 | 6 | 298 | 20 |  | Fixed | Roof
NJSTRE1545499577 |  | Transition Incentive Program | Hamilton Twp Mer | 8610 | 12 | 8.16 | Residential | Yes | Behind the Meter | Net-metered residential rooftop and canopy |  | None | Tesla Energy Operations Inc. | PSE&G | Accepted | 2020-08-24 | 2020-08-26 | 2021-10-30 | Hanwha Q-CELLS | Q.Peak DUO BLK-G6+ 340 | Solar Panels |  | 0.34 | 18 | 118 | 20 |  | Fixed | Roof
NJSTRE1545499586 |  | Transition Incentive Program | Somerset | 8873 | 5 | 6.4 | Residential | No | Behind the Meter | Net-metered residential rooftop and canopy |  | None | New Jersey Suntech | PSE&G | Accepted | 2020-08-24 | 2020-08-26 | 2021-10-30 | Solaredge | SE5000-US | Inverters | 5000 |  | 1 |  |  | 0.97 |  | Outside | Side of house
NJSTRE1545499586 |  | Transition Incentive Program | Somerset | 8873 | 5 | 6.4 | Residential | No | Behind the Meter | Net-metered residential rooftop and canopy |  | None | New Jersey Suntech | PSE&G | Accepted | 2020-08-24 | 2020-08-26 | 2021-10-30 | Jinko | JKM320M | Solar Panels |  | 0.32 | 10 | 223 | 14 |  | Fixed | Roof
NJSTRE1545499586 |  | Transition Incentive Program | Somerset | 8873 | 5 | 6.4 | Residential | No | Behind the Meter | Net-metered residential rooftop and canopy |  | None | New Jersey Suntech | PSE&G | Accepted | 2020-08-24 | 2020-08-26 | 2021-10-30 | Jinko | JKM32M | Solar Panels |  | 0.32 | 10 | 223 | 40 |  | Fixed | Roof
NJSTRE1545499588 |  | Transition Incentive Program | Toms River | 8753 | 18 | 11.55 | Residential | No | Behind the Meter | Net-metered residential rooftop and canopy |  | None | Green power energy | JCP&L | Accepted | 2020-08-24 | 2020-08-26 | 2021-10-30 | Enphase Energy | IQ7PLUS-72-2-US | Inverters | 290 |  | 45 |  |  | 0.975 |  | Outside | next to meter
NJSTRE1545499588 |  | Transition Incentive Program | Toms River | 8753 | 18 | 11.55 | Residential | No | Behind the Meter | Net-metered residential rooftop and canopy |  | None | Green power energy | JCP&L | Accepted | 2020-08-24 | 2020-08-26 | 2021-10-30 | LG Electronics | LG330N1K-V5 | Solar Panels |  | 0.33 | 14 | 185 | 39 |  | Fixed | Roof
NJSTRE1545499588 |  | Transition Incentive Program | Toms River | 8753 | 18 | 11.55 | Residential | No | Behind the Meter | Net-metered residential rooftop and canopy |  | None | Green power energy | JCP&L | Accepted | 2020-08-24 | 2020-08-26 | 2021-10-30 | LG Electronics | LG330N1K-V5 | Solar Panels |  | 0.33 | 4 | 95 | 39 |  | Fixed | Roof
NJSTRE1545499588 |  | Transition Incentive Program | Toms River | 8753 | 18 | 11.55 | Residential | No | Behind the Meter | Net-metered residential rooftop and canopy |  | None | Green power energy | JCP&L | Accepted | 2020-08-24 | 2020-08-26 | 2021-10-30 | LG Electronics | LG330N1K-V5 | Solar Panels |  | 0.33 | 17 | 95 | 39 |  | Fixed | Roof
NJSTRE1545499596 |  | Transition Incentive Program | PENNSAUKEN | 8109 | 14 | 3.58 | Residential | Yes | Behind the Meter | Net-metered residential rooftop and canopy |  | None | Vivint Solar Developer, LLC | PSE&G | Accepted | 2020-08-25 | 2020-08-26 | 2021-10-30 | SOLAREDGE | SE3800H-US | Inverters | 3800 |  | 1 |  |  | 0.992 |  | Outdoor | Near the Utility Meter
NJSTRE1545499596 |  | Transition Incentive Program | PENNSAUKEN | 8109 | 14 | 3.58 | Residential | Yes | Behind the Meter | Net-metered residential rooftop and canopy |  | None | Vivint Solar Developer, LLC | PSE&G | Accepted | 2020-08-25 | 2020-08-26 | 2021-10-30 | JINKO SOLAR | JKM325M-60HBL | Solar Panels |  | 0.325 | 11 | 52 | 19 |  | Fixed | Roof
NJSTRE1545499973 |  | Transition Incentive Program | FAIR LAWN | 7410 | 7 | 7 | Residential | No | Behind the Meter | Net-metered residential rooftop and canopy |  | None | Infinity Solar Systems | PSE&G | Accepted | 2020-08-24 | 2020-08-26 | 2021-10-30 | ENPHASE | IQ7-60-X-US | Inverters | 240 |  | 20 |  |  | 0.97 |  | Outside | MICROINVERTERS
NJSTRE1545499973 |  | Transition Incentive Program | FAIR LAWN | 7410 | 7 | 7 | Residential | No | Behind the Meter | Net-metered residential rooftop and canopy |  | None | Infinity Solar Systems | PSE&G | Accepted | 2020-08-24 | 2020-08-26 | 2021-10-30 | LG | LG350N1C-V5 | Solar Panels |  | 0.35 | 18 | 159 | 27 |  | Fixed | Roof
NJSTRE1545499973 |  | Transition Incentive Program | FAIR LAWN | 7410 | 7 | 7 | Residential | No | Behind the Meter | Net-metered residential rooftop and canopy |  | None | Infinity Solar Systems | PSE&G | Accepted | 2020-08-24 | 2020-08-26 | 2021-10-30 | LG | LG350N1C-V5 | Solar Panels |  | 0.35 | 2 | 159 | 27 |  | Fixed | Roof
NJSTRE1545500000 |  | Transition Incentive Program | EWING | 8638 | 12 | 6.4 | Residential | No | Behind the Meter | Net-metered residential rooftop and canopy |  | None | Vivint Solar Developer, LLC | PSE&G | Accepted | 2020-08-26 | 2020-08-27 | 2021-10-30 | Solar Edge | SE7600H-US | Inverters | 7600 |  | 1 |  |  | 0.992 |  | Outdoor | Near the Utility Meter
NJSTRE1545500000 |  | Transition Incentive Program | EWING | 8638 | 12 | 6.4 | Residential | No | Behind the Meter | Net-metered residential rooftop and canopy |  | None | Vivint Solar Developer, LLC | PSE&G | Accepted | 2020-08-26 | 2020-08-27 | 2021-10-30 | Hanwha Sola | Q.PEAK DUO BLK-G5 320 | Solar Panels |  | 0.32 | 1 | 39 | 40 |  | Fixed | Roof
NJSTRE1545500000 |  | Transition Incentive Program | EWING | 8638 | 12 | 6.4 | Residential | No | Behind the Meter | Net-metered residential rooftop and canopy |  | None | Vivint Solar Developer, LLC | PSE&G | Accepted | 2020-08-26 | 2020-08-27 | 2021-10-30 | HanwhaSolar | Q.PEAKDUOBLK-G5 320 | Solar Panels |  | 0.32 | 4 | 122 | 33 |  | Fixed | Roof
NJSTRE1545500000 |  | Transition Incentive Program | EWING | 8638 | 12 | 6.4 | Residential | No | Behind the Meter | Net-metered residential rooftop and canopy |  | None | Vivint Solar Developer, LLC | PSE&G | Accepted | 2020-08-26 | 2020-08-27 | 2021-10-30 | HanwhaSolar | Q.PEAKDUOBLK-G5 320 | Solar Panels |  | 0.32 | 4 | 309 | 33 |  | Fixed | Roof
NJSTRE1545500000 |  | Transition Incentive Program | EWING | 8638 | 12 | 6.4 | Residential | No | Behind the Meter | Net-metered residential rooftop and canopy |  | None | Vivint Solar Developer, LLC | PSE&G | Accepted | 2020-08-26 | 2020-08-27 | 2021-10-30 | HanwhaSolar | Q.PEAKDUOBLK-G5 320w | Solar Panels |  | 0.32 | 11 | 219 | 40 |  | Fixed | Roof
NJSTRE1545500004 |  | Transition Incentive Program | VINELAND | 8360 | 20 | 5.1 | Residential | Yes | Behind the Meter | Net-metered residential rooftop and canopy |  | None | Trinity Solar | Vineland Muni Electric | Accepted | 2020-08-24 | 2020-08-27 | 2021-10-30 | Solar Edge | SE3800H-US000BNC4 | Inverters | 3800 |  | 1 |  |  | 0.97 |  | Outdoor | side of home
NJSTRE1545500004 |  | Transition Incentive Program | VINELAND | 8360 | 20 | 5.1 | Residential | Yes | Behind the Meter | Net-metered residential rooftop and canopy |  | None | Trinity Solar | Vineland Muni Electric | Accepted | 2020-08-24 | 2020-08-27 | 2021-10-30 | HANWHA | Q.PEAK DUO BLK-G6 340 | Solar Panels |  | 0.34 | 8 | 93 | 30 |  | Fixed | Roof
NJSTRE1545500004 |  | Transition Incentive Program | VINELAND | 8360 | 20 | 5.1 | Residential | Yes | Behind the Meter | Net-metered residential rooftop and canopy |  | None | Trinity Solar | Vineland Muni Electric | Accepted | 2020-08-24 | 2020-08-27 | 2021-10-30 | HANWHA | Q.PEAK DUO BLK-G6 340 | Solar Panels |  | 0.34 | 7 | 273 | 9 |  | Fixed | Roof
NJSTRE1545500017 |  | Transition Incentive Program | Ventnor City | 8406 | 19 | 4.2 | Residential | Yes | Behind the Meter | Net-metered residential rooftop and canopy |  | None | Pro Custom Solar dba Momentum Solar | AC Electric | Accepted | 2020-08-24 | 2020-08-27 | 2021-10-30 | Enphase | IQ7PLUS-72-2-US | Inverters | 290 |  | 12 |  |  | 0.97 |  | Outdoor | Roof
NJSTRE1545500017 |  | Transition Incentive Program | Ventnor City | 8406 | 19 | 4.2 | Residential | Yes | Behind the Meter | Net-metered residential rooftop and canopy |  | None | Pro Custom Solar dba Momentum Solar | AC Electric | Accepted | 2020-08-24 | 2020-08-27 | 2021-10-30 | LG | LG 350N1C-V5 | Solar Panels |  | 0.35 | 12 | 148 | 6 |  | Fixed | Roof
NJSTRE1545500057 |  | Transition Incentive Program | Deptford | 8096 | 15 | 5.44 | Residential | Yes | Behind the Meter | Net-metered residential rooftop and canopy |  | None | Vision Solar LLC | PSE&G | Accepted | 2020-08-24 | 2020-08-26 | 2021-10-30 | ENPHASE | IQ7-60-2-US | Inverters | 0.24 |  | 16 |  |  | 0.96 |  | Other | BEHIND EACH PANEL
NJSTRE1545500057 |  | Transition Incentive Program | Deptford | 8096 | 15 | 5.44 | Residential | Yes | Behind the Meter | Net-metered residential rooftop and canopy |  | None | Vision Solar LLC | PSE&G | Accepted | 2020-08-24 | 2020-08-26 | 2021-10-30 | HANWHA Q-CELLS | Q.PEAK DUO-G6 340 | Solar Panels |  | 0.34 | 3 | 194 | 30 |  | Fixed | Roof
NJSTRE1545500057 |  | Transition Incentive Program | Deptford | 8096 | 15 | 5.44 | Residential | Yes | Behind the Meter | Net-metered residential rooftop and canopy |  | None | Vision Solar LLC | PSE&G | Accepted | 2020-08-24 | 2020-08-26 | 2021-10-30 | HANWHA Q-CELLS | Q.PEAK DUO-G6 340 | Solar Panels |  | 0.34 | 4 | 104 | 16 |  | Fixed | Roof
NJSTRE1545500057 |  | Transition Incentive Program | Deptford | 8096 | 15 | 5.44 | Residential | Yes | Behind the Meter | Net-metered residential rooftop and canopy |  | None | Vision Solar LLC | PSE&G | Accepted | 2020-08-24 | 2020-08-26 | 2021-10-30 | HANWHA Q-CELLS | Q.PEAK DUO-G6 340 | Solar Panels |  | 0.34 | 6 | 284 | 30 |  | Fixed | Roof
NJSTRE1545500057 |  | Transition Incentive Program | Deptford | 8096 | 15 | 5.44 | Residential | Yes | Behind the Meter | Net-metered residential rooftop and canopy |  | None | Vision Solar LLC | PSE&G | Accepted | 2020-08-24 | 2020-08-26 | 2021-10-30 | HANWHA Q-CELLS | Q.PEAK DUO-G6 340 | Solar Panels |  | 0.34 | 3 | 104 | 30 |  | Fixed | Roof
NJSTRE1545500058 |  | Transition Incentive Program | Mount Laurel | 8054 | 13 | 14.63 | Residential | Yes | Behind the Meter | Net-metered residential rooftop and canopy |  | None | SunnyMac LLC | PSE&G | Accepted | 2020-08-24 | 2020-08-26 | 2021-10-30 | Solaredge | SE11400H-US | Inverters | 11400 |  | 1 |  |  | 0.99 |  | Outdoor | Next to meter
NJSTRE1545500058 |  | Transition Incentive Program | Mount Laurel | 8054 | 13 | 14.63 | Residential | Yes | Behind the Meter | Net-metered residential rooftop and canopy |  | None | SunnyMac LLC | PSE&G | Accepted | 2020-08-24 | 2020-08-26 | 2021-10-30 | REC | REC 325 TwinPeak 2 Mono | Solar Panels |  | 0.325 | 17 | 165 | 40 |  | Fixed | Roof
NJSTRE1545500058 |  | Transition Incentive Program | Mount Laurel | 8054 | 13 | 14.63 | Residential | Yes | Behind the Meter | Net-metered residential rooftop and canopy |  | None | SunnyMac LLC | PSE&G | Accepted | 2020-08-24 | 2020-08-26 | 2021-10-30 | REC | REC 325 TwinPeak 2 Mono | Solar Panels |  | 0.325 | 19 | 255 | 30 |  | Fixed | Roof
NJSTRE1545500058 |  | Transition Incentive Program | Mount Laurel | 8054 | 13 | 14.63 | Residential | Yes | Behind the Meter | Net-metered residential rooftop and canopy |  | None | SunnyMac LLC | PSE&G | Accepted | 2020-08-24 | 2020-08-26 | 2021-10-30 | REC | REC 325 TwinPeak 2 Mono | Solar Panels |  | 0.325 | 9 | 255 | 37 |  | Fixed | Roof
NJSTRE1545500068 |  | Transition Incentive Program | Califon | 7830 | 4 | 7.35 | Residential | Yes | Behind the Meter | Net-metered residential rooftop and canopy |  | None | Pro Custom Solar dba Momentum Solar | JCP&L | Accepted | 2020-08-24 | 2020-08-26 | 2021-10-30 | Enphase | IQ7PLUS-72-2-US | Inverters | 290 |  | 21 |  |  | 0.97 |  | Outdoor | Roof
NJSTRE1545500068 |  | Transition Incentive Program | Califon | 7830 | 4 | 7.35 | Residential | Yes | Behind the Meter | Net-metered residential rooftop and canopy |  | None | Pro Custom Solar dba Momentum Solar | JCP&L | Accepted | 2020-08-24 | 2020-08-26 | 2021-10-30 | LG | LG 350N1C-V5 | Solar Panels |  | 0.35 | 4 | 165 | 26 |  | Fixed | Roof
NJSTRE1545500068 |  | Transition Incentive Program | Califon | 7830 | 4 | 7.35 | Residential | Yes | Behind the Meter | Net-metered residential rooftop and canopy |  | None | Pro Custom Solar dba Momentum Solar | JCP&L | Accepted | 2020-08-24 | 2020-08-26 | 2021-10-30 | LG | LG 350N1C-V5 | Solar Panels |  | 0.35 | 6 | 74 | 35 |  | Fixed | Roof
NJSTRE1545500068 |  | Transition Incentive Program | Califon | 7830 | 4 | 7.35 | Residential | Yes | Behind the Meter | Net-metered residential rooftop and canopy |  | None | Pro Custom Solar dba Momentum Solar | JCP&L | Accepted | 2020-08-24 | 2020-08-26 | 2021-10-30 | LG | LG 350N1C-V5 | Solar Panels |  | 0.35 | 4 | 254 | 35 |  | Fixed | Roof
NJSTRE1545500068 |  | Transition Incentive Program | Califon | 7830 | 4 | 7.35 | Residential | Yes | Behind the Meter | Net-metered residential rooftop and canopy |  | None | Pro Custom Solar dba Momentum Solar | JCP&L | Accepted | 2020-08-24 | 2020-08-26 | 2021-10-30 | LG | LG 350N1C-V5 | Solar Panels |  | 0.35 | 7 | 165 | 17 |  | Fixed | Roof
NJSTRE1545500143 |  | Transition Incentive Program | Woodbridge | 7095 | 11 | 7.7 | Residential | Yes | Behind the Meter | Net-metered residential rooftop and canopy |  | None | Pro Custom Solar dba Momentum Solar | PSE&G | Accepted | 2020-08-24 | 2020-08-26 | 2021-10-30 | Enphase | IQ7PLUS-72-2-US | Inverters | 290 |  | 22 |  |  | 0.97 |  | Outdoor | Roof
NJSTRE1545500143 |  | Transition Incentive Program | Woodbridge | 7095 | 11 | 7.7 | Residential | Yes | Behind the Meter | Net-metered residential rooftop and canopy |  | None | Pro Custom Solar dba Momentum Solar | PSE&G | Accepted | 2020-08-24 | 2020-08-26 | 2021-10-30 | LG | LG 350N1C-V5 | Solar Panels |  | 0.35 | 6 | 249 | 36 |  | Fixed | Roof
NJSTRE1545500143 |  | Transition Incentive Program | Woodbridge | 7095 | 11 | 7.7 | Residential | Yes | Behind the Meter | Net-metered residential rooftop and canopy |  | None | Pro Custom Solar dba Momentum Solar | PSE&G | Accepted | 2020-08-24 | 2020-08-26 | 2021-10-30 | LG | LG 350N1C-V5 | Solar Panels |  | 0.35 | 8 | 249 | 36 |  | Fixed | Roof
NJSTRE1545500143 |  | Transition Incentive Program | Woodbridge | 7095 | 11 | 7.7 | Residential | Yes | Behind the Meter | Net-metered residential rooftop and canopy |  | None | Pro Custom Solar dba Momentum Solar | PSE&G | Accepted | 2020-08-24 | 2020-08-26 | 2021-10-30 | LG | LG 350N1C-V5 | Solar Panels |  | 0.35 | 8 | 69 | 36 |  | Fixed | Roof
NJSTRE1545500175 |  | Transition Incentive Program | Lumberton | 8048 | 13 | 9.32 | Residential | Yes | Behind the Meter | Net-metered residential rooftop and canopy |  | None | Pro Custom Solar dba Momentum Solar | PSE&G | Accepted | 2020-08-24 | 2020-08-26 | 2021-10-30 | Enphase | IQ7PLUS-72-2-US | Inverters | 290 |  | 27 |  |  | 0.97 |  | Outdoor | Roof
NJSTRE1545500175 |  | Transition Incentive Program | Lumberton | 8048 | 13 | 9.32 | Residential | Yes | Behind the Meter | Net-metered residential rooftop and canopy |  | None | Pro Custom Solar dba Momentum Solar | PSE&G | Accepted | 2020-08-24 | 2020-08-26 | 2021-10-30 | LG | LG 345N1C-V5 | Solar Panels |  | 0.345 | 10 | 148 | 27 |  | Fixed | Roof
NJSTRE1545500175 |  | Transition Incentive Program | Lumberton | 8048 | 13 | 9.32 | Residential | Yes | Behind the Meter | Net-metered residential rooftop and canopy |  | None | Pro Custom Solar dba Momentum Solar | PSE&G | Accepted | 2020-08-24 | 2020-08-26 | 2021-10-30 | LG | LG 345N1C-V5 | Solar Panels |  | 0.345 | 17 | 328 | 27 |  | Fixed | Roof
NJSTRE1545500198 |  | Transition Incentive Program | Paterson | 7514 | 6 | 5.33 | Residential | No | Behind the Meter | Net-metered residential rooftop and canopy |  | None | Seabright Solar | PSE&G | Accepted | 2020-08-24 | 2020-08-27 | 2021-10-30 | Sunpower | SPR-A-410-G-AC | Inverters | 0.32 |  | 13 |  |  | 0.99 |  | Outdoor | Roof
NJSTRE1545500198 |  | Transition Incentive Program | Paterson | 7514 | 6 | 5.33 | Residential | No | Behind the Meter | Net-metered residential rooftop and canopy |  | None | Seabright Solar | PSE&G | Accepted | 2020-08-24 | 2020-08-27 | 2021-10-30 | Sunpower | SPR-A-410-G-AC | Solar Panels |  | 0.41 | 6 | 13 | 38 |  | Fixed | Roof
NJSTRE1545500198 |  | Transition Incentive Program | Paterson | 7514 | 6 | 5.33 | Residential | No | Behind the Meter | Net-metered residential rooftop and canopy |  | None | Seabright Solar | PSE&G | Accepted | 2020-08-24 | 2020-08-27 | 2021-10-30 | Sunpower | SPR-A-410-G-AC | Solar Panels |  | 0.41 | 5 | 193 | 38 |  | Fixed | Roof
NJSTRE1545500198 |  | Transition Incentive Program | Paterson | 7514 | 6 | 5.33 | Residential | No | Behind the Meter | Net-metered residential rooftop and canopy |  | None | Seabright Solar | PSE&G | Accepted | 2020-08-24 | 2020-08-27 | 2021-10-30 | Sunpower | SPR-A-410-G-AC | Solar Panels |  | 0.41 | 2 | 193 | 12 |  | Fixed | Roof
NJSTRE1545500252 |  | Transition Incentive Program | Monroe Township | 8831 | 11 | 11.34 | Residential | No | Behind the Meter | Net-metered residential rooftop and canopy |  | None | Tesla Energy Operations Inc. | JCP&L | Accepted | 2020-08-24 | 2020-08-27 | 2021-10-30 | SolarEdge Technologies | SE11400H-US [240V] | Inverters | 11400 |  | 1 |  |  | 0.99 |  | Outside | Outside
NJSTRE1545500252 |  | Transition Incentive Program | Monroe Township | 8831 | 11 | 11.34 | Residential | No | Behind the Meter | Net-metered residential rooftop and canopy |  | None | Tesla Energy Operations Inc. | JCP&L | Accepted | 2020-08-24 | 2020-08-27 | 2021-10-30 | SolarCity Corp | SC315B2 | Solar Panels |  | 0.315 | 36 | 178 | 34 |  | Fixed | Roof
NJSTRE1545500338 |  | Transition Incentive Program | Belmar | 7719 | 17 | 6.08 | Residential | Yes | Behind the Meter | Net-metered residential rooftop and canopy |  | None | Tesla Energy Operations Inc. | JCP&L | Accepted | 2020-08-24 | 2020-08-27 | 2021-10-30 | Tesla | AC Powerwall 2.0 | Electric Storage Battery |  |  | 3 |  |  |  | Lithium Ion |  | Inside
NJSTRE1545500338 |  | Transition Incentive Program | Belmar | 7719 | 17 | 6.08 | Residential | Yes | Behind the Meter | Net-metered residential rooftop and canopy |  | None | Tesla Energy Operations Inc. | JCP&L | Accepted | 2020-08-24 | 2020-08-27 | 2021-10-30 | Delta | M6-TL-US (240V) | Inverters | 5760 |  | 1 |  |  | 0.975 |  | Indoor | Indoor
NJSTRE1545500338 |  | Transition Incentive Program | Belmar | 7719 | 17 | 6.08 | Residential | Yes | Behind the Meter | Net-metered residential rooftop and canopy |  | None | Tesla Energy Operations Inc. | JCP&L | Accepted | 2020-08-24 | 2020-08-27 | 2021-10-30 | Tesla | SR60T1 | Solar Panels |  | 0.05847 | 17 | 15 | 30 |  | Fixed | Roof
NJSTRE1545500338 |  | Transition Incentive Program | Belmar | 7719 | 17 | 6.08 | Residential | Yes | Behind the Meter | Net-metered residential rooftop and canopy |  | None | Tesla Energy Operations Inc. | JCP&L | Accepted | 2020-08-24 | 2020-08-27 | 2021-10-30 | Tesla | SR60T1 | Solar Panels |  | 0.05847 | 17 | 105 | 26 |  | Fixed | Roof
NJSTRE1545500338 |  | Transition Incentive Program | Belmar | 7719 | 17 | 6.08 | Residential | Yes | Behind the Meter | Net-metered residential rooftop and canopy |  | None | Tesla Energy Operations Inc. | JCP&L | Accepted | 2020-08-24 | 2020-08-27 | 2021-10-30 | Tesla | AC Powerwall 2.0 | Solar Panels |  | 0.05847 | 70 | 285 | 27 |  | Fixed | Roof
NJSTRE1545500349 |  | Transition Incentive Program | Kearny | 7032 | 8 | 7.38 | Residential | No | Behind the Meter | Net-metered residential rooftop and canopy |  | None | SunPower Corporation, Systems | PSE&G | Accepted | 2020-08-25 | 2020-09-08 | 2021-10-30 | SunPower | SPR-A410-G-AC | Inverters | 349 |  | 18 |  |  | 0.97 |  | Other | under each panel
NJSTRE1545500349 |  | Transition Incentive Program | Kearny | 7032 | 8 | 7.38 | Residential | No | Behind the Meter | Net-metered residential rooftop and canopy |  | None | SunPower Corporation, Systems | PSE&G | Accepted | 2020-08-25 | 2020-09-08 | 2021-10-30 | SunPower | SPR-A410-G-AC | Solar Panels |  | 0.41 | 18 | 216 | 20 |  | Fixed | Roof
NJSTRE1545500354 |  | Transition Incentive Program | Jersey City | 7307 | 8 | 7.85 | Residential | No | Behind the Meter | Net-metered residential rooftop and canopy |  | None | SunPower Corporation, Systems | PSE&G | Accepted | 2020-08-25 | 2020-08-27 | 2021-10-30 | SunPower | SPR-E20-327-E-AC | Inverters | 320 |  | 24 |  |  | 0.96 |  | Other | under each panel
NJSTRE1545500354 |  | Transition Incentive Program | Jersey City | 7307 | 8 | 7.85 | Residential | No | Behind the Meter | Net-metered residential rooftop and canopy |  | None | SunPower Corporation, Systems | PSE&G | Accepted | 2020-08-25 | 2020-08-27 | 2021-10-30 | SunPower | SPR-E20-327-E-AC | Solar Panels |  | 0.327 | 4 | 206 | 20 |  | Fixed | Roof
NJSTRE1545500354 |  | Transition Incentive Program | Jersey City | 7307 | 8 | 7.85 | Residential | No | Behind the Meter | Net-metered residential rooftop and canopy |  | None | SunPower Corporation, Systems | PSE&G | Accepted | 2020-08-25 | 2020-08-27 | 2021-10-30 | SunPower | SPR-E20-327-E-AC | Solar Panels |  | 0.327 | 6 | 206 | 18 |  | Fixed | Roof
NJSTRE1545500354 |  | Transition Incentive Program | Jersey City | 7307 | 8 | 7.85 | Residential | No | Behind the Meter | Net-metered residential rooftop and canopy |  | None | SunPower Corporation, Systems | PSE&G | Accepted | 2020-08-25 | 2020-08-27 | 2021-10-30 | SunPower | SPR-E20-327-E-AC | Solar Panels |  | 0.327 | 8 | 206 | 40 |  | Fixed | Roof
NJSTRE1545500354 |  | Transition Incentive Program | Jersey City | 7307 | 8 | 7.85 | Residential | No | Behind the Meter | Net-metered residential rooftop and canopy |  | None | SunPower Corporation, Systems | PSE&G | Accepted | 2020-08-25 | 2020-08-27 | 2021-10-30 | SunPower | SPR-E20-327-E-AC | Solar Panels |  | 0.327 | 6 | 26 | 20 |  | Fixed | Roof
NJSTRE1545500371 |  | Transition Incentive Program | North Haledon | 7508 | 6 | 4.91 | Residential | No | Behind the Meter | Net-metered residential rooftop and canopy |  | None | SunPower Corporation, Systems | PSE&G | Accepted | 2020-08-25 | 2020-08-27 | 2021-10-30 | SunPower | SPR-E20-327-E-AC | Inverters | 320 |  | 15 |  |  | 0.96 |  | Other | under each panel
NJSTRE1545500371 |  | Transition Incentive Program | North Haledon | 7508 | 6 | 4.91 | Residential | No | Behind the Meter | Net-metered residential rooftop and canopy |  | None | SunPower Corporation, Systems | PSE&G | Accepted | 2020-08-25 | 2020-08-27 | 2021-10-30 | SunPower | SPR-E20-327-E-AC | Solar Panels |  | 0.327 | 15 | 165 | 27 |  | Fixed | Roof
NJSTRE1545501799 |  | Transition Incentive Program | West New York | 7093 | 8 | 5.44 | Residential | No | Behind the Meter | Net-metered residential rooftop and canopy |  | PSEG | Maier Solar Engineering dba Solar Me | PSE&G | Accepted | 2020-08-25 | 2020-08-27 | 2021-10-30 | Enphase | IQ7+ | Inverters | 290 |  | 16 |  |  | 0.96 |  | Outside | Next to meter
NJSTRE1545501799 |  | Transition Incentive Program | West New York | 7093 | 8 | 5.44 | Residential | No | Behind the Meter | Net-metered residential rooftop and canopy |  | PSEG | Maier Solar Engineering dba Solar Me | PSE&G | Accepted | 2020-08-25 | 2020-08-27 | 2021-10-30 | Hanwha | Q.CELL DUO BLK-G6 340W | Solar Panels |  | 0.34 | 16 | 212 | 5 |  | Fixed | Roof
NJSTRE1545501803 |  | Transition Incentive Program | West Orange | 7052 | 9 | 9.6 | Residential | No | Behind the Meter | Net-metered residential rooftop and canopy |  | None | Posigen NJ LLC | PSE&G | Accepted | 2020-08-25 | 2020-08-27 | 2021-10-30 | SolarEdge | SE10000H-US | Inverters | 10000 |  | 1 |  |  | 0.99 |  | Outside | within ten feet of meter
NJSTRE1545501803 |  | Transition Incentive Program | West Orange | 7052 | 9 | 9.6 | Residential | No | Behind the Meter | Net-metered residential rooftop and canopy |  | None | Posigen NJ LLC | PSE&G | Accepted | 2020-08-25 | 2020-08-27 | 2021-10-30 | Hanwha Q-Cells | Q.PEAK DUO-G5 320 | Solar Panels |  | 0.32 | 30 | 287107 | 25 |  | Fixed | Roof
NJSTRE1545501806 |  | Transition Incentive Program | Plainfield | 7060 | 10 | 9.6 | Residential | No | Behind the Meter | Net-metered residential rooftop and canopy |  | None | Posigen NJ LLC | PSE&G | Accepted | 2020-08-25 | 2020-08-27 | 2021-10-30 | SolarEdge | SE10000H-US | Inverters | 10000 |  | 1 |  |  | 0.99 |  | Outside | within ten feet of meter
NJSTRE1545501806 |  | Transition Incentive Program | Plainfield | 7060 | 10 | 9.6 | Residential | No | Behind the Meter | Net-metered residential rooftop and canopy |  | None | Posigen NJ LLC | PSE&G | Accepted | 2020-08-25 | 2020-08-27 | 2021-10-30 | Silfab | SLA320BL | Solar Panels |  | 0.32 | 30 | 178,87,267 | 32 |  | Fixed | Roof
NJSTRE1545501808 |  | Transition Incentive Program | ELMER | 8318 | 16 | 9.45 | Residential | Yes | Behind the Meter | Net-metered residential ground mount |  | None | Suntuity Solar LLC | AC Electric | Accepted | 2020-08-25 | 2020-08-27 | 2021-10-30 | Enphase Energy | IQ7-60-2-US | Inverters | 240 |  | 30 |  |  | 0.97 |  | Outdoor | Behind the PV Modules
NJSTRE1545501808 |  | Transition Incentive Program | ELMER | 8318 | 16 | 9.45 | Residential | Yes | Behind the Meter | Net-metered residential ground mount |  | None | Suntuity Solar LLC | AC Electric | Accepted | 2020-08-25 | 2020-08-27 | 2021-10-30 | Longi | LR6-60HPB-315M | Solar Panels |  | 0.315 | 30 | 161 | 20 |  | Fixed | Ground
NJSTRE1545501815 |  | Transition Incentive Program | Montclair | 7043 | 9 | 15.75 | Residential | No | Behind the Meter | Net-metered residential rooftop and canopy |  | None | Green Power energy | PSE&G | Accepted | 2020-08-25 | 2020-08-27 | 2021-10-30 | Solar Edge | SE7600H-US | Inverters | 7600 |  | 1 |  |  | 0.97 |  | Outside | next to meter
NJSTRE1545501815 |  | Transition Incentive Program | Montclair | 7043 | 9 | 15.75 | Residential | No | Behind the Meter | Net-metered residential rooftop and canopy |  | None | Green Power energy | PSE&G | Accepted | 2020-08-25 | 2020-08-27 | 2021-10-30 | Solar Edge | SE6000H-US | Inverters | 6000 |  | 1 |  |  | 0.97 |  | Outside | next to meter
NJSTRE1545501815 |  | Transition Incentive Program | Montclair | 7043 | 9 | 15.75 | Residential | No | Behind the Meter | Net-metered residential rooftop and canopy |  | None | Green Power energy | PSE&G | Accepted | 2020-08-25 | 2020-08-27 | 2021-10-30 | Hanwha | Q.PEAK DUO BLK-G6 | Solar Panels |  | 0.335 | 18 | 280 | 30 |  | Fixed | Roof
NJSTRE1545501815 |  | Transition Incentive Program | Montclair | 7043 | 9 | 15.75 | Residential | No | Behind the Meter | Net-metered residential rooftop and canopy |  | None | Green Power energy | PSE&G | Accepted | 2020-08-25 | 2020-08-27 | 2021-10-30 | Hanwha | Q.PEAK DUO BLK-G6 | Solar Panels |  | 0.335 | 12 | 190 | 10 |  | Fixed | Roof
NJSTRE1545501815 |  | Transition Incentive Program | Montclair | 7043 | 9 | 15.75 | Residential | No | Behind the Meter | Net-metered residential rooftop and canopy |  | None | Green Power energy | PSE&G | Accepted | 2020-08-25 | 2020-08-27 | 2021-10-30 | Hanwha | Q.PEAK DUO BLK-G6 | Solar Panels |  | 0.335 | 17 | 100 | 30 |  | Fixed | Roof
NJSTRE1545501836 |  | Transition Incentive Program | BELLMAWR | 8031 | 14 | 5.36 | Residential | Yes | Behind the Meter | Net-metered residential rooftop and canopy |  | None | Suntuity Solar LLC | PSE&G | Accepted | 2020-08-25 | 2020-09-03 | 2021-10-30 | Enphase Energy | IQ7-60-2-US | Inverters | 240 |  | 17 |  |  | 0.97 |  | Outdoor | Behind the PV Modules
NJSTRE1545501836 |  | Transition Incentive Program | BELLMAWR | 8031 | 14 | 5.36 | Residential | Yes | Behind the Meter | Net-metered residential rooftop and canopy |  | None | Suntuity Solar LLC | PSE&G | Accepted | 2020-08-25 | 2020-09-03 | 2021-10-30 | Longi | LR6-60HPB-315M | Solar Panels |  | 0.315 | 2 | 13 | 42 |  | Fixed | Roof
NJSTRE1545501836 |  | Transition Incentive Program | BELLMAWR | 8031 | 14 | 5.36 | Residential | Yes | Behind the Meter | Net-metered residential rooftop and canopy |  | None | Suntuity Solar LLC | PSE&G | Accepted | 2020-08-25 | 2020-09-03 | 2021-10-30 | Longi | LR6-60HPB-315M | Solar Panels |  | 0.315 | 7 | 193 | 43 |  | Fixed | Roof
NJSTRE1545501836 |  | Transition Incentive Program | BELLMAWR | 8031 | 14 | 5.36 | Residential | Yes | Behind the Meter | Net-metered residential rooftop and canopy |  | None | Suntuity Solar LLC | PSE&G | Accepted | 2020-08-25 | 2020-09-03 | 2021-10-30 | Longi | LR6-60HPB-315M | Solar Panels |  | 0.315 | 8 | 283 | 14 |  | Fixed | Roof
NJSTRE1545501841 |  | Transition Incentive Program | JERSEY CITY | 7304 | 8 | 2.84 | Residential | Yes | Behind the Meter | Net-metered residential rooftop and canopy |  | None | Infinity Solar Systems | PSE&G | Accepted | 2020-08-25 | 2020-08-27 | 2021-10-30 | ENPHASE | IQ7-60-X-US | Inverters | 240 |  | 9 |  |  | 0.97 |  | Outside | MICROINVERTERS
NJSTRE1545501841 |  | Transition Incentive Program | JERSEY CITY | 7304 | 8 | 2.84 | Residential | Yes | Behind the Meter | Net-metered residential rooftop and canopy |  | None | Infinity Solar Systems | PSE&G | Accepted | 2020-08-25 | 2020-08-27 | 2021-10-30 | HANWHA | Q.PEAK DUO BLK-G5 315 | Solar Panels |  | 0.315 | 9 | 211 | 5 |  | Fixed | Roof
NJSTRE1545501846 |  | Transition Incentive Program | Highland Park | 8904 | 11 | 10.44 | Residential | No | Behind the Meter | Net-metered residential rooftop and canopy |  | None | Green Power Energy | New Construction | Accepted | 2020-08-25 | 2020-08-27 | 2021-10-30 | Enphase Energy | IQ7PLUS-72-2-US | Inverters | 0.29 |  | 29 |  |  | 0.975 |  | Outside | next to meter
NJSTRE1545501846 |  | Transition Incentive Program | Highland Park | 8904 | 11 | 10.44 | Residential | No | Behind the Meter | Net-metered residential rooftop and canopy |  | None | Green Power Energy | New Construction | Accepted | 2020-08-25 | 2020-08-27 | 2021-10-30 | LG Electronics | LG360Q1C-V5 | Solar Panels |  | 0.36 | 29 | 73 | 45 |  | Fixed | Roof
NJSTRE1545501847 |  | Transition Incentive Program | VENTNOR CITY | 8406 | 19 | 4.73 | Residential | Yes | Behind the Meter | Net-metered residential rooftop and canopy |  | None | Suntuity Solar LLC | AC Electric | Accepted | 2020-08-25 | 2020-09-09 | 2021-10-30 | Enphase Energy | IQ7-60-2-US | Inverters | 240 |  | 15 |  |  | 0.97 |  | Outdoor | Behind the PV Modules
NJSTRE1545501847 |  | Transition Incentive Program | VENTNOR CITY | 8406 | 19 | 4.73 | Residential | Yes | Behind the Meter | Net-metered residential rooftop and canopy |  | None | Suntuity Solar LLC | AC Electric | Accepted | 2020-08-25 | 2020-09-09 | 2021-10-30 | Longi | LR6-60HPB-315M | Solar Panels |  | 0.315 | 15 | 142 | 30 |  | Fixed | Roof
NJSTRE1545501861 |  | Transition Incentive Program | South Plainfield | 7080 | 11 | 8.45 | Residential | Yes | Behind the Meter | Net-metered residential rooftop and canopy |  | None | SunnyMac LLC | PSE&G | Accepted | 2020-08-25 | 2020-08-27 | 2021-10-30 | Solaredge | SE7600H-US | Inverters | 7600 |  | 1 |  |  | 0.99 |  | Outdoor | Next to meter
NJSTRE1545501861 |  | Transition Incentive Program | South Plainfield | 7080 | 11 | 8.45 | Residential | Yes | Behind the Meter | Net-metered residential rooftop and canopy |  | None | SunnyMac LLC | PSE&G | Accepted | 2020-08-25 | 2020-08-27 | 2021-10-30 | REC | 325 TwinPeak 2 Mono | Solar Panels |  | 0.325 | 26 | 125 | 23 |  | Fixed | Roof
NJSTRE1545501865 |  | Transition Incentive Program | TOTOWA | 7512 | 6 | 15.75 | Residential | Yes | Behind the Meter | Net-metered residential rooftop and canopy |  | None | Suntuity Solar LLC | PSE&G | Accepted | 2020-08-25 | 2020-08-27 | 2021-10-30 | Enphase Energy | IQ7-60-2-US | Inverters | 240 |  | 50 |  |  | 0.97 |  | Outdoor | Behind the PV Modules
NJSTRE1545501865 |  | Transition Incentive Program | TOTOWA | 7512 | 6 | 15.75 | Residential | Yes | Behind the Meter | Net-metered residential rooftop and canopy |  | None | Suntuity Solar LLC | PSE&G | Accepted | 2020-08-25 | 2020-08-27 | 2021-10-30 | Longi | LR6-60HPB-315M | Solar Panels |  | 0.315 | 14 | 294 | 15 |  | Fixed | Roof
NJSTRE1545501865 |  | Transition Incentive Program | TOTOWA | 7512 | 6 | 15.75 | Residential | Yes | Behind the Meter | Net-metered residential rooftop and canopy |  | None | Suntuity Solar LLC | PSE&G | Accepted | 2020-08-25 | 2020-08-27 | 2021-10-30 | Longi | LR6-60HPB-315M | Solar Panels |  | 0.315 | 6 | 204 | 29 |  | Fixed | Roof
NJSTRE1545501865 |  | Transition Incentive Program | TOTOWA | 7512 | 6 | 15.75 | Residential | Yes | Behind the Meter | Net-metered residential rooftop and canopy |  | None | Suntuity Solar LLC | PSE&G | Accepted | 2020-08-25 | 2020-08-27 | 2021-10-30 | Longi | LR6-60HPB-315M | Solar Panels |  | 0.315 | 11 | 24 | 29 |  | Fixed | Roof
NJSTRE1545501865 |  | Transition Incentive Program | TOTOWA | 7512 | 6 | 15.75 | Residential | Yes | Behind the Meter | Net-metered residential rooftop and canopy |  | None | Suntuity Solar LLC | PSE&G | Accepted | 2020-08-25 | 2020-08-27 | 2021-10-30 | Longi | LR6-60HPB-315M | Solar Panels |  | 0.315 | 19 | 294 | 29 |  | Fixed | Roof
NJSTRE1545501875 |  | Transition Incentive Program | EAST ORANGE | 7017 | 9 | 6.5 | Residential | Yes | Behind the Meter | Net-metered residential rooftop and canopy |  | None | Vivint Solar Developer, LLC | PSE&G | Accepted | 2020-08-26 | 2020-08-27 | 2021-10-30 | SOLAREDGE | SE7600H-US | Inverters | 7600 |  | 1 |  |  | 0.992 |  | Outdoor | Near the Utility Meter
NJSTRE1545501875 |  | Transition Incentive Program | EAST ORANGE | 7017 | 9 | 6.5 | Residential | Yes | Behind the Meter | Net-metered residential rooftop and canopy |  | None | Vivint Solar Developer, LLC | PSE&G | Accepted | 2020-08-26 | 2020-08-27 | 2021-10-30 | JINKO SOLAR | JKM325M-60HBL | Solar Panels |  | 0.325 | 12 | 190 | 36 |  | Fixed | Roof
NJSTRE1545501875 |  | Transition Incentive Program | EAST ORANGE | 7017 | 9 | 6.5 | Residential | Yes | Behind the Meter | Net-metered residential rooftop and canopy |  | None | Vivint Solar Developer, LLC | PSE&G | Accepted | 2020-08-26 | 2020-08-27 | 2021-10-30 | JINKO SOLAR | JKM325M-60HBL | Solar Panels |  | 0.325 | 8 | 10 | 36 |  | Fixed | Roof
NJSTRE1545501881 |  | Transition Incentive Program | Bogota | 7603 | 7 | 4.29 | Residential | Yes | Behind the Meter | Net-metered residential rooftop and canopy |  | None | Sunrun Installation Services, Inc. | PSE&G | Accepted | 2020-08-25 | 2020-08-27 | 2021-10-30 | Enphase Energy | IQ7-60-x-US (240V) | Inverters | 240 |  | 13 |  |  | 0.96 |  | Outdoor | Rooftop
NJSTRE1545501881 |  | Transition Incentive Program | Bogota | 7603 | 7 | 4.29 | Residential | Yes | Behind the Meter | Net-metered residential rooftop and canopy |  | None | Sunrun Installation Services, Inc. | PSE&G | Accepted | 2020-08-25 | 2020-08-27 | 2021-10-30 | LG Electronics | LG330N1C-A5 | Solar Panels |  | 0.33 | 10 | 199 | 29 |  | Fixed | Roof
NJSTRE1545501881 |  | Transition Incentive Program | Bogota | 7603 | 7 | 4.29 | Residential | Yes | Behind the Meter | Net-metered residential rooftop and canopy |  | None | Sunrun Installation Services, Inc. | PSE&G | Accepted | 2020-08-25 | 2020-08-27 | 2021-10-30 | LG Electronics | LG330N1C-A5 | Solar Panels |  | 0.33 | 3 | 20 | 11 |  | Fixed | Roof
NJSTRE1545501884 |  | Transition Incentive Program | Washington Township | 8080 | 15 | 12.43 | Residential | Yes | Behind the Meter | Net-metered residential rooftop and canopy |  | None | Ad Energy | AC Electric | Accepted | 2020-08-25 | 2020-08-27 | 2021-10-30 | Enphase Energy | IQ7XS-96-ACM-US | Inverters | 315 |  | 38 |  |  | 0.97 |  | Outdoor | at each panel
NJSTRE1545501884 |  | Transition Incentive Program | Washington Township | 8080 | 15 | 12.43 | Residential | Yes | Behind the Meter | Net-metered residential rooftop and canopy |  | None | Ad Energy | AC Electric | Accepted | 2020-08-25 | 2020-08-27 | 2021-10-30 | Sunpower | SPR-E20-327-E-AC | Solar Panels |  | 0.327 | 12 | 357 | 24 |  | Fixed | Roof
NJSTRE1545501884 |  | Transition Incentive Program | Washington Township | 8080 | 15 | 12.43 | Residential | Yes | Behind the Meter | Net-metered residential rooftop and canopy |  | None | Ad Energy | AC Electric | Accepted | 2020-08-25 | 2020-08-27 | 2021-10-30 | Sunpower | SPR-E20-327-E-AC | Solar Panels |  | 0.327 | 3 | 267 | 27 |  | Fixed | Roof
NJSTRE1545501884 |  | Transition Incentive Program | Washington Township | 8080 | 15 | 12.43 | Residential | Yes | Behind the Meter | Net-metered residential rooftop and canopy |  | None | Ad Energy | AC Electric | Accepted | 2020-08-25 | 2020-08-27 | 2021-10-30 | Sunpower | SPR-E20-327-E-AC | Solar Panels |  | 0.327 | 20 | 177 | 24 |  | Fixed | Roof
NJSTRE1545501884 |  | Transition Incentive Program | Washington Township | 8080 | 15 | 12.43 | Residential | Yes | Behind the Meter | Net-metered residential rooftop and canopy |  | None | Ad Energy | AC Electric | Accepted | 2020-08-25 | 2020-08-27 | 2021-10-30 | Sunpower | SPR-E20-327-E-AC | Solar Panels |  | 0.327 | 3 | 87 | 27 |  | Fixed | Roof
NJSTRE1545501885 |  | Transition Incentive Program | Keansburg | 7734 | 17 | 13.86 | Residential | No | Behind the Meter | Net-metered residential rooftop and canopy |  | None | Suntuity Solar LLC | JCP&L | Accepted | 2020-08-25 | 2020-08-27 | 2021-10-30 | Enphase Energy | IQ7-60-2-US | Inverters | 240 |  | 44 |  |  | 0.97 |  | Outdoor | Behind the PV Modules
NJSTRE1545501885 |  | Transition Incentive Program | Keansburg | 7734 | 17 | 13.86 | Residential | No | Behind the Meter | Net-metered residential rooftop and canopy |  | None | Suntuity Solar LLC | JCP&L | Accepted | 2020-08-25 | 2020-08-27 | 2021-10-30 | Longi | LR6-60HPB-315M | Solar Panels |  | 0.315 | 16 | 279 | 45 |  | Fixed | Roof
NJSTRE1545501885 |  | Transition Incentive Program | Keansburg | 7734 | 17 | 13.86 | Residential | No | Behind the Meter | Net-metered residential rooftop and canopy |  | None | Suntuity Solar LLC | JCP&L | Accepted | 2020-08-25 | 2020-08-27 | 2021-10-30 | Longi | LR6-60HPB-315M | Solar Panels |  | 0.315 | 28 | 99 | 45 |  | Fixed | Roof
NJSTRE1545501895 |  | Transition Incentive Program | JERSEY CITY | 7304 | 8 | 7.25 | Residential | Yes | Behind the Meter | Net-metered residential rooftop and canopy |  | None | Infinity Solar Systems | PSE&G | Accepted | 2020-08-25 | 2020-08-27 | 2021-10-30 | ENPHASE | IQ7-60-X-US | Inverters | 240 |  | 23 |  |  | 0.97 |  | Outside | MICROINVERTERS
NJSTRE1545501895 |  | Transition Incentive Program | JERSEY CITY | 7304 | 8 | 7.25 | Residential | Yes | Behind the Meter | Net-metered residential rooftop and canopy |  | None | Infinity Solar Systems | PSE&G | Accepted | 2020-08-25 | 2020-08-27 | 2021-10-30 | HANWHA | Q.PEAK DUO BLK-G5 315 | Solar Panels |  | 0.315 | 23 | 211 | 5 |  | Fixed | Roof
NJSTRE1545501902 |  | Transition Incentive Program | Woodbury Heights | 8097 | 15 | 18.72 | Residential | No | Behind the Meter | Net-metered residential rooftop and canopy |  | None | SunnyMac LLC | PSE&G | Accepted | 2020-08-25 | 2020-08-27 | 2021-10-30 | Enphase | IQ7-60-2-US | Inverters | 0.349 |  | 1 |  |  | 0.99 |  | Outside | Roof
NJSTRE1545501902 |  | Transition Incentive Program | Woodbury Heights | 8097 | 15 | 18.72 | Residential | No | Behind the Meter | Net-metered residential rooftop and canopy |  | None | SunnyMac LLC | PSE&G | Accepted | 2020-08-25 | 2020-08-27 | 2021-10-30 | REC | TwinPeak 2 Mono | Solar Panels |  | 0.36 | 30 | 96 | 23 |  | Fixed | Roof
NJSTRE1545501902 |  | Transition Incentive Program | Woodbury Heights | 8097 | 15 | 18.72 | Residential | No | Behind the Meter | Net-metered residential rooftop and canopy |  | None | SunnyMac LLC | PSE&G | Accepted | 2020-08-25 | 2020-08-27 | 2021-10-30 | REC | TwinPeak 2 Mono | Solar Panels |  | 0.36 | 22 | 276 | 23 |  | Fixed | Roof
NJSTRE1545501904 |  | Transition Incentive Program | HOWELL | 7731 | 17 | 17.88 | Residential | Yes | Behind the Meter | Net-metered residential rooftop and canopy |  | None | Vivint Solar Developer, LLC | JCP&L | Accepted | 2020-08-26 | 2020-08-27 | 2021-10-30 | SOLAREDGE | SE7600H-US | Inverters | 7600 |  | 2 |  |  | 0.992 |  | Outdoor | Near the Utility Meter
NJSTRE1545501904 |  | Transition Incentive Program | HOWELL | 7731 | 17 | 17.88 | Residential | Yes | Behind the Meter | Net-metered residential rooftop and canopy |  | None | Vivint Solar Developer, LLC | JCP&L | Accepted | 2020-08-26 | 2020-08-27 | 2021-10-30 | JINKO SOLAR | JKM325M-60HBL | Solar Panels |  | 0.325 | 34 | 295 | 36 |  | Fixed | Roof
NJSTRE1545501904 |  | Transition Incentive Program | HOWELL | 7731 | 17 | 17.88 | Residential | Yes | Behind the Meter | Net-metered residential rooftop and canopy |  | None | Vivint Solar Developer, LLC | JCP&L | Accepted | 2020-08-26 | 2020-08-27 | 2021-10-30 | JINKO SOLAR | JKM325M-60HBL | Solar Panels |  | 0.325 | 8 | 115 | 36 |  | Fixed | Roof
NJSTRE1545501904 |  | Transition Incentive Program | HOWELL | 7731 | 17 | 17.88 | Residential | Yes | Behind the Meter | Net-metered residential rooftop and canopy |  | None | Vivint Solar Developer, LLC | JCP&L | Accepted | 2020-08-26 | 2020-08-27 | 2021-10-30 | JINKO SOLAR | JKM325M-60HBL | Solar Panels |  | 0.325 | 13 | 115 | 36 |  | Fixed | Roof
NJSTRE1545501927 |  | Transition Incentive Program | Pleasantville | 8232 | 19 | 5.89 | Residential | Yes | Behind the Meter | Net-metered residential rooftop and canopy |  | None | Castle Energy, LLC | AC Electric | Accepted | 2020-08-25 | 2020-08-27 | 2021-10-30 | SunPower | SPR-E20-327-E-AC | Solar Panels |  | 0.327 | 3 | 115 | 34 |  | Fixed | Roof
NJSTRE1545501927 |  | Transition Incentive Program | Pleasantville | 8232 | 19 | 5.89 | Residential | Yes | Behind the Meter | Net-metered residential rooftop and canopy |  | None | Castle Energy, LLC | AC Electric | Accepted | 2020-08-25 | 2020-08-27 | 2021-10-30 | SunPower | SPR-E20-327-E-AC | Solar Panels |  | 0.327 | 9 | 0 | 0 |  | Fixed | Roof
NJSTRE1545501927 |  | Transition Incentive Program | Pleasantville | 8232 | 19 | 5.89 | Residential | Yes | Behind the Meter | Net-metered residential rooftop and canopy |  | None | Castle Energy, LLC | AC Electric | Accepted | 2020-08-25 | 2020-08-27 | 2021-10-30 | SunPower | SPR-E20-327-E-AC | Solar Panels |  | 0.327 | 6 | 205 | 35 |  | Fixed | Roof
NJSTRE1545501940 |  | Transition Incentive Program | Burlington | 8016 | 13 | 7.15 | Residential | Yes | Behind the Meter | Net-metered residential rooftop and canopy |  | None | SunnyMac LLC | PSE&G | Accepted | 2020-08-25 | 2020-08-27 | 2021-10-30 | Solaredge | SE6000H-US | Inverters | 6000 |  | 1 |  |  | 0.99 |  | Outdoor | Next to meter
NJSTRE1545501940 |  | Transition Incentive Program | Burlington | 8016 | 13 | 7.15 | Residential | Yes | Behind the Meter | Net-metered residential rooftop and canopy |  | None | SunnyMac LLC | PSE&G | Accepted | 2020-08-25 | 2020-08-27 | 2021-10-30 | REC | REC 325 TwinPeak 2 Mono | Solar Panels |  | 0.325 | 22 | 142 | 34 |  | Fixed | Roof
NJSTRE1545501949 |  | Transition Incentive Program | Sicklerville | 8081 | 14 | 16.68 | Residential | Yes | Behind the Meter | Net-metered residential rooftop and canopy |  | None | Ad Energy | AC Electric | Accepted | 2020-08-25 | 2020-09-01 | 2021-10-30 | Enphase Energy | IQ7XS-96-ACM-U | Inverters | 315 |  | 54 |  |  | 0.97 |  | Outdoor | at each panel
NJSTRE1545501949 |  | Transition Incentive Program | Sicklerville | 8081 | 14 | 16.68 | Residential | Yes | Behind the Meter | Net-metered residential rooftop and canopy |  | None | Ad Energy | AC Electric | Accepted | 2020-08-25 | 2020-09-01 | 2021-10-30 | Sunpower | SPR-E20-327-E-AC | Solar Panels |  | 0.327 | 17 | 187 | 34 |  | Fixed | Roof
NJSTRE1545501949 |  | Transition Incentive Program | Sicklerville | 8081 | 14 | 16.68 | Residential | Yes | Behind the Meter | Net-metered residential rooftop and canopy |  | None | Ad Energy | AC Electric | Accepted | 2020-08-25 | 2020-09-01 | 2021-10-30 | Sunpower | SPR-E20-327-E-AC | Solar Panels |  | 0.327 | 3 | 277 | 45 |  | Fixed | Roof
NJSTRE1545501949 |  | Transition Incentive Program | Sicklerville | 8081 | 14 | 16.68 | Residential | Yes | Behind the Meter | Net-metered residential rooftop and canopy |  | None | Ad Energy | AC Electric | Accepted | 2020-08-25 | 2020-09-01 | 2021-10-30 | Sunpower | SPR-E20-327-E-AC | Solar Panels |  | 0.327 | 19 | 7 | 34 |  | Fixed | Roof
NJSTRE1545501949 |  | Transition Incentive Program | Sicklerville | 8081 | 14 | 16.68 | Residential | Yes | Behind the Meter | Net-metered residential rooftop and canopy |  | None | Ad Energy | AC Electric | Accepted | 2020-08-25 | 2020-09-01 | 2021-10-30 | Sunpower | SPR-E20-327-E-AC | Solar Panels |  | 0.327 | 12 | 277 | 45 |  | Fixed | Roof
NJSTRE1545501952 |  | Transition Incentive Program | Perth Amboy | 8861 | 11 | 3.25 | Residential | Yes | Behind the Meter | Net-metered residential rooftop and canopy |  | None | Vivint Solar Developer, LLC | PSE&G | Accepted | 2020-08-26 | 2020-08-27 | 2021-10-30 | SOLAREDGE | SE3800H-US | Inverters | 3800 |  | 1 |  |  | 0.992 |  | Outdoor | Near the Utility Meter
NJSTRE1545501952 |  | Transition Incentive Program | Perth Amboy | 8861 | 11 | 3.25 | Residential | Yes | Behind the Meter | Net-metered residential rooftop and canopy |  | None | Vivint Solar Developer, LLC | PSE&G | Accepted | 2020-08-26 | 2020-08-27 | 2021-10-30 | JINKO SOLAR | JKM325M-60HBL | Solar Panels |  | 0.325 | 10 | 105 | 28 |  | Fixed | Roof
NJSTRE1545501955 |  | Transition Incentive Program | Maplewood | 7040 | 9 | 8.13 | Residential | No | Behind the Meter | Net-metered residential rooftop and canopy |  | None | SunnyMac LLC | PSE&G | Accepted | 2020-08-25 | 2020-08-27 | 2021-10-30 | Solaredge | SE6000H-US | Inverters | 6000 |  | 1 |  |  | 0.99 |  | Outdoor | Next to meter
NJSTRE1545501955 |  | Transition Incentive Program | Maplewood | 7040 | 9 | 8.13 | Residential | No | Behind the Meter | Net-metered residential rooftop and canopy |  | None | SunnyMac LLC | PSE&G | Accepted | 2020-08-25 | 2020-08-27 | 2021-10-30 | REC | TwinPeak 2 Mono | Solar Panels |  | 0.325 | 25 | 136 | 18 |  | Fixed | Roof
NJSTRE1545501977 |  | Transition Incentive Program | Vineland | 8360 | 20 | 3.06 | Residential | No | Behind the Meter | Net-metered residential rooftop and canopy |  | None | Impact Solar LLC | AC Electric | Accepted | 2020-08-25 | 2020-08-27 | 2021-10-30 | solaredge | solaredge direct | Meters |  |  | 1 |  |  |  | Yes | Indoor
NJSTRE1545501977 |  | Transition Incentive Program | Vineland | 8360 | 20 | 3.06 | Residential | No | Behind the Meter | Net-metered residential rooftop and canopy |  | None | Impact Solar LLC | AC Electric | Accepted | 2020-08-25 | 2020-08-27 | 2021-10-30 | SolarEdge | SE3000H-US | Inverters | 3000 |  | 1 |  |  | 0.96 |  | Indoor | garage
NJSTRE1545501977 |  | Transition Incentive Program | Vineland | 8360 | 20 | 3.06 | Residential | No | Behind the Meter | Net-metered residential rooftop and canopy |  | None | Impact Solar LLC | AC Electric | Accepted | 2020-08-25 | 2020-08-27 | 2021-10-30 | Hanwha | Q.PEAKDUO-G5340 | Solar Panels |  | 0.34 | 9 | 94 | 27 |  | Fixed | Roof
NJSTRE1545501989 |  | Transition Incentive Program | Vineland | 8360 | 20 | 21.08 | Residential | No | Behind the Meter | Net-metered residential rooftop and canopy |  | None | Impact Solar LLC | AC Electric | Accepted | 2020-08-25 | 2020-08-27 | 2021-10-30 | solaredge | solaredge direct | Meters |  |  | 1 |  |  |  | Yes | Indoor
NJSTRE1545501989 |  | Transition Incentive Program | Vineland | 8360 | 20 | 21.08 | Residential | No | Behind the Meter | Net-metered residential rooftop and canopy |  | None | Impact Solar LLC | AC Electric | Accepted | 2020-08-25 | 2020-08-27 | 2021-10-30 | solaredge | solaredge direct | Meters |  |  | 1 |  |  |  | Yes | Indoor
NJSTRE1545501989 |  | Transition Incentive Program | Vineland | 8360 | 20 | 21.08 | Residential | No | Behind the Meter | Net-metered residential rooftop and canopy |  | None | Impact Solar LLC | AC Electric | Accepted | 2020-08-25 | 2020-08-27 | 2021-10-30 | SolarEdge | SE11400H-US | Inverters | 11400 |  | 1 |  |  | 0.96 |  | Indoor | garage
NJSTRE1545501989 |  | Transition Incentive Program | Vineland | 8360 | 20 | 21.08 | Residential | No | Behind the Meter | Net-metered residential rooftop and canopy |  | None | Impact Solar LLC | AC Electric | Accepted | 2020-08-25 | 2020-08-27 | 2021-10-30 | SolarEdge | SE7600H-US | Inverters | 7600 |  | 1 |  |  | 0.96 |  | Indoor | garage
NJSTRE1545501989 |  | Transition Incentive Program | Vineland | 8360 | 20 | 21.08 | Residential | No | Behind the Meter | Net-metered residential rooftop and canopy |  | None | Impact Solar LLC | AC Electric | Accepted | 2020-08-25 | 2020-08-27 | 2021-10-30 | hanwha | Q.PEAKDUO-G5340 | Solar Panels |  | 0.34 | 9 | 184 | 27 |  | Fixed | Roof
NJSTRE1545501989 |  | Transition Incentive Program | Vineland | 8360 | 20 | 21.08 | Residential | No | Behind the Meter | Net-metered residential rooftop and canopy |  | None | Impact Solar LLC | AC Electric | Accepted | 2020-08-25 | 2020-08-27 | 2021-10-30 | hanwha | Q.PEAKDUO-G5340 | Solar Panels |  | 0.34 | 39 | 94 | 27 |  | Fixed | Roof
NJSTRE1545501989 |  | Transition Incentive Program | Vineland | 8360 | 20 | 21.08 | Residential | No | Behind the Meter | Net-metered residential rooftop and canopy |  | None | Impact Solar LLC | AC Electric | Accepted | 2020-08-25 | 2020-08-27 | 2021-10-30 | hanwha | Q.PEAKDUO-G5340 | Solar Panels |  | 0.34 | 14 | 184 | 27 |  | Fixed | Roof
NJSTRE1545502071 |  | Transition Incentive Program | UNION | 7087 | 8 | 6.83 | Residential | No | Behind the Meter | Net-metered residential rooftop and canopy |  | None | Infinity Solar Systems | PSE&G | Accepted | 2020-08-25 | 2020-08-27 | 2021-10-30 | ENPHASE | IQ7-60-X-US | Inverters | 240 |  | 21 |  |  | 0.97 |  | Outside | MICROINVERTERS
NJSTRE1545502071 |  | Transition Incentive Program | UNION | 7087 | 8 | 6.83 | Residential | No | Behind the Meter | Net-metered residential rooftop and canopy |  | None | Infinity Solar Systems | PSE&G | Accepted | 2020-08-25 | 2020-08-27 | 2021-10-30 | CANADIAN SOLAR | CS1H-325-MS | Solar Panels |  | 0.325 | 21 | 32 | 5 |  | Fixed | Roof
NJSTRE1545502090 |  | Transition Incentive Program | Moonachie | 7074 | 7 | 496.8 | Commercial | No | Behind the Meter | Net-metered non-residential rooftop and canopy |  | None | GenPro Energy Solutions | PSE&G | Accepted | 2020-09-11 | 2020-09-17 | 2021-10-30 | CHINT | SCA60KTL-DO/US-480 | Inverters | 60 |  | 6 |  |  | 0.988 |  | Outdoor | ROOF
NJSTRE1545502090 |  | Transition Incentive Program | Moonachie | 7074 | 7 | 496.8 | Commercial | No | Behind the Meter | Net-metered non-residential rooftop and canopy |  | None | GenPro Energy Solutions | PSE&G | Accepted | 2020-09-11 | 2020-09-17 | 2021-10-30 | ZNSHINE | ZXP6-72-345/P | Solar Panels |  | 0.345 | 1440 | LANDSCAPE | 10 |  | Fixed | Roof
NJSTRE1545502097 |  | Transition Incentive Program | DELRAN | 8075 | 13 | 6.5 | Residential | Yes | Behind the Meter | Net-metered residential rooftop and canopy |  | None | Vivint Solar Developer, LLC | PSE&G | Accepted | 2020-08-26 | 2020-08-27 | 2021-10-30 | SolarEdge | SE7600H-US | Inverters | 7600 |  | 1 |  |  | 0.992 |  | Outdoor | Near the Utility Meter
NJSTRE1545502097 |  | Transition Incentive Program | DELRAN | 8075 | 13 | 6.5 | Residential | Yes | Behind the Meter | Net-metered residential rooftop and canopy |  | None | Vivint Solar Developer, LLC | PSE&G | Accepted | 2020-08-26 | 2020-08-27 | 2021-10-30 | JinkoSolar | JKM325M-60HBL | Solar Panels |  | 0.325 | 6 | 110 | 24 |  | Fixed | Roof
NJSTRE1545502097 |  | Transition Incentive Program | DELRAN | 8075 | 13 | 6.5 | Residential | Yes | Behind the Meter | Net-metered residential rooftop and canopy |  | None | Vivint Solar Developer, LLC | PSE&G | Accepted | 2020-08-26 | 2020-08-27 | 2021-10-30 | Jinko Solar | JKM325M-60HBL | Solar Panels |  | 0.325 | 7 | 200 | 17 |  | Fixed | Roof
NJSTRE1545502097 |  | Transition Incentive Program | DELRAN | 8075 | 13 | 6.5 | Residential | Yes | Behind the Meter | Net-metered residential rooftop and canopy |  | None | Vivint Solar Developer, LLC | PSE&G | Accepted | 2020-08-26 | 2020-08-27 | 2021-10-30 | JinkoSolar | JKM325M-60HBL | Solar Panels |  | 0.325 | 4 | 200 | 33 |  | Fixed | Roof
NJSTRE1545502097 |  | Transition Incentive Program | DELRAN | 8075 | 13 | 6.5 | Residential | Yes | Behind the Meter | Net-metered residential rooftop and canopy |  | None | Vivint Solar Developer, LLC | PSE&G | Accepted | 2020-08-26 | 2020-08-27 | 2021-10-30 | JinkoSolar | JKM325M-60HBL | Solar Panels |  | 0.325 | 3 | 20 | 17 |  | Fixed | Roof
NJSTRE1545502100 |  | Transition Incentive Program | Maplewood | 7040 | 9 | 7.35 | Residential | Yes | Behind the Meter | Net-metered residential rooftop and canopy |  | None | Pro Custom Solar dba Momentum Solar | PSE&G | Accepted | 2020-08-25 | 2020-08-27 | 2021-10-30 | Enphase | IQ7Plus-72-2-US | Inverters | 290 |  | 21 |  |  | 0.97 |  | Outdoor | Roof
NJSTRE1545502100 |  | Transition Incentive Program | Maplewood | 7040 | 9 | 7.35 | Residential | Yes | Behind the Meter | Net-metered residential rooftop and canopy |  | None | Pro Custom Solar dba Momentum Solar | PSE&G | Accepted | 2020-08-25 | 2020-08-27 | 2021-10-30 | LG ELECTRONICS | LG 350N1C-V5 | Solar Panels |  | 0.35 | 21 | 79 | 5 |  | Fixed | Roof
NJSTRE1545502155 |  | Transition Incentive Program | WILLINGBORO | 8046 | 13 | 7.48 | Residential | Yes | Behind the Meter | Net-metered residential rooftop and canopy |  | None | Vivint Solar Developer, LLC | PSE&G | Accepted | 2020-08-26 | 2020-08-27 | 2021-10-30 | SOLAREDGE | SE7600H-US | Inverters | 7600 |  | 1 |  |  | 0.992 |  | Outdoor | Near the Utility Meter
NJSTRE1545502155 |  | Transition Incentive Program | WILLINGBORO | 8046 | 13 | 7.48 | Residential | Yes | Behind the Meter | Net-metered residential rooftop and canopy |  | None | Vivint Solar Developer, LLC | PSE&G | Accepted | 2020-08-26 | 2020-08-27 | 2021-10-30 | JINKO SOLAR | JKM325M-60HBL | Solar Panels |  | 0.325 | 23 | 183 | 27 |  | Fixed | Roof
NJSTRE1545502188 |  | Transition Incentive Program | Manchester | 8759 | 18 | 11.9 | Residential | Yes | Behind the Meter | Net-metered residential rooftop and canopy |  | None | Trinity Solar | JCP&L | Accepted | 2020-08-25 | 2020-08-27 | 2021-10-30 | Solar Edge | SE10000H-US | Inverters | 10000 |  | 1 |  |  | 0.97 |  | Indoor | garage
NJSTRE1545502188 |  | Transition Incentive Program | Manchester | 8759 | 18 | 11.9 | Residential | Yes | Behind the Meter | Net-metered residential rooftop and canopy |  | None | Trinity Solar | JCP&L | Accepted | 2020-08-25 | 2020-08-27 | 2021-10-30 | Hanwha 340 | Q.PEAK DUO BLK-G6 340 | Solar Panels |  | 0.34 | 35 | 271 | 27 |  | Fixed | Roof
NJSTRE1545502200 |  | Transition Incentive Program | Piscataway | 8854 | 11 | 8.78 | Residential | Yes | Behind the Meter | Net-metered residential rooftop and canopy |  | None | Vivint Solar Developer, LLC | PSE&G | Accepted | 2020-08-26 | 2020-08-27 | 2021-10-30 | SolarEdge | SE7600H-US | Inverters | 7600 |  | 1 |  |  | 0.992 |  | Outdoor | Near the Utility Meter
NJSTRE1545502200 |  | Transition Incentive Program | Piscataway | 8854 | 11 | 8.78 | Residential | Yes | Behind the Meter | Net-metered residential rooftop and canopy |  | None | Vivint Solar Developer, LLC | PSE&G | Accepted | 2020-08-26 | 2020-08-27 | 2021-10-30 | JinkoSolar | JKM325M-60HBL | Solar Panels |  | 0.325 | 27 | 157 | 20 |  | Fixed | Roof
NJSTRE1545502210 |  | Transition Incentive Program | Clementon | 8021 | 14 | 9.52 | Residential | Yes | Behind the Meter | Net-metered residential rooftop and canopy |  | None | Castle Energy, LLC | AC Electric | Accepted | 2020-08-25 | 2020-08-27 | 2021-10-30 | Enphase Energy | IQ7-60-2-US | Inverters | 240 |  | 28 |  |  | 0.967 |  | Outdoor | on the rooftop under each solar panel
NJSTRE1545502210 |  | Transition Incentive Program | Clementon | 8021 | 14 | 9.52 | Residential | Yes | Behind the Meter | Net-metered residential rooftop and canopy |  | None | Castle Energy, LLC | AC Electric | Accepted | 2020-08-25 | 2020-08-27 | 2021-10-30 | Hanwha Q-Cells | Q.Peak DUO BLK-G6 340 | Solar Panels |  | 0.34 | 18 | 120 | 38 |  | Fixed | Roof
NJSTRE1545502210 |  | Transition Incentive Program | Clementon | 8021 | 14 | 9.52 | Residential | Yes | Behind the Meter | Net-metered residential rooftop and canopy |  | None | Castle Energy, LLC | AC Electric | Accepted | 2020-08-25 | 2020-08-27 | 2021-10-30 | Hanwha Q-Cells | Q.Peak DUO BLK-G6 340 | Solar Panels |  | 0.34 | 10 | 300 | 38 |  | Fixed | Roof
NJSTRE1545502214 |  | Transition Incentive Program | Elmwood Park | 7407 | 7 | 4.2 | Residential | Yes | Behind the Meter | Net-metered residential rooftop and canopy |  | None | Pro Custom Solar dba Momentum Solar | PSE&G | Accepted | 2020-08-25 | 2020-08-27 | 2021-10-30 | Enphase | IQ7Plus-72-2-US | Inverters | 290 |  | 12 |  |  | 0.97 |  | Outdoor | Roof
NJSTRE1545502214 |  | Transition Incentive Program | Elmwood Park | 7407 | 7 | 4.2 | Residential | Yes | Behind the Meter | Net-metered residential rooftop and canopy |  | None | Pro Custom Solar dba Momentum Solar | PSE&G | Accepted | 2020-08-25 | 2020-08-27 | 2021-10-30 | LG ELECTRONICS | LG 350N1C-V5 | Solar Panels |  | 0.35 | 4 | 161 | 11 |  | Fixed | Roof
NJSTRE1545502214 |  | Transition Incentive Program | Elmwood Park | 7407 | 7 | 4.2 | Residential | Yes | Behind the Meter | Net-metered residential rooftop and canopy |  | None | Pro Custom Solar dba Momentum Solar | PSE&G | Accepted | 2020-08-25 | 2020-08-27 | 2021-10-30 | LG ELECTRONICS | LG 350N1C-V5 | Solar Panels |  | 0.35 | 2 | 341 | 18 |  | Fixed | Roof
NJSTRE1545502214 |  | Transition Incentive Program | Elmwood Park | 7407 | 7 | 4.2 | Residential | Yes | Behind the Meter | Net-metered residential rooftop and canopy |  | None | Pro Custom Solar dba Momentum Solar | PSE&G | Accepted | 2020-08-25 | 2020-08-27 | 2021-10-30 | LG ELECTRONICS | LG 350N1C-V5 | Solar Panels |  | 0.35 | 6 | 161 | 14 |  | Fixed | Roof
NJSTRE1545502248 |  | Transition Incentive Program | Jackson | 8527 | 18 | 5.95 | Residential | Yes | Behind the Meter | Net-metered residential rooftop and canopy |  | None | Pro Custom Solar dba Momentum Solar | JCP&L | Accepted | 2020-08-25 | 2020-08-27 | 2021-10-30 | Enphase | IQ7Plus-72-2-US | Inverters | 290 |  | 17 |  |  | 0.97 |  | Outdoor | Roof
NJSTRE1545502248 |  | Transition Incentive Program | Jackson | 8527 | 18 | 5.95 | Residential | Yes | Behind the Meter | Net-metered residential rooftop and canopy |  | None | Pro Custom Solar dba Momentum Solar | JCP&L | Accepted | 2020-08-25 | 2020-08-27 | 2021-10-30 | LG ELECTRONICS | LG 350N1C-V5 | Solar Panels |  | 0.35 | 11 | 189 | 32 |  | Fixed | Roof
NJSTRE1545502248 |  | Transition Incentive Program | Jackson | 8527 | 18 | 5.95 | Residential | Yes | Behind the Meter | Net-metered residential rooftop and canopy |  | None | Pro Custom Solar dba Momentum Solar | JCP&L | Accepted | 2020-08-25 | 2020-08-27 | 2021-10-30 | LG ELECTRONICS | LG 350N1C-V5 | Solar Panels |  | 0.35 | 3 | 9 | 33 |  | Fixed | Roof
NJSTRE1545502248 |  | Transition Incentive Program | Jackson | 8527 | 18 | 5.95 | Residential | Yes | Behind the Meter | Net-metered residential rooftop and canopy |  | None | Pro Custom Solar dba Momentum Solar | JCP&L | Accepted | 2020-08-25 | 2020-08-27 | 2021-10-30 | LG ELECTRONICS | LG 350N1C-V5 | Solar Panels |  | 0.35 | 3 | 99 | 32 |  | Fixed | Roof
NJSTRE1545502252 |  | Transition Incentive Program | BELLEVILLE | 7109 | 9 | 3.9 | Residential | Yes | Behind the Meter | Net-metered residential rooftop and canopy |  | None | Vivint Solar Developer, LLC | PSE&G | Accepted | 2020-09-23 | 2020-09-23 | 2021-10-30 | SOLAREDGE | SE3800H-US | Inverters | 3800 |  | 1 |  |  | 0.992 |  | Outdoor | Near the Utility Meter
NJSTRE1545502252 |  | Transition Incentive Program | BELLEVILLE | 7109 | 9 | 3.9 | Residential | Yes | Behind the Meter | Net-metered residential rooftop and canopy |  | None | Vivint Solar Developer, LLC | PSE&G | Accepted | 2020-09-23 | 2020-09-23 | 2021-10-30 | JINKO SOLAR | JKM325M-60HBL | Solar Panels |  | 0.325 | 6 | 195 | 30 |  | Fixed | Roof
NJSTRE1545502252 |  | Transition Incentive Program | BELLEVILLE | 7109 | 9 | 3.9 | Residential | Yes | Behind the Meter | Net-metered residential rooftop and canopy |  | None | Vivint Solar Developer, LLC | PSE&G | Accepted | 2020-09-23 | 2020-09-23 | 2021-10-30 | JINKO SOLAR | JKM325M-60HBL | Solar Panels |  | 0.325 | 6 | 285 | 24 |  | Fixed | Roof
NJSTRE1545502253 |  | Transition Incentive Program | Robbinsville | 8691 | 12 | 6.8 | Residential | No | Behind the Meter | Net-metered residential rooftop and canopy |  | None | Tesla Energy Operations Inc. | JCP&L | Accepted | 2020-08-25 | 2020-08-27 | 2021-10-30 | SolarEdge Technologies | SE7600H-US [240V] | Inverters | 7600 |  | 1 |  |  | 0.99 |  | Outside | Outside
NJSTRE1545502253 |  | Transition Incentive Program | Robbinsville | 8691 | 12 | 6.8 | Residential | No | Behind the Meter | Net-metered residential rooftop and canopy |  | None | Tesla Energy Operations Inc. | JCP&L | Accepted | 2020-08-25 | 2020-08-27 | 2021-10-30 | Hanwha Q-CELLS | Q.Peak DUO BLK-G6+ 340 | Solar Panels |  | 0.34 | 20 | 155 | 30 |  | Fixed | Roof
NJSTRE1545502258 |  | Transition Incentive Program | Warchung | 7069 | 5 | 17.39 | Residential | No | Behind the Meter | Net-metered residential rooftop and canopy |  | None | Ampericon | JCP&L | Accepted | 2020-08-25 | 2020-08-27 | 2021-10-30 | EnPhase | IQ7 | Inverters | 240 |  | 47 |  |  | 0.965 |  | Other | Roof
NJSTRE1545502258 |  | Transition Incentive Program | Warchung | 7069 | 5 | 17.39 | Residential | No | Behind the Meter | Net-metered residential rooftop and canopy |  | None | Ampericon | JCP&L | Accepted | 2020-08-25 | 2020-08-27 | 2021-10-30 | Solaria | PowerXT┬«-370R-PD | Solar Panels |  | 0.37 | 19 | 216 | 20 |  | Fixed | Roof
NJSTRE1545502258 |  | Transition Incentive Program | Warchung | 7069 | 5 | 17.39 | Residential | No | Behind the Meter | Net-metered residential rooftop and canopy |  | None | Ampericon | JCP&L | Accepted | 2020-08-25 | 2020-08-27 | 2021-10-30 | Solaria | PowerXT┬«-370R-PD | Solar Panels |  | 0.37 | 28 | 126 | 20 |  | Fixed | Roof
NJSTRE1545502266 |  | Transition Incentive Program | Mount Ephraim | 8059 | 14 | 11.22 | Residential | No | Behind the Meter | Net-metered residential rooftop and canopy |  | None | Vision Solar LLC | PSE&G | Accepted | 2020-08-25 | 2020-08-27 | 2021-10-30 | ENPHASE | IQ7-60-2-US | Inverters | 0.24 |  | 33 |  |  | 0.96 |  | Other | BEHIND EACH PANEL
NJSTRE1545502266 |  | Transition Incentive Program | Mount Ephraim | 8059 | 14 | 11.22 | Residential | No | Behind the Meter | Net-metered residential rooftop and canopy |  | None | Vision Solar LLC | PSE&G | Accepted | 2020-08-25 | 2020-08-27 | 2021-10-30 | HANWHA Q-CELLS | Q.PEAK DUO-G6 340 | Solar Panels |  | 0.34 | 33 | 110 | 20 |  | Fixed | Roof
NJSTRE1545502270 |  | Transition Incentive Program | Dorothy | 8317 | 19 | 9.28 | Residential | Yes | Behind the Meter | Net-metered residential rooftop and canopy |  | None | RCL Enterprises Inc. | AC Electric | Accepted | 2020-08-25 | 2020-08-27 | 2021-10-30 | Aclara | CL200 | Meters |  |  | 1 |  |  |  | Yes | Outdoor
NJSTRE1545502270 |  | Transition Incentive Program | Dorothy | 8317 | 19 | 9.28 | Residential | Yes | Behind the Meter | Net-metered residential rooftop and canopy |  | None | RCL Enterprises Inc. | AC Electric | Accepted | 2020-08-25 | 2020-08-27 | 2021-10-30 | Enphase | IQ7 | Inverters | 240 |  | 29 |  |  | 0.96 |  | Outdoor | under panels
NJSTRE1545502270 |  | Transition Incentive Program | Dorothy | 8317 | 19 | 9.28 | Residential | Yes | Behind the Meter | Net-metered residential rooftop and canopy |  | None | RCL Enterprises Inc. | AC Electric | Accepted | 2020-08-25 | 2020-08-27 | 2021-10-30 | Trina Solar | TSM-320DD06M | Solar Panels |  | 0.32 | 29 | 212 | 22 |  | Fixed | Roof
NJSTRE1545502288 |  | Transition Incentive Program | Egg Harbor Township | 8234 | 19 | 6.65 | Residential | Yes | Behind the Meter | Net-metered residential rooftop and canopy |  | None | Pro Custom Solar dba Momentum Solar | AC Electric | Accepted | 2020-08-25 | 2020-08-27 | 2021-10-30 | Enphase | IQ7Plus-72-2-US | Inverters | 290 |  | 19 |  |  | 0.97 |  | Outdoor | Roof
NJSTRE1545502288 |  | Transition Incentive Program | Egg Harbor Township | 8234 | 19 | 6.65 | Residential | Yes | Behind the Meter | Net-metered residential rooftop and canopy |  | None | Pro Custom Solar dba Momentum Solar | AC Electric | Accepted | 2020-08-25 | 2020-08-27 | 2021-10-30 | LG ELECTRONICS | LG 350N1C-V5 | Solar Panels |  | 0.35 | 19 | 202 | 18 |  | Fixed | Roof
NJSTRE1545502306 |  | Transition Incentive Program | Somerset | 8873 | 5 | 12.25 | Residential | Yes | Behind the Meter | Net-metered residential rooftop and canopy |  | None | Pro Custom Solar dba Momentum Solar | PSE&G | Accepted | 2020-08-25 | 2020-08-27 | 2021-10-30 | Enphase | IQ7Plus-72-2-US | Inverters | 290 |  | 35 |  |  | 0.97 |  | Outdoor | Roof
NJSTRE1545502306 |  | Transition Incentive Program | Somerset | 8873 | 5 | 12.25 | Residential | Yes | Behind the Meter | Net-metered residential rooftop and canopy |  | None | Pro Custom Solar dba Momentum Solar | PSE&G | Accepted | 2020-08-25 | 2020-08-27 | 2021-10-30 | LG ELECTRONICS | LG 350N1C-V5 | Solar Panels |  | 0.35 | 12 | 291 | 28 |  | Fixed | Roof
NJSTRE1545502306 |  | Transition Incentive Program | Somerset | 8873 | 5 | 12.25 | Residential | Yes | Behind the Meter | Net-metered residential rooftop and canopy |  | None | Pro Custom Solar dba Momentum Solar | PSE&G | Accepted | 2020-08-25 | 2020-08-27 | 2021-10-30 | LG ELECTRONICS | LG 350N1C-V5 | Solar Panels |  | 0.35 | 2 | 201 | 28 |  | Fixed | Roof
NJSTRE1545502306 |  | Transition Incentive Program | Somerset | 8873 | 5 | 12.25 | Residential | Yes | Behind the Meter | Net-metered residential rooftop and canopy |  | None | Pro Custom Solar dba Momentum Solar | PSE&G | Accepted | 2020-08-25 | 2020-08-27 | 2021-10-30 | LG ELECTRONICS | LG 350N1C-V5 | Solar Panels |  | 0.35 | 12 | 200 | 28 |  | Fixed | Roof
NJSTRE1545502306 |  | Transition Incentive Program | Somerset | 8873 | 5 | 12.25 | Residential | Yes | Behind the Meter | Net-metered residential rooftop and canopy |  | None | Pro Custom Solar dba Momentum Solar | PSE&G | Accepted | 2020-08-25 | 2020-08-27 | 2021-10-30 | LG ELECTRONICS | LG 350N1C-V5 | Solar Panels |  | 0.35 | 9 | 201 | 28 |  | Fixed | Roof
NJSTRE1545502320 |  | Transition Incentive Program | Leonia | 7605 | 7 | 6.03 | Residential | No | Behind the Meter | Net-metered residential rooftop and canopy |  | None | Public Service Solar | PSE&G | Accepted | 2020-08-25 | 2020-08-31 | 2021-10-30 | Enphase | 800-00555-r03 | Meters |  |  | 1 |  |  |  | Yes | Outdoor
NJSTRE1545502320 |  | Transition Incentive Program | Leonia | 7605 | 7 | 6.03 | Residential | No | Behind the Meter | Net-metered residential rooftop and canopy |  | None | Public Service Solar | PSE&G | Accepted | 2020-08-25 | 2020-08-31 | 2021-10-30 | Enphase | IQ7+ | Inverters | 0.29 |  | 18 |  |  | 0.96 |  | Outside | Under panels
NJSTRE1545502320 |  | Transition Incentive Program | Leonia | 7605 | 7 | 6.03 | Residential | No | Behind the Meter | Net-metered residential rooftop and canopy |  | None | Public Service Solar | PSE&G | Accepted | 2020-08-25 | 2020-08-31 | 2021-10-30 | LG | N1K-V5 | Solar Panels |  | 0.335 | 4 | 294 | 26 |  | Fixed | Roof
NJSTRE1545502320 |  | Transition Incentive Program | Leonia | 7605 | 7 | 6.03 | Residential | No | Behind the Meter | Net-metered residential rooftop and canopy |  | None | Public Service Solar | PSE&G | Accepted | 2020-08-25 | 2020-08-31 | 2021-10-30 | LG | N1K-V5 | Solar Panels |  | 0.335 | 4 | 204 | 26 |  | Fixed | Roof
NJSTRE1545502320 |  | Transition Incentive Program | Leonia | 7605 | 7 | 6.03 | Residential | No | Behind the Meter | Net-metered residential rooftop and canopy |  | None | Public Service Solar | PSE&G | Accepted | 2020-08-25 | 2020-08-31 | 2021-10-30 | LG | N1K-V5 | Solar Panels |  | 0.335 | 10 | 114 | 26 |  | Fixed | Roof
NJSTRE1545502331 |  | Transition Incentive Program | Livingston | 7039 | 9 | 17.76 | Residential | No | Behind the Meter | Net-metered residential rooftop and canopy |  | None | green Power Energy | PSE&G | Accepted | 2020-08-25 | 2020-08-27 | 2021-10-30 | Solar Edge | SE11400H-US | Inverters | 11400 |  | 1 |  |  | 0.97 |  | Outside | next to meter
NJSTRE1545502331 |  | Transition Incentive Program | Livingston | 7039 | 9 | 17.76 | Residential | No | Behind the Meter | Net-metered residential rooftop and canopy |  | None | green Power Energy | PSE&G | Accepted | 2020-08-25 | 2020-08-27 | 2021-10-30 | Solaria Power | XT-370R-PD | Solar Panels |  | 0.37 | 14 | 175 | 32 |  | Fixed | Roof
NJSTRE1545502331 |  | Transition Incentive Program | Livingston | 7039 | 9 | 17.76 | Residential | No | Behind the Meter | Net-metered residential rooftop and canopy |  | None | green Power Energy | PSE&G | Accepted | 2020-08-25 | 2020-08-27 | 2021-10-30 | Solaria Power | XT-370R-PD | Solar Panels |  | 0.37 | 24 | 85 | 18 |  | Fixed | Roof
NJSTRE1545502331 |  | Transition Incentive Program | Livingston | 7039 | 9 | 17.76 | Residential | No | Behind the Meter | Net-metered residential rooftop and canopy |  | None | green Power Energy | PSE&G | Accepted | 2020-08-25 | 2020-08-27 | 2021-10-30 | Solaria Power | XT-370R-PD | Solar Panels |  | 0.37 | 10 | 85 | 38 |  | Fixed | Roof
NJSTRE1545502490 |  | Transition Incentive Program | Little Falls TWP | 7424 | 6 | 8.16 | Residential | Yes | Behind the Meter | Net-metered residential rooftop and canopy |  | None | Tesla Energy Operations Inc. | PSE&G | Accepted | 2020-08-25 | 2020-09-01 | 2021-10-30 | SolarEdge Technologies | SE7600H-US [240V] | Inverters | 7600 |  | 1 |  |  | 0.99 |  | Outside | Outside
NJSTRE1545502490 |  | Transition Incentive Program | Little Falls TWP | 7424 | 6 | 8.16 | Residential | Yes | Behind the Meter | Net-metered residential rooftop and canopy |  | None | Tesla Energy Operations Inc. | PSE&G | Accepted | 2020-08-25 | 2020-09-01 | 2021-10-30 | Hanwha Q-CELLS | Q.Peak DUO BLK-G6+ 340 | Solar Panels |  | 0.34 | 9 | 96 | 18 |  | Fixed | Roof
NJSTRE1545502490 |  | Transition Incentive Program | Little Falls TWP | 7424 | 6 | 8.16 | Residential | Yes | Behind the Meter | Net-metered residential rooftop and canopy |  | None | Tesla Energy Operations Inc. | PSE&G | Accepted | 2020-08-25 | 2020-09-01 | 2021-10-30 | Hanwha Q-CELLS | Q.Peak DUO BLK-G6+ 340 | Solar Panels |  | 0.34 | 3 | 276 | 18 |  | Fixed | Roof
NJSTRE1545502490 |  | Transition Incentive Program | Little Falls TWP | 7424 | 6 | 8.16 | Residential | Yes | Behind the Meter | Net-metered residential rooftop and canopy |  | None | Tesla Energy Operations Inc. | PSE&G | Accepted | 2020-08-25 | 2020-09-01 | 2021-10-30 | Hanwha Q-CELLS | Q.Peak DUO BLK-G6+ 340 | Solar Panels |  | 0.34 | 12 | 276 | 18 |  | Fixed | Roof
NJSTRE1545502546 |  | Transition Incentive Program | Hamilton TWP MER | 8690 | 12 | 10.2 | Residential | Yes | Behind the Meter | Net-metered residential rooftop and canopy |  | None | Tesla Energy Operations Inc. | PSE&G | Accepted | 2020-08-25 | 2020-08-31 | 2021-10-30 | SolarEdge Technologies | SE10000H-US [240V] | Inverters | 10000 |  | 1 |  |  | 0.99 |  | Outside | Outside
NJSTRE1545502546 |  | Transition Incentive Program | Hamilton TWP MER | 8690 | 12 | 10.2 | Residential | Yes | Behind the Meter | Net-metered residential rooftop and canopy |  | None | Tesla Energy Operations Inc. | PSE&G | Accepted | 2020-08-25 | 2020-08-31 | 2021-10-30 | Hanwha Q-CELLS | Q.Peak DUO BLK-G6+ 340 | Solar Panels |  | 0.34 | 9 | 261 | 23 |  | Fixed | Roof
NJSTRE1545502546 |  | Transition Incentive Program | Hamilton TWP MER | 8690 | 12 | 10.2 | Residential | Yes | Behind the Meter | Net-metered residential rooftop and canopy |  | None | Tesla Energy Operations Inc. | PSE&G | Accepted | 2020-08-25 | 2020-08-31 | 2021-10-30 | Hanwha Q-CELLS | Q.Peak DUO BLK-G6+ 340 | Solar Panels |  | 0.34 | 4 | 171 | 25 |  | Fixed | Roof
NJSTRE1545502546 |  | Transition Incentive Program | Hamilton TWP MER | 8690 | 12 | 10.2 | Residential | Yes | Behind the Meter | Net-metered residential rooftop and canopy |  | None | Tesla Energy Operations Inc. | PSE&G | Accepted | 2020-08-25 | 2020-08-31 | 2021-10-30 | Hanwha Q-CELLS | Q.Peak DUO BLK-G6+ 340 | Solar Panels |  | 0.34 | 7 | 81 | 24 |  | Fixed | Roof
NJSTRE1545502546 |  | Transition Incentive Program | Hamilton TWP MER | 8690 | 12 | 10.2 | Residential | Yes | Behind the Meter | Net-metered residential rooftop and canopy |  | None | Tesla Energy Operations Inc. | PSE&G | Accepted | 2020-08-25 | 2020-08-31 | 2021-10-30 | Hanwha Q-CELLS | Q.Peak DUO BLK-G6+ 340 | Solar Panels |  | 0.34 | 10 | 170 | 28 |  | Fixed | Roof
NJSTRE1545502566 |  | Transition Incentive Program | Paterson | 7522 | 6 | 6.46 | Residential | Yes | Behind the Meter | Net-metered residential rooftop and canopy |  | None | Castle Energy, LLC | PSE&G | Accepted | 2020-08-25 | 2020-08-27 | 2021-10-30 | Enphase Energy | IQ7-60-2-US | Inverters | 240 |  | 18 |  |  | 0.967 |  | Outdoor | on the rooftop under each solar panel
NJSTRE1545502566 |  | Transition Incentive Program | Paterson | 7522 | 6 | 6.46 | Residential | Yes | Behind the Meter | Net-metered residential rooftop and canopy |  | None | Castle Energy, LLC | PSE&G | Accepted | 2020-08-25 | 2020-08-27 | 2021-10-30 | Hanwha Q-Cells | Q.Peak DUO BLK-G6 340 | Solar Panels |  | 0.34 | 16 | 224 | 30 |  | Fixed | Roof
NJSTRE1545502566 |  | Transition Incentive Program | Paterson | 7522 | 6 | 6.46 | Residential | Yes | Behind the Meter | Net-metered residential rooftop and canopy |  | None | Castle Energy, LLC | PSE&G | Accepted | 2020-08-25 | 2020-08-27 | 2021-10-30 | Hanwha Q-Cells | Q.Peak DUO BLK-G6 340 | Solar Panels |  | 0.34 | 3 | 44 | 30 |  | Fixed | Roof
NJSTRE1545502584 |  | Transition Incentive Program | Woodbury | 8096 | 15 | 4.08 | Residential | Yes | Behind the Meter | Net-metered residential rooftop and canopy |  | None | Tesla Energy Operations Inc. | PSE&G | Accepted | 2020-08-25 | 2020-08-27 | 2021-10-30 | SolarEdge Technologies | SE3800H-US [240V] | Inverters | 3800 |  | 1 |  |  | 0.99 |  | Outdoor | Outdoor
NJSTRE1545502584 |  | Transition Incentive Program | Woodbury | 8096 | 15 | 4.08 | Residential | Yes | Behind the Meter | Net-metered residential rooftop and canopy |  | None | Tesla Energy Operations Inc. | PSE&G | Accepted | 2020-08-25 | 2020-08-27 | 2021-10-30 | Hanwha Q-CELLS | Q.Peak DUO BLK-G6+ 340 | Solar Panels |  | 0.34 | 12 | 194 | 32 |  | Fixed | Roof
NJSTRE1545502638 |  | Transition Incentive Program | Toms River | 8757 | 18 | 17 | Residential | Yes | Behind the Meter | Net-metered residential rooftop and canopy |  | None | Seabright Solar | JCP&L | Accepted | 2020-08-25 | 2020-08-28 | 2021-10-30 | Enphase | IQ7XS-96-ACM-US | Inverters | 0.32 |  | 52 |  |  | 0.99 |  | Outside | Roof
NJSTRE1545502638 |  | Transition Incentive Program | Toms River | 8757 | 18 | 17 | Residential | Yes | Behind the Meter | Net-metered residential rooftop and canopy |  | None | Seabright Solar | JCP&L | Accepted | 2020-08-25 | 2020-08-28 | 2021-10-30 | Sunpower | SPR-E20-327 | Solar Panels |  | 0.327 | 8 | 128 | 27 |  | Fixed | Roof
NJSTRE1545502638 |  | Transition Incentive Program | Toms River | 8757 | 18 | 17 | Residential | Yes | Behind the Meter | Net-metered residential rooftop and canopy |  | None | Seabright Solar | JCP&L | Accepted | 2020-08-25 | 2020-08-28 | 2021-10-30 | Sunpower | SPR-E20-327 | Solar Panels |  | 0.327 | 12 | 218 | 35 |  | Fixed | Roof
NJSTRE1545502638 |  | Transition Incentive Program | Toms River | 8757 | 18 | 17 | Residential | Yes | Behind the Meter | Net-metered residential rooftop and canopy |  | None | Seabright Solar | JCP&L | Accepted | 2020-08-25 | 2020-08-28 | 2021-10-30 | Sunpower | SPR-E20-327 | Solar Panels |  | 0.327 | 8 | 308 | 27 |  | Fixed | Roof
NJSTRE1545502638 |  | Transition Incentive Program | Toms River | 8757 | 18 | 17 | Residential | Yes | Behind the Meter | Net-metered residential rooftop and canopy |  | None | Seabright Solar | JCP&L | Accepted | 2020-08-25 | 2020-08-28 | 2021-10-30 | Sunpower | SPR-E20-327 | Solar Panels |  | 0.327 | 24 | 38 | 35 |  | Fixed | Roof
NJSTRE1545502675 |  | Transition Incentive Program | Ventnor City | 8406 | 19 | 8.68 | Residential | Yes | Behind the Meter | Net-metered residential rooftop and canopy |  | None | Bright Planet Solar | AC Electric | Accepted | 2020-08-25 | 2020-08-27 | 2021-10-30 | SOLAR EDGE | SE7600H-USRGM | Inverters | 7600 |  | 1 |  |  | 0.98 |  | Outdoor | OUTSIDE
NJSTRE1545502675 |  | Transition Incentive Program | Ventnor City | 8406 | 19 | 8.68 | Residential | Yes | Behind the Meter | Net-metered residential rooftop and canopy |  | None | Bright Planet Solar | AC Electric | Accepted | 2020-08-25 | 2020-08-27 | 2021-10-30 | LONGI | LR6-60HPB-310M | Solar Panels |  | 0.31 | 3 | 238 | 18 |  | Fixed | Roof
NJSTRE1545502675 |  | Transition Incentive Program | Ventnor City | 8406 | 19 | 8.68 | Residential | Yes | Behind the Meter | Net-metered residential rooftop and canopy |  | None | Bright Planet Solar | AC Electric | Accepted | 2020-08-25 | 2020-08-27 | 2021-10-30 | LONGI | LR6-60HPB-310M | Solar Panels |  | 0.31 | 8 | 147 | 36 |  | Fixed | Roof
NJSTRE1545502675 |  | Transition Incentive Program | Ventnor City | 8406 | 19 | 8.68 | Residential | Yes | Behind the Meter | Net-metered residential rooftop and canopy |  | None | Bright Planet Solar | AC Electric | Accepted | 2020-08-25 | 2020-08-27 | 2021-10-30 | LONGI | LR6-60HPB-310M | Solar Panels |  | 0.31 | 17 | 326 | 36 |  | Fixed | Roof
NJSTRE1545502688 |  | Transition Incentive Program | Washington Township | 8080 | 15 | 5.23 | Residential | Yes | Behind the Meter | Net-metered residential rooftop and canopy |  | None | Ad Energy | AC Electric | Accepted | 2020-08-25 | 2020-08-27 | 2021-10-30 | Enphase Energy | IQ7XS-96-ACM-US | Inverters | 315 |  | 16 |  |  | 0.97 |  | Outdoor | at each panel
NJSTRE1545502688 |  | Transition Incentive Program | Washington Township | 8080 | 15 | 5.23 | Residential | Yes | Behind the Meter | Net-metered residential rooftop and canopy |  | None | Ad Energy | AC Electric | Accepted | 2020-08-25 | 2020-08-27 | 2021-10-30 | Sunpower | SPR-E20-327-E-AC | Solar Panels |  | 0.327 | 16 | 179 | 25 |  | Fixed | Roof
NJSTRE1545503301 |  | Transition Incentive Program | Morris Plains | 7950 | 3 | 12.24 | Residential | Yes | Behind the Meter | Net-metered residential rooftop and canopy |  | None | Tesla Energy Operations Inc. | JCP&L | Accepted | 2020-08-25 | 2020-08-28 | 2021-10-30 | SolarEdge Technologies | SE10000H-US [240V] | Inverters | 10000 |  | 1 |  |  | 0.99 |  | Outdoor | Outdoor
NJSTRE1545503301 |  | Transition Incentive Program | Morris Plains | 7950 | 3 | 12.24 | Residential | Yes | Behind the Meter | Net-metered residential rooftop and canopy |  | None | Tesla Energy Operations Inc. | JCP&L | Accepted | 2020-08-25 | 2020-08-28 | 2021-10-30 | Hanwha Q-CELLS | Q.Peak DUO BLK-G6+ 340 | Solar Panels |  | 0.34 | 14 | 277 | 23 |  | Fixed | Roof
NJSTRE1545503301 |  | Transition Incentive Program | Morris Plains | 7950 | 3 | 12.24 | Residential | Yes | Behind the Meter | Net-metered residential rooftop and canopy |  | None | Tesla Energy Operations Inc. | JCP&L | Accepted | 2020-08-25 | 2020-08-28 | 2021-10-30 | Hanwha Q-CELLS | Q.Peak DUO BLK-G6+ 340 | Solar Panels |  | 0.34 | 8 | 187 | 23 |  | Fixed | Roof
NJSTRE1545503301 |  | Transition Incentive Program | Morris Plains | 7950 | 3 | 12.24 | Residential | Yes | Behind the Meter | Net-metered residential rooftop and canopy |  | None | Tesla Energy Operations Inc. | JCP&L | Accepted | 2020-08-25 | 2020-08-28 | 2021-10-30 | Hanwha Q-CELLS | Q.Peak DUO BLK-G6+ 340 | Solar Panels |  | 0.34 | 8 | 97 | 23 |  | Fixed | Roof
NJSTRE1545503301 |  | Transition Incentive Program | Morris Plains | 7950 | 3 | 12.24 | Residential | Yes | Behind the Meter | Net-metered residential rooftop and canopy |  | None | Tesla Energy Operations Inc. | JCP&L | Accepted | 2020-08-25 | 2020-08-28 | 2021-10-30 | Hanwha Q-CELLS | Q.Peak DUO BLK-G6+ 340 | Solar Panels |  | 0.34 | 6 | 97 | 23 |  | Fixed | Roof
NJSTRE1545503327 |  | Transition Incentive Program | Emerson Boro | 7630 | 7 | 14.88 | Residential | Yes | Behind the Meter | Net-metered residential rooftop and canopy |  | None | Bright Planet Solar | PSE&G | Accepted | 2020-08-26 | 2020-08-27 | 2021-10-30 | SOLAR EDGE | SE6000H-USRGM | Inverters | 6000 |  | 1 |  |  | 0.98 |  | Outdoor | OUTSIDE
NJSTRE1545503327 |  | Transition Incentive Program | Emerson Boro | 7630 | 7 | 14.88 | Residential | Yes | Behind the Meter | Net-metered residential rooftop and canopy |  | None | Bright Planet Solar | PSE&G | Accepted | 2020-08-26 | 2020-08-27 | 2021-10-30 | SOLAR EDGE | SE6000H-USRGM | Inverters | 6000 |  | 1 |  |  | 0.98 |  | Outdoor | OUTSIDE
NJSTRE1545503327 |  | Transition Incentive Program | Emerson Boro | 7630 | 7 | 14.88 | Residential | Yes | Behind the Meter | Net-metered residential rooftop and canopy |  | None | Bright Planet Solar | PSE&G | Accepted | 2020-08-26 | 2020-08-27 | 2021-10-30 | LONGI | LR6-60HPB-310M | Solar Panels |  | 0.31 | 16 | 2 | 18 |  | Fixed | Roof
NJSTRE1545503327 |  | Transition Incentive Program | Emerson Boro | 7630 | 7 | 14.88 | Residential | Yes | Behind the Meter | Net-metered residential rooftop and canopy |  | None | Bright Planet Solar | PSE&G | Accepted | 2020-08-26 | 2020-08-27 | 2021-10-30 | LONGI | LR6-60HPB-310M | Solar Panels |  | 0.31 | 16 | 182 | 18 |  | Fixed | Roof
NJSTRE1545503327 |  | Transition Incentive Program | Emerson Boro | 7630 | 7 | 14.88 | Residential | Yes | Behind the Meter | Net-metered residential rooftop and canopy |  | None | Bright Planet Solar | PSE&G | Accepted | 2020-08-26 | 2020-08-27 | 2021-10-30 | LONGI | LR6-60HPB-310M | Solar Panels |  | 0.31 | 3 | 272 | 18 |  | Fixed | Roof
NJSTRE1545503327 |  | Transition Incentive Program | Emerson Boro | 7630 | 7 | 14.88 | Residential | Yes | Behind the Meter | Net-metered residential rooftop and canopy |  | None | Bright Planet Solar | PSE&G | Accepted | 2020-08-26 | 2020-08-27 | 2021-10-30 | LONGI | LR6-60HPB-310M | Solar Panels |  | 0.31 | 4 | 182 | 18 |  | Fixed | Roof
NJSTRE1545503327 |  | Transition Incentive Program | Emerson Boro | 7630 | 7 | 14.88 | Residential | Yes | Behind the Meter | Net-metered residential rooftop and canopy |  | None | Bright Planet Solar | PSE&G | Accepted | 2020-08-26 | 2020-08-27 | 2021-10-30 | LONGI | LR6-60HPB-310M | Solar Panels |  | 0.31 | 9 | 2 | 9 |  | Fixed | Roof
NJSTRE1545506234 |  | Transition Incentive Program | MILLVILLE | 8332 | 20 | 5.99 | Residential | No | Behind the Meter | Net-metered residential rooftop and canopy |  | None | Suntuity Solar LLC | AC Electric | Accepted | 2020-08-26 | 2020-08-28 | 2021-10-30 | Enphase Energy | IQ7-60-2-US | Inverters | 240 |  | 19 |  |  | 0.97 |  | Outdoor | Behind the PV Modules
NJSTRE1545506234 |  | Transition Incentive Program | MILLVILLE | 8332 | 20 | 5.99 | Residential | No | Behind the Meter | Net-metered residential rooftop and canopy |  | None | Suntuity Solar LLC | AC Electric | Accepted | 2020-08-26 | 2020-08-28 | 2021-10-30 | Longi | LR6-60HPB-315M | Solar Panels |  | 0.315 | 19 | 138 | 26 |  | Fixed | Roof
NJSTRE1545506235 |  | Transition Incentive Program | Vineland | 8360 | 20 | 7.25 | Residential | No | Behind the Meter | Net-metered residential rooftop and canopy |  | None | Suntuity Solar LLC | Vineland Muni Electric | Accepted | 2020-08-26 | 2020-08-28 | 2021-10-30 | Enphase Energy | IQ7-60-2-US | Inverters | 240 |  | 23 |  |  | 0.97 |  | Outdoor | Behind the PV Modules
NJSTRE1545506235 |  | Transition Incentive Program | Vineland | 8360 | 20 | 7.25 | Residential | No | Behind the Meter | Net-metered residential rooftop and canopy |  | None | Suntuity Solar LLC | Vineland Muni Electric | Accepted | 2020-08-26 | 2020-08-28 | 2021-10-30 | Longi | LR6-60HPB-315M | Solar Panels |  | 0.315 | 23 | 273 | 22 |  | Fixed | Roof
NJSTRE1545506237 |  | Transition Incentive Program | Hamilton Township | 8610 | 12 | 5.36 | Residential | Yes | Behind the Meter | Net-metered residential rooftop and canopy |  | None | Suntuity Solar LLC | PSE&G | Accepted | 2020-08-26 | 2020-08-28 | 2021-10-30 | Enphase Energy | IQ7-60-2-US | Inverters | 240 |  | 17 |  |  | 0.97 |  | Outdoor | Behind the PV Modules
NJSTRE1545506237 |  | Transition Incentive Program | Hamilton Township | 8610 | 12 | 5.36 | Residential | Yes | Behind the Meter | Net-metered residential rooftop and canopy |  | None | Suntuity Solar LLC | PSE&G | Accepted | 2020-08-26 | 2020-08-28 | 2021-10-30 | Longi | LR6-60HPB-315M | Solar Panels |  | 0.315 | 5 | 119 | 30 |  | Fixed | Roof
NJSTRE1545506237 |  | Transition Incentive Program | Hamilton Township | 8610 | 12 | 5.36 | Residential | Yes | Behind the Meter | Net-metered residential rooftop and canopy |  | None | Suntuity Solar LLC | PSE&G | Accepted | 2020-08-26 | 2020-08-28 | 2021-10-30 | Longi | LR6-60HPB-315M | Solar Panels |  | 0.315 | 12 | 299 | 30 |  | Fixed | Roof
NJSTRE1545506238 |  | Transition Incentive Program | SICKLERVILLE | 8081 | 14 | 5.99 | Residential | Yes | Behind the Meter | Net-metered residential rooftop and canopy |  | None | Suntuity Solar LLC | AC Electric | Accepted | 2020-08-26 | 2020-08-28 | 2021-10-30 | Enphase Energy | IQ7-60-2-US | Inverters | 240 |  | 19 |  |  | 0.97 |  | Outdoor | Behind the PV Modules
NJSTRE1545506238 |  | Transition Incentive Program | SICKLERVILLE | 8081 | 14 | 5.99 | Residential | Yes | Behind the Meter | Net-metered residential rooftop and canopy |  | None | Suntuity Solar LLC | AC Electric | Accepted | 2020-08-26 | 2020-08-28 | 2021-10-30 | Longi | LR6-60HPB-315M | Solar Panels |  | 0.315 | 10 | 144 | 32 |  | Fixed | Roof
NJSTRE1545506238 |  | Transition Incentive Program | SICKLERVILLE | 8081 | 14 | 5.99 | Residential | Yes | Behind the Meter | Net-metered residential rooftop and canopy |  | None | Suntuity Solar LLC | AC Electric | Accepted | 2020-08-26 | 2020-08-28 | 2021-10-30 | Longi | LR6-60HPB-315M | Solar Panels |  | 0.315 | 9 | 324 | 32 |  | Fixed | Roof
NJSTRE1545506251 |  | Transition Incentive Program | Vineland | 8360 | 20 | 6.72 | Residential | No | Behind the Meter | Net-metered residential rooftop and canopy |  | None | RCL Enterprises Inc. | AC Electric | Accepted | 2020-08-26 | 2020-09-01 | 2021-10-30 | Enphase | IQ7 | Inverters | 240 |  | 21 |  |  | 0.96 |  | Outdoor | under panels
NJSTRE1545506251 |  | Transition Incentive Program | Vineland | 8360 | 20 | 6.72 | Residential | No | Behind the Meter | Net-metered residential rooftop and canopy |  | None | RCL Enterprises Inc. | AC Electric | Accepted | 2020-08-26 | 2020-09-01 | 2021-10-30 | Canadian Solar | CS1H-320MS | Solar Panels |  | 0.32 | 5 | 274 | 18 |  | Fixed | Roof
NJSTRE1545506251 |  | Transition Incentive Program | Vineland | 8360 | 20 | 6.72 | Residential | No | Behind the Meter | Net-metered residential rooftop and canopy |  | None | RCL Enterprises Inc. | AC Electric | Accepted | 2020-08-26 | 2020-09-01 | 2021-10-30 | Canadian Solar | CS1H-320MS | Solar Panels |  | 0.32 | 16 | 94 | 18 |  | Fixed | Roof
NJSTRE1545506263 |  | Transition Incentive Program | East Brunswick Township | 8816 | 11 | 9.9 | Residential | No | Behind the Meter | Net-metered residential rooftop and canopy |  | None | Green Power energy | PSE&G | Accepted | 2020-08-26 | 2020-08-28 | 2021-10-30 | Enphase Energy | IQ7PLUS-72-2-US | Inverters | 290 |  | 30 |  |  | 0.975 |  | Outside | next to meter
NJSTRE1545506263 |  | Transition Incentive Program | East Brunswick Township | 8816 | 11 | 9.9 | Residential | No | Behind the Meter | Net-metered residential rooftop and canopy |  | None | Green Power energy | PSE&G | Accepted | 2020-08-26 | 2020-08-28 | 2021-10-30 | LG Electronics | LG330N1K-V5 | Solar Panels |  | 0.33 | 9 | 64 | 20 |  | Fixed | Roof
NJSTRE1545506263 |  | Transition Incentive Program | East Brunswick Township | 8816 | 11 | 9.9 | Residential | No | Behind the Meter | Net-metered residential rooftop and canopy |  | None | Green Power energy | PSE&G | Accepted | 2020-08-26 | 2020-08-28 | 2021-10-30 | LG Electronics | LG330N1K-V5 | Solar Panels |  | 0.33 | 21 | 66 | 20 |  | Fixed | Roof
NJSTRE1545506267 |  | Transition Incentive Program | Hackensack city | 7601 | 7 | 3.02 | Residential | Yes | Behind the Meter | Net-metered residential rooftop and canopy |  | None | Vision Solar LLC | PSE&G | Accepted | 2020-08-26 | 2020-08-28 | 2021-10-30 | ENPHASE | IQ7-60-2-US | Inverters | 0.24 |  | 9 |  |  | 0.96 |  | Other | BEHIND EACH PANEL
NJSTRE1545506267 |  | Transition Incentive Program | Hackensack city | 7601 | 7 | 3.02 | Residential | Yes | Behind the Meter | Net-metered residential rooftop and canopy |  | None | Vision Solar LLC | PSE&G | Accepted | 2020-08-26 | 2020-08-28 | 2021-10-30 | HANWHA Q-CELLS | Q.PEAK DUO-G6 335 | Solar Panels |  | 0.335 | 4 | 203 | 20 |  | Fixed | Roof
NJSTRE1545506267 |  | Transition Incentive Program | Hackensack city | 7601 | 7 | 3.02 | Residential | Yes | Behind the Meter | Net-metered residential rooftop and canopy |  | None | Vision Solar LLC | PSE&G | Accepted | 2020-08-26 | 2020-08-28 | 2021-10-30 | HANWHA Q-CELLS | Q.PEAK DUO-G6 335 | Solar Panels |  | 0.335 | 4 | 293 | 30 |  | Fixed | Roof
NJSTRE1545506267 |  | Transition Incentive Program | Hackensack city | 7601 | 7 | 3.02 | Residential | Yes | Behind the Meter | Net-metered residential rooftop and canopy |  | None | Vision Solar LLC | PSE&G | Accepted | 2020-08-26 | 2020-08-28 | 2021-10-30 | HANWHA Q-CELLS | Q.PEAK DUO-G6 335 | Solar Panels |  | 0.335 | 1 | 203 | 27 |  | Fixed | Roof
NJSTRE1545506274 |  | Transition Incentive Program | PENNSAUKEN | 8110 | 14 | 8.96 | Residential | Yes | Behind the Meter | Net-metered residential rooftop and canopy |  | None | Vivint Solar Developer, LLC | PSE&G | Accepted | 2020-08-27 | 2020-08-28 | 2021-10-30 | Solar Edge | SE7600H-US | Inverters | 7600 |  | 1 |  |  | 0.992 |  | Outdoor | Near the Utility Meter
NJSTRE1545506274 |  | Transition Incentive Program | PENNSAUKEN | 8110 | 14 | 8.96 | Residential | Yes | Behind the Meter | Net-metered residential rooftop and canopy |  | None | Vivint Solar Developer, LLC | PSE&G | Accepted | 2020-08-27 | 2020-08-28 | 2021-10-30 | Hanwha Solar | Q.PEAKDUOBLK-G5320w | Solar Panels |  | 0.32 | 28 | 223 | 0 |  | Fixed | Roof
NJSTRE1545506276 |  | Transition Incentive Program | Orange City | 7050 | 9 | 3.4 | Residential | Yes | Behind the Meter | Net-metered residential rooftop and canopy |  | None | Vision Solar LLC | PSE&G | Accepted | 2020-08-26 | 2020-08-28 | 2021-10-30 | ENPHASE | IQ7-60-2-US | Inverters | 0.24 |  | 10 |  |  | 0.96 |  | Other | BEHIND EACH PANEL
NJSTRE1545506276 |  | Transition Incentive Program | Orange City | 7050 | 9 | 3.4 | Residential | Yes | Behind the Meter | Net-metered residential rooftop and canopy |  | None | Vision Solar LLC | PSE&G | Accepted | 2020-08-26 | 2020-08-28 | 2021-10-30 | HANWHA Q-CELLS | Q.PEAK DUO-G6 340 | Solar Panels |  | 0.34 | 2 | 207 | 32 |  | Fixed | Roof
NJSTRE1545506276 |  | Transition Incentive Program | Orange City | 7050 | 9 | 3.4 | Residential | Yes | Behind the Meter | Net-metered residential rooftop and canopy |  | None | Vision Solar LLC | PSE&G | Accepted | 2020-08-26 | 2020-08-28 | 2021-10-30 | HANWHA Q-CELLS | Q.PEAK DUO-G6 340 | Solar Panels |  | 0.34 | 8 | 297 | 32 |  | Fixed | Roof
NJSTRE1545506289 |  | Transition Incentive Program | Garwood | 7027 | 10 | 5.2 | Residential | Yes | Behind the Meter | Net-metered residential rooftop and canopy |  | None | Vivint Solar Developer, LLC | PSE&G | Accepted | 2020-08-27 | 2020-08-28 | 2021-10-30 | SOLAREDGE | SE7600H-US | Inverters | 7600 |  | 1 |  |  | 0.992 |  | Outdoor | Near the Utility Meter
NJSTRE1545506289 |  | Transition Incentive Program | Garwood | 7027 | 10 | 5.2 | Residential | Yes | Behind the Meter | Net-metered residential rooftop and canopy |  | None | Vivint Solar Developer, LLC | PSE&G | Accepted | 2020-08-27 | 2020-08-28 | 2021-10-30 | JINKO SOLAR | JKM325M-60HBL | Solar Panels |  | 0.325 | 13 | 260 | 27 |  | Fixed | Roof
NJSTRE1545506289 |  | Transition Incentive Program | Garwood | 7027 | 10 | 5.2 | Residential | Yes | Behind the Meter | Net-metered residential rooftop and canopy |  | None | Vivint Solar Developer, LLC | PSE&G | Accepted | 2020-08-27 | 2020-08-28 | 2021-10-30 | JINKO SOLAR | JKM325M-60HBL | Solar Panels |  | 0.325 | 3 | 80 | 27 |  | Fixed | Roof
NJSTRE1545506293 |  | Transition Incentive Program | Brick | 8723 | 18 | 5.03 | Residential | Yes | Behind the Meter | Net-metered residential rooftop and canopy |  | None | Vision Solar LLC | JCP&L | Accepted | 2020-08-26 | 2020-08-28 | 2021-10-30 | ENPHASE | IQ7-60-2-US | Inverters | 0.24 |  | 15 |  |  | 0.96 |  | Other | BEHIND EACH PANEL
NJSTRE1545506293 |  | Transition Incentive Program | Brick | 8723 | 18 | 5.03 | Residential | Yes | Behind the Meter | Net-metered residential rooftop and canopy |  | None | Vision Solar LLC | JCP&L | Accepted | 2020-08-26 | 2020-08-28 | 2021-10-30 | HANWHA Q-CELLS | Q.PEAK DUO-G6+ 335 | Solar Panels |  | 0.335 | 1 | 318 | 33 |  | Fixed | Roof
NJSTRE1545506293 |  | Transition Incentive Program | Brick | 8723 | 18 | 5.03 | Residential | Yes | Behind the Meter | Net-metered residential rooftop and canopy |  | None | Vision Solar LLC | JCP&L | Accepted | 2020-08-26 | 2020-08-28 | 2021-10-30 | HANWHA Q-CELLS | Q.PEAK DUO-G6+ 335 | Solar Panels |  | 0.335 | 4 | 228 | 33 |  | Fixed | Roof
NJSTRE1545506293 |  | Transition Incentive Program | Brick | 8723 | 18 | 5.03 | Residential | Yes | Behind the Meter | Net-metered residential rooftop and canopy |  | None | Vision Solar LLC | JCP&L | Accepted | 2020-08-26 | 2020-08-28 | 2021-10-30 | HANWHA Q-CELLS | Q.PEAK DUO-G6+ 335 | Solar Panels |  | 0.335 | 1 | 138 | 33 |  | Fixed | Roof
NJSTRE1545506293 |  | Transition Incentive Program | Brick | 8723 | 18 | 5.03 | Residential | Yes | Behind the Meter | Net-metered residential rooftop and canopy |  | None | Vision Solar LLC | JCP&L | Accepted | 2020-08-26 | 2020-08-28 | 2021-10-30 | HANWHA Q-CELLS | Q.PEAK DUO-G6+ 335 | Solar Panels |  | 0.335 | 2 | 48 | 33 |  | Fixed | Roof
NJSTRE1545506293 |  | Transition Incentive Program | Brick | 8723 | 18 | 5.03 | Residential | Yes | Behind the Meter | Net-metered residential rooftop and canopy |  | None | Vision Solar LLC | JCP&L | Accepted | 2020-08-26 | 2020-08-28 | 2021-10-30 | HANWHA Q-CELLS | Q.PEAK DUO-G6+ 335 | Solar Panels |  | 0.335 | 7 | 228 | 31 |  | Fixed | Roof
NJSTRE1545506303 |  | Transition Incentive Program | Newark City | 7112 | 9 | 5.27 | Residential | Yes | Behind the Meter | Net-metered residential rooftop and canopy |  | None | Bright Planet Solar | PSE&G | Accepted | 2020-08-26 | 2020-08-28 | 2021-10-30 | SOLAR EDGE | SE5000H-USRGM | Inverters | 5000 |  | 1 |  |  | 0.98 |  | Outdoor | OUTSIDE
NJSTRE1545506303 |  | Transition Incentive Program | Newark City | 7112 | 9 | 5.27 | Residential | Yes | Behind the Meter | Net-metered residential rooftop and canopy |  | None | Bright Planet Solar | PSE&G | Accepted | 2020-08-26 | 2020-08-28 | 2021-10-30 | LONGI | LR6-60HPB-310M | Solar Panels |  | 0.31 | 15 | 215 | 26 |  | Fixed | Roof
NJSTRE1545506303 |  | Transition Incentive Program | Newark City | 7112 | 9 | 5.27 | Residential | Yes | Behind the Meter | Net-metered residential rooftop and canopy |  | None | Bright Planet Solar | PSE&G | Accepted | 2020-08-26 | 2020-08-28 | 2021-10-30 | LONGI | LR6-60HPB-310M | Solar Panels |  | 0.31 | 2 | 35 | 26 |  | Fixed | Roof
NJSTRE1545506310 |  | Transition Incentive Program | Moonachie | 7074 | 7 | 6.18 | Residential | Yes | Behind the Meter | Net-metered residential rooftop and canopy |  | None | Vivint Solar Developer, LLC | PSE&G | Accepted | 2020-08-27 | 2020-08-28 | 2021-10-30 | SOLAREDGE | SE7600H-US | Inverters | 7600 |  | 1 |  |  | 0.992 |  | Outdoor | Near the Utility Meter
NJSTRE1545506310 |  | Transition Incentive Program | Moonachie | 7074 | 7 | 6.18 | Residential | Yes | Behind the Meter | Net-metered residential rooftop and canopy |  | None | Vivint Solar Developer, LLC | PSE&G | Accepted | 2020-08-27 | 2020-08-28 | 2021-10-30 | JINKO SOLAR | JKM325M-60HBL | Solar Panels |  | 0.325 | 15 | 47 | 34 |  | Fixed | Roof
NJSTRE1545506310 |  | Transition Incentive Program | Moonachie | 7074 | 7 | 6.18 | Residential | Yes | Behind the Meter | Net-metered residential rooftop and canopy |  | None | Vivint Solar Developer, LLC | PSE&G | Accepted | 2020-08-27 | 2020-08-28 | 2021-10-30 | JINKO SOLAR | JKM325M-60HBL | Solar Panels |  | 0.325 | 4 | 227 | 12 |  | Fixed | Roof
NJSTRE1545506319 |  | Transition Incentive Program | North Bergen Twp | 7047 | 8 | 3.72 | Residential | Yes | Behind the Meter | Net-metered residential rooftop and canopy |  | None | Bright Planet Solar | PSE&G | Accepted | 2020-08-26 | 2020-08-28 | 2021-10-30 | SOLAR EDGE | SE3000H-USRGM | Inverters | 3000 |  | 1 |  |  | 0.98 |  | Outdoor | OUTSIDE
NJSTRE1545506319 |  | Transition Incentive Program | North Bergen Twp | 7047 | 8 | 3.72 | Residential | Yes | Behind the Meter | Net-metered residential rooftop and canopy |  | None | Bright Planet Solar | PSE&G | Accepted | 2020-08-26 | 2020-08-28 | 2021-10-30 | LONGI | LR6-60HPB-310M | Solar Panels |  | 0.31 | 12 | 121 | 9 |  | Fixed | Roof
NJSTRE1545506336 |  | Transition Incentive Program | Sussex | 7461 | 1 | 22.4 | Residential | Yes | Behind the Meter | Net-metered residential rooftop and canopy |  | None | Ecological Systems LLC | JCP&L | Accepted | 2020-08-26 | 2020-09-08 | 2021-10-30 | Solar Edge | SE10000H-US | Meters |  |  | 1 |  |  |  | Yes | Outdoor
NJSTRE1545506336 |  | Transition Incentive Program | Sussex | 7461 | 1 | 22.4 | Residential | Yes | Behind the Meter | Net-metered residential rooftop and canopy |  | None | Ecological Systems LLC | JCP&L | Accepted | 2020-08-26 | 2020-09-08 | 2021-10-30 | Solar Edge | SE10000H-US | Inverters | 10000 |  | 2 |  |  | 0.992 |  | Outside | at meter
NJSTRE1545506336 |  | Transition Incentive Program | Sussex | 7461 | 1 | 22.4 | Residential | Yes | Behind the Meter | Net-metered residential rooftop and canopy |  | None | Ecological Systems LLC | JCP&L | Accepted | 2020-08-26 | 2020-09-08 | 2021-10-30 | VSUN | VS320-60M-BB | Solar Panels |  | 0.32 | 70 | 180 | 25 |  | Fixed | Roof
NJSTRE1545506337 |  | Transition Incentive Program | Parsippany | 7054 | 3 | 5.2 | Residential | Yes | Behind the Meter | Net-metered residential rooftop and canopy |  | None | Vivint Solar Developer, LLC | JCP&L | Accepted | 2020-08-27 | 2020-08-28 | 2021-10-30 | SOLAREDGE | SE3800H-US | Inverters | 3800 |  | 1 |  |  | 0.992 |  | Outdoor | Near the Utility Meter
NJSTRE1545506337 |  | Transition Incentive Program | Parsippany | 7054 | 3 | 5.2 | Residential | Yes | Behind the Meter | Net-metered residential rooftop and canopy |  | None | Vivint Solar Developer, LLC | JCP&L | Accepted | 2020-08-27 | 2020-08-28 | 2021-10-30 | JINKO SOLAR | JKM325M-60HBL | Solar Panels |  | 0.325 | 16 | 189 | 20 |  | Fixed | Roof
NJSTRE1545506383 |  | Transition Incentive Program | Sewell | 8080 | 15 | 5.76 | Residential | Yes | Behind the Meter | Net-metered residential rooftop and canopy |  | None | EMT Renewables | AC Electric | Accepted | 2020-08-26 | 2020-08-28 | 2021-10-30 | Enphase | IQ7-60-2-US | Inverters | 240 |  | 18 |  |  | 0.97 |  | Outside | under panels
NJSTRE1545506383 |  | Transition Incentive Program | Sewell | 8080 | 15 | 5.76 | Residential | Yes | Behind the Meter | Net-metered residential rooftop and canopy |  | None | EMT Renewables | AC Electric | Accepted | 2020-08-26 | 2020-08-28 | 2021-10-30 | Trina | 320-BLK | Solar Panels |  | 0.32 | 3 | 309 | 20 |  | Fixed | Roof
NJSTRE1545506383 |  | Transition Incentive Program | Sewell | 8080 | 15 | 5.76 | Residential | Yes | Behind the Meter | Net-metered residential rooftop and canopy |  | None | EMT Renewables | AC Electric | Accepted | 2020-08-26 | 2020-08-28 | 2021-10-30 | Trina | 320-BLK | Solar Panels |  | 0.32 | 15 | 129 | 20 |  | Fixed | Roof
NJSTRE1545506384 |  | Transition Incentive Program | Palisades Park | 7650 | 7 | 6.03 | Residential | Yes | Behind the Meter | Net-metered residential rooftop and canopy |  | None | Trinity Solar | PSE&G | Accepted | 2020-08-26 | 2020-08-28 | 2021-10-30 | Solar Edge | SE5000 | Inverters | 5000 |  | 1 |  |  | 0.97 |  | Outside | side of home
NJSTRE1545506384 |  | Transition Incentive Program | Palisades Park | 7650 | 7 | 6.03 | Residential | Yes | Behind the Meter | Net-metered residential rooftop and canopy |  | None | Trinity Solar | PSE&G | Accepted | 2020-08-26 | 2020-08-28 | 2021-10-30 | Hanwha | Q.PEAK DUO BLK-G6 335 | Solar Panels |  | 0.335 | 18 | 127 | 23 |  | Fixed | Roof
NJSTRE1545506385 |  | Transition Incentive Program | TOMS RIVER | 8757 | 18 | 4.88 | Residential | Yes | Behind the Meter | Net-metered residential rooftop and canopy |  | None | Vivint Solar Developer, LLC | JCP&L | Accepted | 2020-08-27 | 2020-08-28 | 2021-10-30 | SOLAREDGE | SE3800H-US | Inverters | 3800 |  | 1 |  |  | 0.992 |  | Outdoor | Near the Utility Meter
NJSTRE1545506385 |  | Transition Incentive Program | TOMS RIVER | 8757 | 18 | 4.88 | Residential | Yes | Behind the Meter | Net-metered residential rooftop and canopy |  | None | Vivint Solar Developer, LLC | JCP&L | Accepted | 2020-08-27 | 2020-08-28 | 2021-10-30 | JINKO SOLAR | JKM325M-60HBL | Solar Panels |  | 0.325 | 15 | 167 | 23 |  | Fixed | Roof
NJSTRE1545506407 |  | Transition Incentive Program | PAULSBORO | 8066 | 15 | 8.16 | Residential | Yes | Behind the Meter | Net-metered residential rooftop and canopy |  | None | Vision Solar LLC | AC Electric | Accepted | 2020-08-26 | 2020-08-31 | 2021-10-30 | ENPHASE | IQ7-60-2-US | Inverters | 0.24 |  | 24 |  |  | 0.96 |  | Other | BEHIND EACH PANEL
NJSTRE1545506407 |  | Transition Incentive Program | PAULSBORO | 8066 | 15 | 8.16 | Residential | Yes | Behind the Meter | Net-metered residential rooftop and canopy |  | None | Vision Solar LLC | AC Electric | Accepted | 2020-08-26 | 2020-08-31 | 2021-10-30 | HANWHA Q-CELLS | Q.PEAK DUO-G6 340 | Solar Panels |  | 0.34 | 3 | 87 | 20 |  | Fixed | Roof
NJSTRE1545506407 |  | Transition Incentive Program | PAULSBORO | 8066 | 15 | 8.16 | Residential | Yes | Behind the Meter | Net-metered residential rooftop and canopy |  | None | Vision Solar LLC | AC Electric | Accepted | 2020-08-26 | 2020-08-31 | 2021-10-30 | HANWHA Q-CELLS | Q.PEAK DUO-G6 340 | Solar Panels |  | 0.34 | 3 | 87 | 20 |  | Fixed | Roof
NJSTRE1545506407 |  | Transition Incentive Program | PAULSBORO | 8066 | 15 | 8.16 | Residential | Yes | Behind the Meter | Net-metered residential rooftop and canopy |  | None | Vision Solar LLC | AC Electric | Accepted | 2020-08-26 | 2020-08-31 | 2021-10-30 | HANWHA Q-CELLS | Q.PEAK DUO-G6 340 | Solar Panels |  | 0.34 | 10 | 87 | 20 |  | Fixed | Roof
NJSTRE1545506407 |  | Transition Incentive Program | PAULSBORO | 8066 | 15 | 8.16 | Residential | Yes | Behind the Meter | Net-metered residential rooftop and canopy |  | None | Vision Solar LLC | AC Electric | Accepted | 2020-08-26 | 2020-08-31 | 2021-10-30 | HANWHA Q-CELLS | Q.PEAK DUO-G6 340 | Solar Panels |  | 0.34 | 8 | 267 | 20 |  | Fixed | Roof
NJSTRE1545506417 |  | Transition Incentive Program | Trenton City | 8638 | 12 | 7.44 | Residential | Yes | Behind the Meter | Net-metered residential rooftop and canopy |  | None | Bright Planet Solar | PSE&G | Accepted | 2020-08-26 | 2020-08-28 | 2021-10-30 | SOLAR EDGE | SE6000H-USRGM | Inverters | 6000 |  | 1 |  |  | 0.98 |  | Outdoor | OUTSIDE
NJSTRE1545506417 |  | Transition Incentive Program | Trenton City | 8638 | 12 | 7.44 | Residential | Yes | Behind the Meter | Net-metered residential rooftop and canopy |  | None | Bright Planet Solar | PSE&G | Accepted | 2020-08-26 | 2020-08-28 | 2021-10-30 | LONGI | LR6-60HPB-310M | Solar Panels |  | 0.31 | 5 | 228 | 14 |  | Fixed | Roof
NJSTRE1545506417 |  | Transition Incentive Program | Trenton City | 8638 | 12 | 7.44 | Residential | Yes | Behind the Meter | Net-metered residential rooftop and canopy |  | None | Bright Planet Solar | PSE&G | Accepted | 2020-08-26 | 2020-08-28 | 2021-10-30 | LONGI | LR6-60HPB-310M | Solar Panels |  | 0.31 | 8 | 228 | 30 |  | Fixed | Roof
NJSTRE1545506417 |  | Transition Incentive Program | Trenton City | 8638 | 12 | 7.44 | Residential | Yes | Behind the Meter | Net-metered residential rooftop and canopy |  | None | Bright Planet Solar | PSE&G | Accepted | 2020-08-26 | 2020-08-28 | 2021-10-30 | LONGI | LR6-60HPB-310M | Solar Panels |  | 0.31 | 11 | 48 | 9 |  | Fixed | Roof
NJSTRE1545506419 |  | Transition Incentive Program | Hasbrouck Heights | 7604 | 7 | 9.1 | Residential | Yes | Behind the Meter | Net-metered residential rooftop and canopy |  | None | Vivint Solar Developer, LLC | PSE&G | Accepted | 2020-08-27 | 2020-08-28 | 2021-10-30 | SOLAREDGE | SE7600H-US | Inverters | 7600 |  | 1 |  |  | 0.992 |  | Outdoor | Near the Utility Meter
NJSTRE1545506419 |  | Transition Incentive Program | Hasbrouck Heights | 7604 | 7 | 9.1 | Residential | Yes | Behind the Meter | Net-metered residential rooftop and canopy |  | None | Vivint Solar Developer, LLC | PSE&G | Accepted | 2020-08-27 | 2020-08-28 | 2021-10-30 | JINKO SOLAR | JKM325M-60HBL | Solar Panels |  | 0.325 | 13 | 307 | 31 |  | Fixed | Roof
NJSTRE1545506419 |  | Transition Incentive Program | Hasbrouck Heights | 7604 | 7 | 9.1 | Residential | Yes | Behind the Meter | Net-metered residential rooftop and canopy |  | None | Vivint Solar Developer, LLC | PSE&G | Accepted | 2020-08-27 | 2020-08-28 | 2021-10-30 | JINKO SOLAR | JKM325M-60HBL | Solar Panels |  | 0.325 | 15 | 127 | 31 |  | Fixed | Roof
NJSTRE1545506424 |  | Transition Incentive Program | SOMERSET | 8873 | 5 | 7.15 | Residential | No | Behind the Meter | Net-metered residential rooftop and canopy |  | None | Infinity Solar Systems | PSE&G | Accepted | 2020-08-26 | 2020-08-28 | 2021-10-30 | ENPHASE | IQ7-60-X-US | Inverters | 240 |  | 22 |  |  | 0.97 |  | Outside | MICROINVERTERS
NJSTRE1545506424 |  | Transition Incentive Program | SOMERSET | 8873 | 5 | 7.15 | Residential | No | Behind the Meter | Net-metered residential rooftop and canopy |  | None | Infinity Solar Systems | PSE&G | Accepted | 2020-08-26 | 2020-08-28 | 2021-10-30 | CANADIAN SOLAR | CS1H-325-MS | Solar Panels |  | 0.325 | 4 | 218 | 40 |  | Fixed | Roof
NJSTRE1545506424 |  | Transition Incentive Program | SOMERSET | 8873 | 5 | 7.15 | Residential | No | Behind the Meter | Net-metered residential rooftop and canopy |  | None | Infinity Solar Systems | PSE&G | Accepted | 2020-08-26 | 2020-08-28 | 2021-10-30 | CANADIAN SOLAR | CS1H-325-MS | Solar Panels |  | 0.325 | 10 | 218 | 10 |  | Fixed | Roof
NJSTRE1545506424 |  | Transition Incentive Program | SOMERSET | 8873 | 5 | 7.15 | Residential | No | Behind the Meter | Net-metered residential rooftop and canopy |  | None | Infinity Solar Systems | PSE&G | Accepted | 2020-08-26 | 2020-08-28 | 2021-10-30 | CANADIAN SOLAR | CS1H-325-MS | Solar Panels |  | 0.325 | 8 | 218 | 30 |  | Fixed | Roof
NJSTRE1545506450 |  | Transition Incentive Program | Jersey City | 7305 | 8 | 5.89 | Residential | Yes | Behind the Meter | Net-metered residential rooftop and canopy |  | None | Bright Planet Solar | PSE&G | Accepted | 2020-08-26 | 2020-08-28 | 2021-10-30 | SOLAR EDGE | SE5000H-USRGM | Inverters | 5000 |  | 1 |  |  | 0.98 |  | Outdoor | OUTSIDE
NJSTRE1545506450 |  | Transition Incentive Program | Jersey City | 7305 | 8 | 5.89 | Residential | Yes | Behind the Meter | Net-metered residential rooftop and canopy |  | None | Bright Planet Solar | PSE&G | Accepted | 2020-08-26 | 2020-08-28 | 2021-10-30 | LONGI | LR6-60HPB-310M | Solar Panels |  | 0.31 | 19 | 148 | 9 |  | Fixed | Roof
NJSTRE1545506453 |  | Transition Incentive Program | Old Bridge | 8857 | 11 | 8.4 | Residential | Yes | Behind the Meter | Net-metered residential rooftop and canopy |  | None | Pro Custom Solar dba Momentum Solar | JCP&L | Accepted | 2020-08-26 | 2020-08-28 | 2021-10-30 | Enphase | IQ7PLUS-72-2-US | Inverters | 290 |  | 24 |  |  | 0.97 |  | Outdoor | Roof
NJSTRE1545506453 |  | Transition Incentive Program | Old Bridge | 8857 | 11 | 8.4 | Residential | Yes | Behind the Meter | Net-metered residential rooftop and canopy |  | None | Pro Custom Solar dba Momentum Solar | JCP&L | Accepted | 2020-08-26 | 2020-08-28 | 2021-10-30 | LG | LG 350N1C-V5 | Solar Panels |  | 0.35 | 17 | 226 | 20 |  | Fixed | Roof
NJSTRE1545506453 |  | Transition Incentive Program | Old Bridge | 8857 | 11 | 8.4 | Residential | Yes | Behind the Meter | Net-metered residential rooftop and canopy |  | None | Pro Custom Solar dba Momentum Solar | JCP&L | Accepted | 2020-08-26 | 2020-08-28 | 2021-10-30 | LG | LG 350N1C-V5 | Solar Panels |  | 0.35 | 7 | 46 | 20 |  | Fixed | Roof
NJSTRE1545506457 |  | Transition Incentive Program | Oak ridge | 7438 | 6 | 7.48 | Residential | Yes | Behind the Meter | Net-metered residential rooftop and canopy |  | None | Vision Solar LLC | JCP&L | Accepted | 2020-08-26 | 2020-08-28 | 2021-10-30 | ENPHASE | IQ7-60-2-US | Inverters | 0.24 |  | 22 |  |  | 0.96 |  | Other | BEHIND EACH PANEL
NJSTRE1545506457 |  | Transition Incentive Program | Oak ridge | 7438 | 6 | 7.48 | Residential | Yes | Behind the Meter | Net-metered residential rooftop and canopy |  | None | Vision Solar LLC | JCP&L | Accepted | 2020-08-26 | 2020-08-28 | 2021-10-30 | HANWHA Q-CELLS | Q.PEAK DUO-G6 340 | Solar Panels |  | 0.34 | 22 | 109 | 20 |  | Fixed | Roof
NJSTRE1545506460 |  | Transition Incentive Program | Hackensack | 7601 | 7 | 10.2 | Residential | Yes | Behind the Meter | Net-metered residential rooftop and canopy |  | None | Trinity Solar | PSE&G | Accepted | 2020-08-26 | 2020-08-28 | 2021-10-30 | SOLAR EDGE | SE7600H-US | Inverters | 7600 |  | 1 |  |  | 0.97 |  | Outside | 0.97
NJSTRE1545506460 |  | Transition Incentive Program | Hackensack | 7601 | 7 | 10.2 | Residential | Yes | Behind the Meter | Net-metered residential rooftop and canopy |  | None | Trinity Solar | PSE&G | Accepted | 2020-08-26 | 2020-08-28 | 2021-10-30 | HANWHA 340 (Q.PEAK DUO BLK-G6 340) | HANWHA 340 (Q.PEAK DUO BLK-G6 340) | Solar Panels |  | 0.34 | 14 | 38 | 34 |  | Fixed | Roof
NJSTRE1545506460 |  | Transition Incentive Program | Hackensack | 7601 | 7 | 10.2 | Residential | Yes | Behind the Meter | Net-metered residential rooftop and canopy |  | None | Trinity Solar | PSE&G | Accepted | 2020-08-26 | 2020-08-28 | 2021-10-30 | HANWHA 340 (Q.PEAK DUO BLK-G6 340) | HANWHA 340 (Q.PEAK DUO BLK-G6 340) | Solar Panels |  | 0.34 | 16 | 218 | 34 |  | Fixed | Roof
NJSTRE1545506487 |  | Transition Incentive Program | Westville | 8093 | 15 | 18.7 | Residential | Yes | Behind the Meter | Net-metered residential rooftop and canopy |  | None | Trinity Solar | PSE&G | Accepted | 2020-08-26 | 2020-08-28 | 2021-10-30 | SOLAR EDGE | SE11400H-US | Inverters | 11400 |  | 1 |  |  | 0.97 |  | Outside | SIDE OF HOME
NJSTRE1545506487 |  | Transition Incentive Program | Westville | 8093 | 15 | 18.7 | Residential | Yes | Behind the Meter | Net-metered residential rooftop and canopy |  | None | Trinity Solar | PSE&G | Accepted | 2020-08-26 | 2020-08-28 | 2021-10-30 | SOLAR EDGE | SE3000H-US | Inverters | 3000 |  | 1 |  |  | 0.97 |  | Outside | SIDE OF HOME
NJSTRE1545506487 |  | Transition Incentive Program | Westville | 8093 | 15 | 18.7 | Residential | Yes | Behind the Meter | Net-metered residential rooftop and canopy |  | None | Trinity Solar | PSE&G | Accepted | 2020-08-26 | 2020-08-28 | 2021-10-30 | HANWHA 340 (Q.PEAK DUO BLK-G6 340) | HANWHA 340 (Q.PEAK DUO BLK-G6 340) | Solar Panels |  | 0.34 | 33 | 211 | 21 |  | Fixed | Roof
NJSTRE1545506487 |  | Transition Incentive Program | Westville | 8093 | 15 | 18.7 | Residential | Yes | Behind the Meter | Net-metered residential rooftop and canopy |  | None | Trinity Solar | PSE&G | Accepted | 2020-08-26 | 2020-08-28 | 2021-10-30 | HANWHA 340 (Q.PEAK DUO BLK-G6 340) | HANWHA 340 (Q.PEAK DUO BLK-G6 340) | Solar Panels |  | 0.34 | 22 | 31 | 21 |  | Fixed | Roof
NJSTRE1545506492 |  | Transition Incentive Program | Cape May | 8204 | 21 | 7.68 | Residential | Yes | Behind the Meter | Net-metered residential rooftop and canopy |  | None | RCL Enterprises Inc. | AC Electric | Accepted | 2020-08-26 | 2020-08-28 | 2021-10-30 | Itron | CL200 | Meters |  |  | 1 |  |  |  | Yes | Outdoor
NJSTRE1545506492 |  | Transition Incentive Program | Cape May | 8204 | 21 | 7.68 | Residential | Yes | Behind the Meter | Net-metered residential rooftop and canopy |  | None | RCL Enterprises Inc. | AC Electric | Accepted | 2020-08-26 | 2020-08-28 | 2021-10-30 | Enphase | IQ7 | Inverters | 240 |  | 24 |  |  | 0.96 |  | Outdoor | under panels
NJSTRE1545506492 |  | Transition Incentive Program | Cape May | 8204 | 21 | 7.68 | Residential | Yes | Behind the Meter | Net-metered residential rooftop and canopy |  | None | RCL Enterprises Inc. | AC Electric | Accepted | 2020-08-26 | 2020-08-28 | 2021-10-30 | Trina Solar | TSM-320DD06M | Solar Panels |  | 0.32 | 3 | 156 | 20 |  | Fixed | Roof
NJSTRE1545506492 |  | Transition Incentive Program | Cape May | 8204 | 21 | 7.68 | Residential | Yes | Behind the Meter | Net-metered residential rooftop and canopy |  | None | RCL Enterprises Inc. | AC Electric | Accepted | 2020-08-26 | 2020-08-28 | 2021-10-30 | Trina Solar | TSM-320DD06M | Solar Panels |  | 0.32 | 21 | 20 | 156 |  | Fixed | Roof
NJSTRE1545506493 |  | Transition Incentive Program | North Brunswick | 8902 | 11 | 11.22 | Residential | Yes | Behind the Meter | Net-metered residential rooftop and canopy |  | None | Tesla Energy Operations Inc. | PSE&G | Accepted | 2020-08-26 | 2020-08-28 | 2021-10-30 | SolarEdge Technologies | SE10000H-US [240V] | Inverters | 10000 |  | 1 |  |  | 0.99 |  | Outside | Outside
NJSTRE1545506493 |  | Transition Incentive Program | North Brunswick | 8902 | 11 | 11.22 | Residential | Yes | Behind the Meter | Net-metered residential rooftop and canopy |  | None | Tesla Energy Operations Inc. | PSE&G | Accepted | 2020-08-26 | 2020-08-28 | 2021-10-30 | Hanwha Q-Cells | Q.Peak DUO BLK-G6/SC340 | Solar Panels |  | 0.34 | 12 | 332 | 40 |  | Fixed | Roof
NJSTRE1545506493 |  | Transition Incentive Program | North Brunswick | 8902 | 11 | 11.22 | Residential | Yes | Behind the Meter | Net-metered residential rooftop and canopy |  | None | Tesla Energy Operations Inc. | PSE&G | Accepted | 2020-08-26 | 2020-08-28 | 2021-10-30 | Hanwha Q-Cells | Q.Peak DUO BLK-G6/SC340 | Solar Panels |  | 0.34 | 21 | 152 | 40 |  | Fixed | Roof
NJSTRE1545506495 |  | Transition Incentive Program | Lincoln park | 7035 | 3 | 9.86 | Residential | No | Behind the Meter | Net-metered residential rooftop and canopy |  | PSEG | Vision Solar LLC | PSE&G | Accepted | 2020-08-26 | 2020-08-28 | 2021-10-30 | ENPHASE | IQ7-60-2-US | Inverters | 0.24 |  | 29 |  |  | 0.96 |  | Other | BEHIND EACH PANEL
NJSTRE1545506495 |  | Transition Incentive Program | Lincoln park | 7035 | 3 | 9.86 | Residential | No | Behind the Meter | Net-metered residential rooftop and canopy |  | PSEG | Vision Solar LLC | PSE&G | Accepted | 2020-08-26 | 2020-08-28 | 2021-10-30 | HANWHA Q-CELLS | Q.PEAK DUO-G6 340 | Solar Panels |  | 0.34 | 9 | 56 | 35 |  | Fixed | Roof
NJSTRE1545506495 |  | Transition Incentive Program | Lincoln park | 7035 | 3 | 9.86 | Residential | No | Behind the Meter | Net-metered residential rooftop and canopy |  | PSEG | Vision Solar LLC | PSE&G | Accepted | 2020-08-26 | 2020-08-28 | 2021-10-30 | HANWHA Q-CELLS | Q.PEAK DUO-G6 340 | Solar Panels |  | 0.34 | 20 | 236 | 35 |  | Fixed | Roof
NJSTRE1545506516 |  | Transition Incentive Program | SOMERSET | 8873 | 5 | 9.43 | Residential | Yes | Behind the Meter | Net-metered residential rooftop and canopy |  | None | Infinity Solar Systems | PSE&G | Accepted | 2020-08-26 | 2020-08-28 | 2021-10-30 | ENPHASE | IQ7-60-X-US | Inverters | 240 |  | 29 |  |  | 0.97 |  | Outside | MICROINVERTERS
NJSTRE1545506516 |  | Transition Incentive Program | SOMERSET | 8873 | 5 | 9.43 | Residential | Yes | Behind the Meter | Net-metered residential rooftop and canopy |  | None | Infinity Solar Systems | PSE&G | Accepted | 2020-08-26 | 2020-08-28 | 2021-10-30 | CANADIAN SOLAR | CS1H-325-MS | Solar Panels |  | 0.325 | 5 | 207 | 25 |  | Fixed | Roof
NJSTRE1545506516 |  | Transition Incentive Program | SOMERSET | 8873 | 5 | 9.43 | Residential | Yes | Behind the Meter | Net-metered residential rooftop and canopy |  | None | Infinity Solar Systems | PSE&G | Accepted | 2020-08-26 | 2020-08-28 | 2021-10-30 | CANADIAN SOLAR | CS1H-325-MS | Solar Panels |  | 0.325 | 22 | 207 | 25 |  | Fixed | Roof
NJSTRE1545506516 |  | Transition Incentive Program | SOMERSET | 8873 | 5 | 9.43 | Residential | Yes | Behind the Meter | Net-metered residential rooftop and canopy |  | None | Infinity Solar Systems | PSE&G | Accepted | 2020-08-26 | 2020-08-28 | 2021-10-30 | CANADIAN SOLAR | CS1H-325-MS | Solar Panels |  | 0.325 | 2 | 117 | 40 |  | Fixed | Roof
NJSTRE1545506899 |  | Transition Incentive Program | Hillsborough Township | 8844 | 5 | 9.9 | Residential | No | Behind the Meter | Net-metered residential rooftop and canopy |  | None | Green Power Energy | PSE&G | Accepted | 2020-08-26 | 2020-08-28 | 2021-10-30 | Solar Edge | SE10000H-US | Inverters | 10000 |  | 1 |  |  | 0.97 |  | Outside | next to meter
NJSTRE1545506899 |  | Transition Incentive Program | Hillsborough Township | 8844 | 5 | 9.9 | Residential | No | Behind the Meter | Net-metered residential rooftop and canopy |  | None | Green Power Energy | PSE&G | Accepted | 2020-08-26 | 2020-08-28 | 2021-10-30 | LG Electronics | LG330N1K-V5 | Solar Panels |  | 0.33 | 2 | 76 | 30 |  | Fixed | Roof
NJSTRE1545506899 |  | Transition Incentive Program | Hillsborough Township | 8844 | 5 | 9.9 | Residential | No | Behind the Meter | Net-metered residential rooftop and canopy |  | None | Green Power Energy | PSE&G | Accepted | 2020-08-26 | 2020-08-28 | 2021-10-30 | LG Electronics | LG330N1K-V5 | Solar Panels |  | 0.33 | 20 | 76 | 30 |  | Fixed | Roof
NJSTRE1545506899 |  | Transition Incentive Program | Hillsborough Township | 8844 | 5 | 9.9 | Residential | No | Behind the Meter | Net-metered residential rooftop and canopy |  | None | Green Power Energy | PSE&G | Accepted | 2020-08-26 | 2020-08-28 | 2021-10-30 | LG Electronics | LG330N1K-V5 | Solar Panels |  | 0.33 | 8 | 161 | 42 |  | Fixed | Roof
NJSTRE1545506941 |  | Transition Incentive Program | LITTLE SILVER | 7739 | 17 | 3.25 | Residential | Yes | Behind the Meter | Net-metered residential rooftop and canopy |  | None | Vivint Solar Developer, LLC | JCP&L | Accepted | 2020-08-27 | 2020-08-28 | 2021-10-30 | SOLAREDGE | SE3800H-US | Inverters | 3800 |  | 1 |  |  | 0.992 |  | Outdoor | Near the Utility Meter
NJSTRE1545506941 |  | Transition Incentive Program | LITTLE SILVER | 7739 | 17 | 3.25 | Residential | Yes | Behind the Meter | Net-metered residential rooftop and canopy |  | None | Vivint Solar Developer, LLC | JCP&L | Accepted | 2020-08-27 | 2020-08-28 | 2021-10-30 | JINKO SOLAR | JKM325M-60HBL | Solar Panels |  | 0.325 | 10 | 12 | 17 |  | Fixed | Roof
NJSTRE1545506958 |  | Transition Incentive Program | Brigantine | 8203 | 19 | 6.3 | Residential | No | Behind the Meter | Net-metered residential rooftop and canopy |  | None | Advanced Renewable Solutions | AC Electric | Accepted | 2020-08-26 | 2020-08-28 | 2021-10-30 | ENPHASE | IQ7-60-2-US | Inverters | 4800 |  | 20 |  |  | 0.976 |  | Outdoor | Micro-inverters are mounted to underside of every solar
NJSTRE1545506958 |  | Transition Incentive Program | Brigantine | 8203 | 19 | 6.3 | Residential | No | Behind the Meter | Net-metered residential rooftop and canopy |  | None | Advanced Renewable Solutions | AC Electric | Accepted | 2020-08-26 | 2020-08-28 | 2021-10-30 | CertainTeed | CT315M11-02 | Solar Panels |  | 0.315 | 20 | 138 | 25 |  | Fixed | Roof
NJSTRE1545506999 |  | Transition Incentive Program | Mount Ephraim | 8059 | 14 | 6.3 | Residential | No | Behind the Meter | Net-metered residential rooftop and canopy |  | None | Advanced Renewable Solutions | PSE&G | Accepted | 2020-08-26 | 2020-08-28 | 2021-10-30 | ENPHASE | IQ7-60-2-US | Inverters | 4800 |  | 20 |  |  | 0.976 |  | Outdoor | Micro-inverters mounted to the underside of every Solar
NJSTRE1545506999 |  | Transition Incentive Program | Mount Ephraim | 8059 | 14 | 6.3 | Residential | No | Behind the Meter | Net-metered residential rooftop and canopy |  | None | Advanced Renewable Solutions | PSE&G | Accepted | 2020-08-26 | 2020-08-28 | 2021-10-30 | CertainTeed | CT315M11-02 | Solar Panels |  | 0.315 | 10 | 159 | 20 |  | Fixed | Roof
NJSTRE1545506999 |  | Transition Incentive Program | Mount Ephraim | 8059 | 14 | 6.3 | Residential | No | Behind the Meter | Net-metered residential rooftop and canopy |  | None | Advanced Renewable Solutions | PSE&G | Accepted | 2020-08-26 | 2020-08-28 | 2021-10-30 | CertainTeed | CT315M11-02 | Solar Panels |  | 0.315 | 10 | 158 | 35 |  | Fixed | Roof
NJSTRE1545507032 |  | Transition Incentive Program | Marlton | 8053 | 13 | 4.1 | Residential | No | Behind the Meter | Net-metered residential rooftop and canopy |  | None | Advanced Renewable Solutions | PSE&G | Accepted | 2020-09-21 | 2020-10-06 | 2021-10-30 | ENPHASE | IQ7-60-2-US | Inverters | 3120 |  | 13 |  |  | 0.976 |  | Outdoor | Micro-inverters are mounted to the underside of every s
NJSTRE1545507032 |  | Transition Incentive Program | Marlton | 8053 | 13 | 4.1 | Residential | No | Behind the Meter | Net-metered residential rooftop and canopy |  | None | Advanced Renewable Solutions | PSE&G | Accepted | 2020-09-21 | 2020-10-06 | 2021-10-30 | CertainTeed | CT315M11-02 | Solar Panels |  | 0.315 | 13 | 318 | 20 |  | Fixed | Roof
NJSTRE1545507048 |  | Transition Incentive Program | Freehold | 7728 | 17 | 9.18 | Residential | No | Behind the Meter | Net-metered residential rooftop and canopy |  | None | Trinity Solar | JCP&L | Accepted | 2020-08-26 | 2020-08-28 | 2021-10-30 | SOLAR EDGE | SE7600H-US | Inverters | 7600 |  | 1 |  |  | 0.97 |  | Outdoor | SIDE OF HOME
NJSTRE1545507048 |  | Transition Incentive Program | Freehold | 7728 | 17 | 9.18 | Residential | No | Behind the Meter | Net-metered residential rooftop and canopy |  | None | Trinity Solar | JCP&L | Accepted | 2020-08-26 | 2020-08-28 | 2021-10-30 | HANWHA 340 (Q.PEAK DUO BLK-G6 340) | HANWHA 340 (Q.PEAK DUO BLK-G6 340) | Solar Panels |  | 0.34 | 5 | 294 | 21 |  | Fixed | Roof
NJSTRE1545507048 |  | Transition Incentive Program | Freehold | 7728 | 17 | 9.18 | Residential | No | Behind the Meter | Net-metered residential rooftop and canopy |  | None | Trinity Solar | JCP&L | Accepted | 2020-08-26 | 2020-08-28 | 2021-10-30 | HANWHA 340 (Q.PEAK DUO BLK-G6 340) | HANWHA 340 (Q.PEAK DUO BLK-G6 340) | Solar Panels |  | 0.34 | 22 | 204 | 34 |  | Fixed | Roof
NJSTRE1545507058 |  | Transition Incentive Program | Parsippany | 7054 | 3 | 12.24 | Residential | Yes | Behind the Meter | Net-metered residential rooftop and canopy |  | None | Tesla Energy Operations Inc. | JCP&L | Accepted | 2020-08-26 | 2020-08-28 | 2021-10-30 | SolarEdge Technologies | SE11400H-US [240V] | Inverters | 11400 |  | 1 |  |  | 0.99 |  | Outside | Outside
NJSTRE1545507058 |  | Transition Incentive Program | Parsippany | 7054 | 3 | 12.24 | Residential | Yes | Behind the Meter | Net-metered residential rooftop and canopy |  | None | Tesla Energy Operations Inc. | JCP&L | Accepted | 2020-08-26 | 2020-08-28 | 2021-10-30 | Hanwha Q-CELLS | Q.Peak DUO BLK-G6+ 340 | Solar Panels |  | 0.34 | 36 | 198 | 20 |  | Fixed | Roof
NJSTRE1545507061 |  | Transition Incentive Program | Egg Harbor City | 8215 | 19 | 8.5 | Residential | Yes | Behind the Meter | Net-metered residential rooftop and canopy |  | None | Trinity Solar | AC Electric | Accepted | 2020-08-26 | 2020-08-28 | 2021-10-30 | SOLAR EDGE | SE7600H-US | Inverters | 7600 |  | 1 |  |  | 0.97 |  | Outside | SIDE OF HOME
NJSTRE1545507061 |  | Transition Incentive Program | Egg Harbor City | 8215 | 19 | 8.5 | Residential | Yes | Behind the Meter | Net-metered residential rooftop and canopy |  | None | Trinity Solar | AC Electric | Accepted | 2020-08-26 | 2020-08-28 | 2021-10-30 | HANWHA 340 (Q.PEAK DUO BLK-G6 340) | HANWHA 340 (Q.PEAK DUO BLK-G6 340) | Solar Panels |  | 0.34 | 7 | 223 | 27 |  | Fixed | Roof
NJSTRE1545507061 |  | Transition Incentive Program | Egg Harbor City | 8215 | 19 | 8.5 | Residential | Yes | Behind the Meter | Net-metered residential rooftop and canopy |  | None | Trinity Solar | AC Electric | Accepted | 2020-08-26 | 2020-08-28 | 2021-10-30 | HANWHA 340 (Q.PEAK DUO BLK-G6 340) | HANWHA 340 (Q.PEAK DUO BLK-G6 340) | Solar Panels |  | 0.34 | 12 | 223 | 27 |  | Fixed | Roof
NJSTRE1545507061 |  | Transition Incentive Program | Egg Harbor City | 8215 | 19 | 8.5 | Residential | Yes | Behind the Meter | Net-metered residential rooftop and canopy |  | None | Trinity Solar | AC Electric | Accepted | 2020-08-26 | 2020-08-28 | 2021-10-30 | HANWHA 340 (Q.PEAK DUO BLK-G6 340) | HANWHA 340 (Q.PEAK DUO BLK-G6 340) | Solar Panels |  | 0.34 | 6 | 43 | 27 |  | Fixed | Roof
NJSTRE1545507107 | NJSRRE1544630752 | Transition Incentive Program | Middletown | 7737 | 17 | 7.13 | Residential | Yes | Behind the Meter | Behind the Meter |  | None | Sunrun Installation Services, Inc. | JCP&L | Eligible for TI Program | 2020-03-12 | 2020-03-17 | 2021-10-30 | Enphase Energy | IQ7-60-x-US (240V) | Inverters | 240 |  | 23 |  |  | 0.96 |  | Outdoor | Rooftop
NJSTRE1545507107 | NJSRRE1544630752 | Transition Incentive Program | Middletown | 7737 | 17 | 7.13 | Residential | Yes | Behind the Meter | Behind the Meter |  | None | Sunrun Installation Services, Inc. | JCP&L | Eligible for TI Program | 2020-03-12 | 2020-03-17 | 2021-10-30 | REC Solar | REC310TP2M | Solar Panels |  | 0.31 | 23 | 186 | 40 |  | Fixed | Roof
NJSTRE1545507108 | NJSRRE1544630757 | Transition Incentive Program | ELIZABETH CITY | 7206 | 10 | 4.96 | Residential | Yes | Behind the Meter | Behind the Meter |  | None | Sunrun Installation Services, Inc. | PSE&G | Eligible for TI Program | 2020-03-12 | 2020-03-17 | 2021-10-30 | Enphase Energy | IQ7-60-x-US (240V) | Inverters | 240 |  | 16 |  |  | 0.96 |  | Outdoor | Rooftop
NJSTRE1545507108 | NJSRRE1544630757 | Transition Incentive Program | ELIZABETH CITY | 7206 | 10 | 4.96 | Residential | Yes | Behind the Meter | Behind the Meter |  | None | Sunrun Installation Services, Inc. | PSE&G | Eligible for TI Program | 2020-03-12 | 2020-03-17 | 2021-10-30 | REC Solar | REC310TP2M | Solar Panels |  | 0.31 | 16 | 324 | 24 |  | Fixed | Roof
NJSTRE1545507110 | NJSRRE1544759108 | Transition Incentive Program | Roselle Park | 7204 | 10 | 12.09 | Residential | Yes | Behind the Meter | Behind the Meter |  | None | Sunrun Installation Services, Inc. | PSE&G | Eligible for TI Program | 2020-03-23 | 2020-03-26 | 2021-10-30 | Enphase Energy | IQ7-60-x-US (240V) | Inverters | 240 |  | 39 |  |  | 0.96 |  | Outdoor | Rooftop
NJSTRE1545507110 | NJSRRE1544759108 | Transition Incentive Program | Roselle Park | 7204 | 10 | 12.09 | Residential | Yes | Behind the Meter | Behind the Meter |  | None | Sunrun Installation Services, Inc. | PSE&G | Eligible for TI Program | 2020-03-23 | 2020-03-26 | 2021-10-30 | REC Solar | REC310TP2M | Solar Panels |  | 0.31 | 6 | 244 | 21 |  | Fixed | Roof
NJSTRE1545507110 | NJSRRE1544759108 | Transition Incentive Program | Roselle Park | 7204 | 10 | 12.09 | Residential | Yes | Behind the Meter | Behind the Meter |  | None | Sunrun Installation Services, Inc. | PSE&G | Eligible for TI Program | 2020-03-23 | 2020-03-26 | 2021-10-30 | REC Solar | REC310TP2M | Solar Panels |  | 0.31 | 6 | 244 | 39 |  | Fixed | Roof
NJSTRE1545507110 | NJSRRE1544759108 | Transition Incentive Program | Roselle Park | 7204 | 10 | 12.09 | Residential | Yes | Behind the Meter | Behind the Meter |  | None | Sunrun Installation Services, Inc. | PSE&G | Eligible for TI Program | 2020-03-23 | 2020-03-26 | 2021-10-30 | REC Solar | REC310TP2M | Solar Panels |  | 0.31 | 7 | 154 | 35 |  | Fixed | Roof
NJSTRE1545507110 | NJSRRE1544759108 | Transition Incentive Program | Roselle Park | 7204 | 10 | 12.09 | Residential | Yes | Behind the Meter | Behind the Meter |  | None | Sunrun Installation Services, Inc. | PSE&G | Eligible for TI Program | 2020-03-23 | 2020-03-26 | 2021-10-30 | REC Solar | REC310TP2M | Solar Panels |  | 0.31 | 6 | 154 | 39 |  | Fixed | Roof
NJSTRE1545507110 | NJSRRE1544759108 | Transition Incentive Program | Roselle Park | 7204 | 10 | 12.09 | Residential | Yes | Behind the Meter | Behind the Meter |  | None | Sunrun Installation Services, Inc. | PSE&G | Eligible for TI Program | 2020-03-23 | 2020-03-26 | 2021-10-30 | REC Solar | REC310TP2M | Solar Panels |  | 0.31 | 14 | 334 | 39 |  | Fixed | Roof
NJSTRE1545507125 | NJSRRE1540333924 | Transition Incentive Program | Mullica Hill | 8062 | 15 | 6.87 | Residential | Yes | Behind the Meter | Net-metered residential rooftop and canopy |  | None | Vision Solar LLC | AC Electric | As-Built Incomplete - Review | 2019-02-05 | 2019-02-07 |  | SUNPOWER | 21-SUNPOWER E20-327-E-AC | Solar Panels |  | 0.327 | 21 | 277 | 15 |  | Fixed | Roof
NJSTRE1545507125 | NJSRRE1540333924 | Transition Incentive Program | Mullica Hill | 8062 | 15 | 6.87 | Residential | Yes | Behind the Meter | Net-metered residential rooftop and canopy |  | None | Vision Solar LLC | AC Electric | As-Built Incomplete - Review | 2019-02-05 | 2019-02-07 |  | SUNPOWER | E20-327-E-AC | Inverters | 0.24 |  | 21 |  |  | 0.96 |  | Other | BEHIND EACH PANEL
NJSTRE1545507125 | NJSRRE1540333924 | Transition Incentive Program | Mullica Hill | 8062 | 15 | 6.87 | Residential | Yes | Behind the Meter | Net-metered residential rooftop and canopy |  | None | Vision Solar LLC | AC Electric | As-Built Incomplete - Review | 2019-02-05 | 2019-02-07 |  | Sunpower | PVS6 | Meters |  |  | 1 |  |  |  | Yes | Outdoor
NJSTRE1545507126 | NJSRRE1540474163 | Transition Incentive Program | Newfield | 8344 | 15 | 34.56 | Commercial | No | Behind the Meter | Behind the Meter |  | None | DC Solar Integrators LLC | AC Electric | Eligible for TI Program | 2019-03-11 | 2019-03-28 | 2021-10-30 | SolarEdge | SE10000H-US | Inverters | 10000 |  | 3 |  |  | 0.98 |  | Outdoor | by meter
NJSTRE1545507126 | NJSRRE1540474163 | Transition Incentive Program | Newfield | 8344 | 15 | 34.56 | Commercial | No | Behind the Meter | Behind the Meter |  | None | DC Solar Integrators LLC | AC Electric | Eligible for TI Program | 2019-03-11 | 2019-03-28 | 2021-10-30 | Axitec | AC-360M/156-72S | Solar Panels |  | 0.36 | 96 | 18 | 5 |  | Fixed | Roof
NJSTRE1545507138 | NJSRRE1540957668 | Transition Incentive Program | Union City | 7087 | 8 | 6.93 | Residential | Yes | Behind the Meter | Net-metered residential rooftop and canopy |  | None | Pro Custom Solar dba Momentum Solar | PSE&G | Accepted | 2019-05-03 | 2019-05-08 | 2021-10-30 | ENPHASE | IQ7-60-2-US | Inverters | 250 |  | 22 |  |  | 0.97 |  | Outdoor | ROOF
NJSTRE1545507138 | NJSRRE1540957668 | Transition Incentive Program | Union City | 7087 | 8 | 6.93 | Residential | Yes | Behind the Meter | Net-metered residential rooftop and canopy |  | None | Pro Custom Solar dba Momentum Solar | PSE&G | Accepted | 2019-05-03 | 2019-05-08 | 2021-10-30 | HANWHA | Q.PEAK DUO BLK-G5 315 | Solar Panels |  | 0.315 | 6 | 116 | 18 |  | Fixed | Roof
NJSTRE1545507138 | NJSRRE1540957668 | Transition Incentive Program | Union City | 7087 | 8 | 6.93 | Residential | Yes | Behind the Meter | Net-metered residential rooftop and canopy |  | None | Pro Custom Solar dba Momentum Solar | PSE&G | Accepted | 2019-05-03 | 2019-05-08 | 2021-10-30 | HANWHA | Q.PEAK DUO BLK-G5 315 | Solar Panels |  | 0.315 | 16 | 296 | 18 |  | Fixed | Roof
NJSTRE1545507139 | NJSRRE1541497171 | Transition Incentive Program | Riverside | 8075 | 13 | 12.32 | Residential | Yes | Behind the Meter | Net-metered residential rooftop and canopy |  | None | Pro Custom Solar dba Momentum Solar | PSE&G | Accepted | 2019-06-26 | 2019-07-01 | 2021-10-30 | ENPHASE | IQ6-60-2-US | Inverters | 240 |  | 44 |  |  | 0.97 |  | Outdoor | Roof
NJSTRE1545507139 | NJSRRE1541497171 | Transition Incentive Program | Riverside | 8075 | 13 | 12.32 | Residential | Yes | Behind the Meter | Net-metered residential rooftop and canopy |  | None | Pro Custom Solar dba Momentum Solar | PSE&G | Accepted | 2019-06-26 | 2019-07-01 | 2021-10-30 | HYUNDAI | HiS-S280RG | Solar Panels |  | 0.28 | 13 | 300 | 33 |  | Fixed | Roof
NJSTRE1545507139 | NJSRRE1541497171 | Transition Incentive Program | Riverside | 8075 | 13 | 12.32 | Residential | Yes | Behind the Meter | Net-metered residential rooftop and canopy |  | None | Pro Custom Solar dba Momentum Solar | PSE&G | Accepted | 2019-06-26 | 2019-07-01 | 2021-10-30 | HYUNDAI | HiS-S280RG | Solar Panels |  | 0.28 | 17 | 120 | 33 |  | Fixed | Roof
NJSTRE1545507139 | NJSRRE1541497171 | Transition Incentive Program | Riverside | 8075 | 13 | 12.32 | Residential | Yes | Behind the Meter | Net-metered residential rooftop and canopy |  | None | Pro Custom Solar dba Momentum Solar | PSE&G | Accepted | 2019-06-26 | 2019-07-01 | 2021-10-30 | HYUNDAI | HiS-S280RG | Solar Panels |  | 0.28 | 14 | 120 | 33 |  | Fixed | Roof
NJSTRE1545507141 | NJSRRE1541731556 | Transition Incentive Program | Teaneck | 7666 | 7 | 11.73 | Residential | Yes | Behind the Meter | Net-metered residential rooftop and canopy |  | None | Pro Custom Solar dba Momentum Solar | PSE&G | Accepted | 2019-08-02 | 2019-08-06 | 2021-10-30 | ENPHASE | IQ7-60-2-US | Inverters | 250 |  | 35 |  |  | 0.97 |  | Outdoor | ROOF
NJSTRE1545507141 | NJSRRE1541731556 | Transition Incentive Program | Teaneck | 7666 | 7 | 11.73 | Residential | Yes | Behind the Meter | Net-metered residential rooftop and canopy |  | None | Pro Custom Solar dba Momentum Solar | PSE&G | Accepted | 2019-08-02 | 2019-08-06 | 2021-10-30 | LG | LG 335N1C-V5 | Solar Panels |  | 0.335 | 5 | 23 | 29 |  | Fixed | Roof
NJSTRE1545507141 | NJSRRE1541731556 | Transition Incentive Program | Teaneck | 7666 | 7 | 11.73 | Residential | Yes | Behind the Meter | Net-metered residential rooftop and canopy |  | None | Pro Custom Solar dba Momentum Solar | PSE&G | Accepted | 2019-08-02 | 2019-08-06 | 2021-10-30 | LG | LG 335N1C-V5 | Solar Panels |  | 0.335 | 14 | 113 | 31 |  | Fixed | Roof
NJSTRE1545507141 | NJSRRE1541731556 | Transition Incentive Program | Teaneck | 7666 | 7 | 11.73 | Residential | Yes | Behind the Meter | Net-metered residential rooftop and canopy |  | None | Pro Custom Solar dba Momentum Solar | PSE&G | Accepted | 2019-08-02 | 2019-08-06 | 2021-10-30 | LG | LG 335N1C-V5 | Solar Panels |  | 0.335 | 4 | 203 | 29 |  | Fixed | Roof
NJSTRE1545507141 | NJSRRE1541731556 | Transition Incentive Program | Teaneck | 7666 | 7 | 11.73 | Residential | Yes | Behind the Meter | Net-metered residential rooftop and canopy |  | None | Pro Custom Solar dba Momentum Solar | PSE&G | Accepted | 2019-08-02 | 2019-08-06 | 2021-10-30 | LG | LG 335N1C-V5 | Solar Panels |  | 0.335 | 12 | 293 | 31 |  | Fixed | Roof
NJSTRE1545507152 | NJSRRE1544128099 | Transition Incentive Program | Union City | 7087 | 8 | 11.04 | Residential | Yes | Behind the Meter | Net-metered residential rooftop and canopy |  | None | Pro Custom Solar dba Momentum Solar | PSE&G | Accepted | 2020-01-07 | 2020-01-10 | 2021-10-30 | ENPHASE ENERGY | IQ7PLUS-72-2-US | Inverters | 295 |  | 32 |  |  | 0.97 |  | Outdoor | ROOF
NJSTRE1545507152 | NJSRRE1544128099 | Transition Incentive Program | Union City | 7087 | 8 | 11.04 | Residential | Yes | Behind the Meter | Net-metered residential rooftop and canopy |  | None | Pro Custom Solar dba Momentum Solar | PSE&G | Accepted | 2020-01-07 | 2020-01-10 | 2021-10-30 | LG ELECTRONICS | LG 345N1C-V5 | Solar Panels |  | 0.345 | 32 | 31 | 1 |  | Fixed | Roof
NJSTRE1545507154 |  | Transition Incentive Program | MANTUA | 8051 | 15 | 9.76 | Residential | No | Behind the Meter | Net-metered residential rooftop and canopy |  | None | Sunrun Installation Services, Inc. | AC Electric | Accepted | 2020-08-26 | 2020-08-28 | 2021-10-30 | Enphase Energy | IQ7-60-x-US (240V) | Inverters | 240 |  | 32 |  |  | 0.96 |  | Outdoor | Rooftop
NJSTRE1545507154 |  | Transition Incentive Program | MANTUA | 8051 | 15 | 9.76 | Residential | No | Behind the Meter | Net-metered residential rooftop and canopy |  | None | Sunrun Installation Services, Inc. | AC Electric | Accepted | 2020-08-26 | 2020-08-28 | 2021-10-30 | LONGi Green Energy Technology Co Ltd | LR6-60HPB-305M | Solar Panels |  | 0.305 | 18 | 161 | 33 |  | Fixed | Roof
NJSTRE1545507154 |  | Transition Incentive Program | MANTUA | 8051 | 15 | 9.76 | Residential | No | Behind the Meter | Net-metered residential rooftop and canopy |  | None | Sunrun Installation Services, Inc. | AC Electric | Accepted | 2020-08-26 | 2020-08-28 | 2021-10-30 | LONGi Green Energy Technology Co Ltd | LR6-60HPB-305M | Solar Panels |  | 0.305 | 14 | 251 | 36 |  | Fixed | Roof
NJSTRE1545507166 | NJSRRE1544419572 | Transition Incentive Program | Irvington | 7111 | 9 | 9.45 | Residential | Yes | Behind the Meter | Net-metered residential rooftop and canopy |  | None | Pro Custom Solar dba Momentum Solar | PSE&G | Accepted | 2020-02-07 | 2020-02-11 | 2021-10-30 | enphase energy | IQ7PLUS-72-2-US | Inverters | 295 |  | 27 |  |  | 0.97 |  | Outdoor | roof
NJSTRE1545507166 | NJSRRE1544419572 | Transition Incentive Program | Irvington | 7111 | 9 | 9.45 | Residential | Yes | Behind the Meter | Net-metered residential rooftop and canopy |  | None | Pro Custom Solar dba Momentum Solar | PSE&G | Accepted | 2020-02-07 | 2020-02-11 | 2021-10-30 | lg electronics | LG 350N1C-V5 | Solar Panels |  | 0.35 | 3 | 305 | 21 |  | Fixed | Roof
NJSTRE1545507166 | NJSRRE1544419572 | Transition Incentive Program | Irvington | 7111 | 9 | 9.45 | Residential | Yes | Behind the Meter | Net-metered residential rooftop and canopy |  | None | Pro Custom Solar dba Momentum Solar | PSE&G | Accepted | 2020-02-07 | 2020-02-11 | 2021-10-30 | lg electronics | LG 350N1C-V5 | Solar Panels |  | 0.35 | 5 | 125 | 21 |  | Fixed | Roof
NJSTRE1545507166 | NJSRRE1544419572 | Transition Incentive Program | Irvington | 7111 | 9 | 9.45 | Residential | Yes | Behind the Meter | Net-metered residential rooftop and canopy |  | None | Pro Custom Solar dba Momentum Solar | PSE&G | Accepted | 2020-02-07 | 2020-02-11 | 2021-10-30 | lg electronics | LG 350N1C-V5 | Solar Panels |  | 0.35 | 19 | 305 | 19 |  | Fixed | Roof
NJSTRE1545507178 | NJSRRE1544540656 | Transition Incentive Program | Cream Ridge | 8514 | 17 | 21 | Residential | Yes | Behind the Meter | Net-metered residential rooftop and canopy |  | None | Pro Custom Solar dba Momentum Solar | JCP&L | Accepted | 2020-02-26 | 2020-02-28 | 2021-10-30 | Enphase Energy | IQ7PLUS-72-2-US | Inverters | 295 |  | 60 |  |  | 0.97 |  | Outdoor | roof
NJSTRE1545507178 | NJSRRE1544540656 | Transition Incentive Program | Cream Ridge | 8514 | 17 | 21 | Residential | Yes | Behind the Meter | Net-metered residential rooftop and canopy |  | None | Pro Custom Solar dba Momentum Solar | JCP&L | Accepted | 2020-02-26 | 2020-02-28 | 2021-10-30 | lg electronics | LG 350N1C-V5 | Solar Panels |  | 0.35 | 19 | 353 | 19 |  | Fixed | Roof
NJSTRE1545507178 | NJSRRE1544540656 | Transition Incentive Program | Cream Ridge | 8514 | 17 | 21 | Residential | Yes | Behind the Meter | Net-metered residential rooftop and canopy |  | None | Pro Custom Solar dba Momentum Solar | JCP&L | Accepted | 2020-02-26 | 2020-02-28 | 2021-10-30 | lg electronics | LG 350N1C-V5 | Solar Panels |  | 0.35 | 41 | 173 | 19 |  | Fixed | Roof
NJSTRE1545507199 | NJSRRE1544768946 | Transition Incentive Program | Belleville | 7109 | 9 | 8.71 | Residential | Yes | Behind the Meter | Net-metered residential rooftop and canopy |  | None | Pro Custom Solar dba Momentum Solar | PSE&G | Accepted | 2020-03-27 | 2020-04-01 | 2021-10-30 | Enphase Energy | IQ7-60-2-US | Inverters | 250 |  | 26 |  |  | 0.97 |  | Outdoor | roof
NJSTRE1545507199 | NJSRRE1544768946 | Transition Incentive Program | Belleville | 7109 | 9 | 8.71 | Residential | Yes | Behind the Meter | Net-metered residential rooftop and canopy |  | None | Pro Custom Solar dba Momentum Solar | PSE&G | Accepted | 2020-03-27 | 2020-04-01 | 2021-10-30 | Hanwha | Q.Peak DUO BLK-G6+ 335 | Solar Panels |  | 0.335 | 3 | 14 | 45 |  | Fixed | Roof
NJSTRE1545507199 | NJSRRE1544768946 | Transition Incentive Program | Belleville | 7109 | 9 | 8.71 | Residential | Yes | Behind the Meter | Net-metered residential rooftop and canopy |  | None | Pro Custom Solar dba Momentum Solar | PSE&G | Accepted | 2020-03-27 | 2020-04-01 | 2021-10-30 | Hanwha | Q.Peak DUO BLK-G6+ 335 | Solar Panels |  | 0.335 | 23 | 194 | 45 |  | Fixed | Roof
NJSTRE1545507201 |  | Transition Incentive Program | Linwood | 8221 | 19 | 8.18 | Residential | No | Behind the Meter | Net-metered residential rooftop and canopy |  | None | SunPower Capital, LLC | AC Electric | Accepted | 2020-08-26 | 2020-08-28 | 2021-10-30 | SunPower | SPR-E20-327-E-AC | Inverters | 320 |  | 27 |  |  | 0.975 |  | Outdoor | on the rooftop under each solar panel
NJSTRE1545507201 |  | Transition Incentive Program | Linwood | 8221 | 19 | 8.18 | Residential | No | Behind the Meter | Net-metered residential rooftop and canopy |  | None | SunPower Capital, LLC | AC Electric | Accepted | 2020-08-26 | 2020-08-28 | 2021-10-30 | SunPower | SPR-E20-327-E-AC | Solar Panels |  | 0.327 | 25 | 207 | 20 |  | Fixed | Roof
NJSTRE1545507245 |  | Transition Incentive Program | Montville | 7045 | 3 | 13.12 | Residential | No | Behind the Meter | Net-metered residential rooftop and canopy |  | None | Sunrun Installation Services, Inc. | JCP&L | Accepted | 2020-08-26 | 2020-08-31 | 2021-10-30 | Tesla | Powerwall 2 AC | Electric Storage Battery |  |  | 2 |  |  |  | Lithium Ion |  | outside
NJSTRE1545507245 |  | Transition Incentive Program | Montville | 7045 | 3 | 13.12 | Residential | No | Behind the Meter | Net-metered residential rooftop and canopy |  | None | Sunrun Installation Services, Inc. | JCP&L | Accepted | 2020-08-26 | 2020-08-31 | 2021-10-30 | Enphase Energy | IQ7-60-x-US (240V) | Inverters | 240 |  | 43 |  |  | 0.96 |  | Outdoor | Rooftop
NJSTRE1545507245 |  | Transition Incentive Program | Montville | 7045 | 3 | 13.12 | Residential | No | Behind the Meter | Net-metered residential rooftop and canopy |  | None | Sunrun Installation Services, Inc. | JCP&L | Accepted | 2020-08-26 | 2020-08-31 | 2021-10-30 | LONGi Green Energy Technology Co Ltd | LR6-60HPB-305M | Solar Panels |  | 0.305 | 20 | 32 | 23 |  | Fixed | Roof
NJSTRE1545507245 |  | Transition Incentive Program | Montville | 7045 | 3 | 13.12 | Residential | No | Behind the Meter | Net-metered residential rooftop and canopy |  | None | Sunrun Installation Services, Inc. | JCP&L | Accepted | 2020-08-26 | 2020-08-31 | 2021-10-30 | LONGi Green Energy Technology Co Ltd | LR6-60HPB-305M | Solar Panels |  | 0.305 | 9 | 211 | 23 |  | Fixed | Roof
NJSTRE1545507245 |  | Transition Incentive Program | Montville | 7045 | 3 | 13.12 | Residential | No | Behind the Meter | Net-metered residential rooftop and canopy |  | None | Sunrun Installation Services, Inc. | JCP&L | Accepted | 2020-08-26 | 2020-08-31 | 2021-10-30 | LONGi Green Energy Technology Co Ltd | LR6-60HPB-305M | Solar Panels |  | 0.305 | 8 | 124 | 23 |  | Fixed | Roof
NJSTRE1545507245 |  | Transition Incentive Program | Montville | 7045 | 3 | 13.12 | Residential | No | Behind the Meter | Net-metered residential rooftop and canopy |  | None | Sunrun Installation Services, Inc. | JCP&L | Accepted | 2020-08-26 | 2020-08-31 | 2021-10-30 | LONGi Green Energy Technology Co Ltd | LR6-60HPB-305M | Solar Panels |  | 0.305 | 6 | 303 | 14 |  | Fixed | Roof
NJSTRE1545507267 |  | Transition Incentive Program | West Windsor Twp | 8550 | 12 | 10.44 | Residential | No | Behind the Meter | Net-metered residential rooftop and canopy |  | None | Green Power Energy | PSE&G | Accepted | 2020-08-26 | 2020-08-28 | 2021-10-30 | Solar Edge | SE10000H-US | Inverters | 10000 |  | 1 |  |  | 0.97 |  | Outside | next to meter
NJSTRE1545507267 |  | Transition Incentive Program | West Windsor Twp | 8550 | 12 | 10.44 | Residential | No | Behind the Meter | Net-metered residential rooftop and canopy |  | None | Green Power Energy | PSE&G | Accepted | 2020-08-26 | 2020-08-28 | 2021-10-30 | LG Electronics | LG360Q1C-V5 | Solar Panels |  | 0.36 | 15 | 200 | 30 |  | Fixed | Roof
NJSTRE1545507267 |  | Transition Incentive Program | West Windsor Twp | 8550 | 12 | 10.44 | Residential | No | Behind the Meter | Net-metered residential rooftop and canopy |  | None | Green Power Energy | PSE&G | Accepted | 2020-08-26 | 2020-08-28 | 2021-10-30 | LG Electronics | LG360Q1C-V5 | Solar Panels |  | 0.36 | 3 | 200 | 30 |  | Fixed | Roof
NJSTRE1545507267 |  | Transition Incentive Program | West Windsor Twp | 8550 | 12 | 10.44 | Residential | No | Behind the Meter | Net-metered residential rooftop and canopy |  | None | Green Power Energy | PSE&G | Accepted | 2020-08-26 | 2020-08-28 | 2021-10-30 | LG Electronics | LG360Q1C-V5 | Solar Panels |  | 0.36 | 11 | 110 | 22 |  | Fixed | Roof
NJSTRE1545507909 |  | Transition Incentive Program | Allentown | 8501 | 17 | 16.32 | Residential | No | Behind the Meter | Net-metered residential rooftop and canopy |  | None | Tesla Energy Operations Inc. | JCP&L | Accepted | 2020-08-26 | 2020-08-28 | 2021-10-30 | SolarEdge Technologies | SE7600H-US [240V] | Inverters | 7600 |  | 2 |  |  | 0.99 |  | Indoor | Inside garage
NJSTRE1545507909 |  | Transition Incentive Program | Allentown | 8501 | 17 | 16.32 | Residential | No | Behind the Meter | Net-metered residential rooftop and canopy |  | None | Tesla Energy Operations Inc. | JCP&L | Accepted | 2020-08-26 | 2020-08-28 | 2021-10-30 | Hanwha Q-CELLS | Q.Peak DUO BLK-G6+ 340 | Solar Panels |  | 0.34 | 18 | 156 | 18 |  | Fixed | Roof
NJSTRE1545507909 |  | Transition Incentive Program | Allentown | 8501 | 17 | 16.32 | Residential | No | Behind the Meter | Net-metered residential rooftop and canopy |  | None | Tesla Energy Operations Inc. | JCP&L | Accepted | 2020-08-26 | 2020-08-28 | 2021-10-30 | Hanwha Q-CELLS | Q.Peak DUO BLK-G6+ 340 | Solar Panels |  | 0.34 | 11 | 156 | 20 |  | Fixed | Roof
NJSTRE1545507909 |  | Transition Incentive Program | Allentown | 8501 | 17 | 16.32 | Residential | No | Behind the Meter | Net-metered residential rooftop and canopy |  | None | Tesla Energy Operations Inc. | JCP&L | Accepted | 2020-08-26 | 2020-08-28 | 2021-10-30 | Hanwha Q-CELLS | Q.Peak DUO BLK-G6+ 340 | Solar Panels |  | 0.34 | 2 | 246 | 18 |  | Fixed | Roof
NJSTRE1545507909 |  | Transition Incentive Program | Allentown | 8501 | 17 | 16.32 | Residential | No | Behind the Meter | Net-metered residential rooftop and canopy |  | None | Tesla Energy Operations Inc. | JCP&L | Accepted | 2020-08-26 | 2020-08-28 | 2021-10-30 | Hanwha Q-CELLS | Q.Peak DUO BLK-G6+ 340 | Solar Panels |  | 0.34 | 10 | 246 | 18 |  | Fixed | Roof
NJSTRE1545507909 |  | Transition Incentive Program | Allentown | 8501 | 17 | 16.32 | Residential | No | Behind the Meter | Net-metered residential rooftop and canopy |  | None | Tesla Energy Operations Inc. | JCP&L | Accepted | 2020-08-26 | 2020-08-28 | 2021-10-30 | Hanwha Q-CELLS | Q.Peak DUO BLK-G6+ 340 | Solar Panels |  | 0.34 | 7 | 336 | 20 |  | Fixed | Roof
NJSTRE1545509297 |  | Transition Incentive Program | Perth Amboy | 8861 | 11 | 4.9 | Residential | Yes | Behind the Meter | Net-metered residential rooftop and canopy |  | None | Pro Custom Solar | PSE&G | Accepted | 2020-08-26 | 2020-08-28 | 2021-10-30 | Enphase | IQ7PLUS-72-2-US | Inverters | 290 |  | 14 |  |  | 0.97 |  | Outdoor | Roof
NJSTRE1545509297 |  | Transition Incentive Program | Perth Amboy | 8861 | 11 | 4.9 | Residential | Yes | Behind the Meter | Net-metered residential rooftop and canopy |  | None | Pro Custom Solar | PSE&G | Accepted | 2020-08-26 | 2020-08-28 | 2021-10-30 | LG | LG 350N1C-V5 | Solar Panels |  | 0.35 | 14 | 206 | 5 |  | Fixed | Roof
NJSTRE1545509463 |  | Transition Incentive Program | Union Township | 7088 | 10 | 9.05 | Residential | No | Behind the Meter | Net-metered residential rooftop and canopy |  | None | Green Power Energy | PSE&G | Accepted | 2020-08-26 | 2020-08-28 | 2021-10-30 | Enphase Energy | IQ7PLUS-72-2-US | Inverters | 0.29 |  | 27 |  |  | 0.975 |  | Outside | next to meter
NJSTRE1545509463 |  | Transition Incentive Program | Union Township | 7088 | 10 | 9.05 | Residential | No | Behind the Meter | Net-metered residential rooftop and canopy |  | None | Green Power Energy | PSE&G | Accepted | 2020-08-26 | 2020-08-28 | 2021-10-30 | Hanwha | Q.PEAK DUO BLK-G6 335 | Solar Panels |  | 0.335 | 12 | 35 | 25 |  | Fixed | Roof
NJSTRE1545509463 |  | Transition Incentive Program | Union Township | 7088 | 10 | 9.05 | Residential | No | Behind the Meter | Net-metered residential rooftop and canopy |  | None | Green Power Energy | PSE&G | Accepted | 2020-08-26 | 2020-08-28 | 2021-10-30 | Hanwha | Q.PEAK DUO BLK-G6 335 | Solar Panels |  | 0.335 | 9 | 215 | 25 |  | Fixed | Roof
NJSTRE1545509463 |  | Transition Incentive Program | Union Township | 7088 | 10 | 9.05 | Residential | No | Behind the Meter | Net-metered residential rooftop and canopy |  | None | Green Power Energy | PSE&G | Accepted | 2020-08-26 | 2020-08-28 | 2021-10-30 | Hanwha | Q.PEAK DUO BLK-G6 335 | Solar Panels |  | 0.335 | 6 | 125 | 25 |  | Fixed | Roof
NJSTRE1545509467 |  | Transition Incentive Program | Stockton | 8559 | 4 | 15.86 | Residential | Yes | Behind the Meter | Net-metered residential rooftop and canopy |  | None | Sunrun Installation Services, Inc. | JCP&L | Accepted | 2020-08-26 | 2020-08-28 | 2021-10-30 | Enphase Energy | IQ7-60-x-US (240V) | Inverters | 240 |  | 52 |  |  | 0.96 |  | Outdoor | Rooftop
NJSTRE1545509467 |  | Transition Incentive Program | Stockton | 8559 | 4 | 15.86 | Residential | Yes | Behind the Meter | Net-metered residential rooftop and canopy |  | None | Sunrun Installation Services, Inc. | JCP&L | Accepted | 2020-08-26 | 2020-08-28 | 2021-10-30 | LONGi Green Energy Technology Co Ltd | LR6-60HPB-305M | Solar Panels |  | 0.305 | 8 | 263 | 17 |  | Fixed | Roof
NJSTRE1545509467 |  | Transition Incentive Program | Stockton | 8559 | 4 | 15.86 | Residential | Yes | Behind the Meter | Net-metered residential rooftop and canopy |  | None | Sunrun Installation Services, Inc. | JCP&L | Accepted | 2020-08-26 | 2020-08-28 | 2021-10-30 | LONGi Green Energy Technology Co Ltd | LR6-60HPB-305M | Solar Panels |  | 0.305 | 12 | 354 | 18 |  | Fixed | Roof
NJSTRE1545509467 |  | Transition Incentive Program | Stockton | 8559 | 4 | 15.86 | Residential | Yes | Behind the Meter | Net-metered residential rooftop and canopy |  | None | Sunrun Installation Services, Inc. | JCP&L | Accepted | 2020-08-26 | 2020-08-28 | 2021-10-30 | LONGi Green Energy Technology Co Ltd | LR6-60HPB-305M | Solar Panels |  | 0.305 | 17 | 83 | 18 |  | Fixed | Roof
NJSTRE1545509467 |  | Transition Incentive Program | Stockton | 8559 | 4 | 15.86 | Residential | Yes | Behind the Meter | Net-metered residential rooftop and canopy |  | None | Sunrun Installation Services, Inc. | JCP&L | Accepted | 2020-08-26 | 2020-08-28 | 2021-10-30 | LONGi Green Energy Technology Co Ltd | LR6-60HPB-305M | Solar Panels |  | 0.305 | 15 | 174 | 18 |  | Fixed | Roof
NJSTRE1545509470 |  | Transition Incentive Program | Union | 7083 | 10 | 4.9 | Residential | Yes | Behind the Meter | Net-metered residential rooftop and canopy |  | None | Pro Custom Solar dba Momentum Solar | PSE&G | Accepted | 2020-08-26 | 2020-08-28 | 2021-10-30 | Enphase | IQ7PLUS-72-2-US | Inverters | 290 |  | 14 |  |  | 0.97 |  | Outdoor | Roof
NJSTRE1545509470 |  | Transition Incentive Program | Union | 7083 | 10 | 4.9 | Residential | Yes | Behind the Meter | Net-metered residential rooftop and canopy |  | None | Pro Custom Solar dba Momentum Solar | PSE&G | Accepted | 2020-08-26 | 2020-08-28 | 2021-10-30 | LG | LG 350N1C-V5 | Solar Panels |  | 0.35 | 6 | 301 | 38 |  | Fixed | Roof
NJSTRE1545509470 |  | Transition Incentive Program | Union | 7083 | 10 | 4.9 | Residential | Yes | Behind the Meter | Net-metered residential rooftop and canopy |  | None | Pro Custom Solar dba Momentum Solar | PSE&G | Accepted | 2020-08-26 | 2020-08-28 | 2021-10-30 | LG | LG 350N1C-V5 | Solar Panels |  | 0.35 | 8 | 121 | 12 |  | Fixed | Roof
NJSTRE1545509516 |  | Transition Incentive Program | Linden | 7036 | 10 | 6.3 | Residential | Yes | Behind the Meter | Net-metered residential rooftop and canopy |  | None | Pro Custom Solar dba Momentum Solar | PSE&G | Accepted | 2020-08-26 | 2020-08-28 | 2021-10-30 | Enphase | IQ7PLUS-72-2-US | Inverters | 290 |  | 18 |  |  | 0.97 |  | Outdoor | Roof
NJSTRE1545509516 |  | Transition Incentive Program | Linden | 7036 | 10 | 6.3 | Residential | Yes | Behind the Meter | Net-metered residential rooftop and canopy |  | None | Pro Custom Solar dba Momentum Solar | PSE&G | Accepted | 2020-08-26 | 2020-08-28 | 2021-10-30 | LG | LG 350N1C-V5 | Solar Panels |  | 0.35 | 18 | 219 | 34 |  | Fixed | Roof
NJSTRE1545509521 |  | Transition Incentive Program | Linwood | 8221 | 19 | 6.08 | Residential | Yes | Behind the Meter | Net-metered residential rooftop and canopy |  | None | Castle Energy, LLC | AC Electric | Accepted | 2020-08-26 | 2020-08-28 | 2021-10-30 | Enphase Energy | IQ7-60-2-US | Inverters | 240 |  | 19 |  |  | 0.967 |  | Outdoor | on the rooftop under each solar panel
NJSTRE1545509521 |  | Transition Incentive Program | Linwood | 8221 | 19 | 6.08 | Residential | Yes | Behind the Meter | Net-metered residential rooftop and canopy |  | None | Castle Energy, LLC | AC Electric | Accepted | 2020-08-26 | 2020-08-28 | 2021-10-30 | Hanwha Q-Cells | Q.Peak DUO-G5 320 | Solar Panels |  | 0.32 | 19 | 212 | 20 |  | Fixed | Roof
NJSTRE1545509531 |  | Transition Incentive Program | Glen Rock | 7452 | 7 | 12.6 | Residential | Yes | Behind the Meter | Net-metered residential rooftop and canopy |  | None | Pro Custom Solar dba Momentum Solar | PSE&G | Accepted | 2020-08-26 | 2020-08-28 | 2021-10-30 | Enphase | IQ7PLUS-72-2-US | Inverters | 290 |  | 36 |  |  | 0.97 |  | Outdoor | Roof
NJSTRE1545509531 |  | Transition Incentive Program | Glen Rock | 7452 | 7 | 12.6 | Residential | Yes | Behind the Meter | Net-metered residential rooftop and canopy |  | None | Pro Custom Solar dba Momentum Solar | PSE&G | Accepted | 2020-08-26 | 2020-08-28 | 2021-10-30 | LG | LG 350N1C-V5 | Solar Panels |  | 0.35 | 6 | 129 | 7 |  | Fixed | Roof
NJSTRE1545509531 |  | Transition Incentive Program | Glen Rock | 7452 | 7 | 12.6 | Residential | Yes | Behind the Meter | Net-metered residential rooftop and canopy |  | None | Pro Custom Solar dba Momentum Solar | PSE&G | Accepted | 2020-08-26 | 2020-08-28 | 2021-10-30 | LG | LG 350N1C-V5 | Solar Panels |  | 0.35 | 16 | 129 | 35 |  | Fixed | Roof
NJSTRE1545509531 |  | Transition Incentive Program | Glen Rock | 7452 | 7 | 12.6 | Residential | Yes | Behind the Meter | Net-metered residential rooftop and canopy |  | None | Pro Custom Solar dba Momentum Solar | PSE&G | Accepted | 2020-08-26 | 2020-08-28 | 2021-10-30 | LG | LG 350N1C-V5 | Solar Panels |  | 0.35 | 14 | 309 | 35 |  | Fixed | Roof
NJSTRE1545509544 |  | Transition Incentive Program | Medford | 8055 | 13 | 25.28 | Commercial | Yes | Behind the Meter | Net-metered non-residential ground mount |  | None | Geoscape Solar | PSE&G | Accepted | 2020-08-26 | 2020-08-28 | 2021-10-30 | SolarEdge | SE9KUS | Inverters | 9000 |  | 1 |  |  | 0.98 |  | Indoor | in electrical room
NJSTRE1545509544 |  | Transition Incentive Program | Medford | 8055 | 13 | 25.28 | Commercial | Yes | Behind the Meter | Net-metered non-residential ground mount |  | None | Geoscape Solar | PSE&G | Accepted | 2020-08-26 | 2020-08-28 | 2021-10-30 | SolarEdge | SE14.4KUS | Inverters | 14400 |  | 1 |  |  | 0.98 |  | Indoor | in electrical room
NJSTRE1545509544 |  | Transition Incentive Program | Medford | 8055 | 13 | 25.28 | Commercial | Yes | Behind the Meter | Net-metered non-residential ground mount |  | None | Geoscape Solar | PSE&G | Accepted | 2020-08-26 | 2020-08-28 | 2021-10-30 | Sunpower | SPR-P19-395-COM | Solar Panels |  | 0.395 | 64 | 180 | 20 |  | Fixed | Ground
NJSTRE1545509571 |  | Transition Incentive Program | Norwood | 7648 | 7 | 4.08 | Residential | Yes | Behind the Meter | Net-metered residential rooftop and canopy |  | None | Tesla Energy Operations Inc. | Orange Rockland Electric | Accepted | 2020-08-26 | 2020-09-02 | 2021-10-30 | SolarEdge Technologies | SE3800H-US [240V] | Inverters | 3800 |  | 1 |  |  | 0.99 |  | Outside | Outside
NJSTRE1545509571 |  | Transition Incentive Program | Norwood | 7648 | 7 | 4.08 | Residential | Yes | Behind the Meter | Net-metered residential rooftop and canopy |  | None | Tesla Energy Operations Inc. | Orange Rockland Electric | Accepted | 2020-08-26 | 2020-09-02 | 2021-10-30 | Hanwha Q-CELLS | Q.Peak DUO BLK-G6+ 340 | Solar Panels |  | 0.34 | 5 | 28 | 23 |  | Fixed | Roof
NJSTRE1545509571 |  | Transition Incentive Program | Norwood | 7648 | 7 | 4.08 | Residential | Yes | Behind the Meter | Net-metered residential rooftop and canopy |  | None | Tesla Energy Operations Inc. | Orange Rockland Electric | Accepted | 2020-08-26 | 2020-09-02 | 2021-10-30 | Hanwha Q-CELLS | Q.Peak DUO BLK-G6+ 340 | Solar Panels |  | 0.34 | 2 | 298 | 27 |  | Fixed | Roof
NJSTRE1545509571 |  | Transition Incentive Program | Norwood | 7648 | 7 | 4.08 | Residential | Yes | Behind the Meter | Net-metered residential rooftop and canopy |  | None | Tesla Energy Operations Inc. | Orange Rockland Electric | Accepted | 2020-08-26 | 2020-09-02 | 2021-10-30 | Hanwha Q-CELLS | Q.Peak DUO BLK-G6+ 340 | Solar Panels |  | 0.34 | 2 | 28 | 26 |  | Fixed | Roof
NJSTRE1545509571 |  | Transition Incentive Program | Norwood | 7648 | 7 | 4.08 | Residential | Yes | Behind the Meter | Net-metered residential rooftop and canopy |  | None | Tesla Energy Operations Inc. | Orange Rockland Electric | Accepted | 2020-08-26 | 2020-09-02 | 2021-10-30 | Hanwha Q-CELLS | Q.Peak DUO BLK-G6+ 340 | Solar Panels |  | 0.34 | 3 | 208 | 23 |  | Fixed | Roof
NJSTRE1545509572 |  | Transition Incentive Program | Point Pleasant | 8742 | 18 | 7.48 | Residential | No | Behind the Meter | Net-metered residential rooftop and canopy |  | None | NJ Solar Power, LLC | JCP&L | Accepted | 2020-08-26 | 2020-08-31 | 2021-10-30 | solaredge | SE6000H-US | Inverters | 6000 |  | 1 |  |  | 0.99 |  | Other | garage
NJSTRE1545509572 |  | Transition Incentive Program | Point Pleasant | 8742 | 18 | 7.48 | Residential | No | Behind the Meter | Net-metered residential rooftop and canopy |  | None | NJ Solar Power, LLC | JCP&L | Accepted | 2020-08-26 | 2020-08-31 | 2021-10-30 | panasonic | VBHN340SA17 | Solar Panels |  | 0.34 | 22 | 107 | 23 |  | Fixed | Roof
NJSTRE1545509589 |  | Transition Incentive Program | West Orange | 7052 | 9 | 10.37 | Residential | No | Behind the Meter | Net-metered residential rooftop and canopy |  | None | Sunrun Installation Services, Inc. | PSE&G | Accepted | 2020-08-26 | 2020-08-31 | 2021-10-30 | Tesla | Powerwall 2 AC | Electric Storage Battery |  |  | 1 |  |  |  | Lithium Ion |  | outside
NJSTRE1545509589 |  | Transition Incentive Program | West Orange | 7052 | 9 | 10.37 | Residential | No | Behind the Meter | Net-metered residential rooftop and canopy |  | None | Sunrun Installation Services, Inc. | PSE&G | Accepted | 2020-08-26 | 2020-08-31 | 2021-10-30 | Delta Electronics | M4-TL-US | Inverters | 4000 |  | 1 |  |  | 0.98 |  | Outdoor | Near main panel
NJSTRE1545509589 |  | Transition Incentive Program | West Orange | 7052 | 9 | 10.37 | Residential | No | Behind the Meter | Net-metered residential rooftop and canopy |  | None | Sunrun Installation Services, Inc. | PSE&G | Accepted | 2020-08-26 | 2020-08-31 | 2021-10-30 | Delta Electronics | M5-TL-US | Inverters | 5000 |  | 1 |  |  | 0.96 |  | Outdoor | Next To Meter
NJSTRE1545509589 |  | Transition Incentive Program | West Orange | 7052 | 9 | 10.37 | Residential | No | Behind the Meter | Net-metered residential rooftop and canopy |  | None | Sunrun Installation Services, Inc. | PSE&G | Accepted | 2020-08-26 | 2020-08-31 | 2021-10-30 | LONGi Green Energy Technology Co Ltd | LR6-60HPB-305M | Solar Panels |  | 0.305 | 10 | 308 | 34 |  | Fixed | Roof
NJSTRE1545509589 |  | Transition Incentive Program | West Orange | 7052 | 9 | 10.37 | Residential | No | Behind the Meter | Net-metered residential rooftop and canopy |  | None | Sunrun Installation Services, Inc. | PSE&G | Accepted | 2020-08-26 | 2020-08-31 | 2021-10-30 | LONGi Green Energy Technology Co Ltd | LR6-60HPB-305M | Solar Panels |  | 0.305 | 9 | 308 | 34 |  | Fixed | Roof
NJSTRE1545509589 |  | Transition Incentive Program | West Orange | 7052 | 9 | 10.37 | Residential | No | Behind the Meter | Net-metered residential rooftop and canopy |  | None | Sunrun Installation Services, Inc. | PSE&G | Accepted | 2020-08-26 | 2020-08-31 | 2021-10-30 | LONGi Green Energy Technology Co Ltd | LR6-60HPB-305M | Solar Panels |  | 0.305 | 7 | 127 | 34 |  | Fixed | Roof
NJSTRE1545509589 |  | Transition Incentive Program | West Orange | 7052 | 9 | 10.37 | Residential | No | Behind the Meter | Net-metered residential rooftop and canopy |  | None | Sunrun Installation Services, Inc. | PSE&G | Accepted | 2020-08-26 | 2020-08-31 | 2021-10-30 | LONGi Green Energy Technology Co Ltd | LR6-60HPB-305M | Solar Panels |  | 0.305 | 8 | 127 | 34 |  | Fixed | Roof
NJSTRE1545509593 |  | Transition Incentive Program | Gibbstown | 8027 | 15 | 11.34 | Residential | Yes | Behind the Meter | Net-metered residential rooftop and canopy |  | None | Tesla Energy Operations Inc. | AC Electric | Accepted | 2020-08-26 | 2020-08-31 | 2021-10-30 | SolarEdge Technologies | SE10000H-US [240V] | Inverters | 10000 |  | 1 |  |  | 0.99 |  | Outside | Outside
NJSTRE1545509593 |  | Transition Incentive Program | Gibbstown | 8027 | 15 | 11.34 | Residential | Yes | Behind the Meter | Net-metered residential rooftop and canopy |  | None | Tesla Energy Operations Inc. | AC Electric | Accepted | 2020-08-26 | 2020-08-31 | 2021-10-30 | Hanwha Q-CELLS | Q.Peak DUO BLK-G6+ 340 | Solar Panels |  | 0.315 | 18 | 25 | 23 |  | Fixed | Roof
NJSTRE1545509593 |  | Transition Incentive Program | Gibbstown | 8027 | 15 | 11.34 | Residential | Yes | Behind the Meter | Net-metered residential rooftop and canopy |  | None | Tesla Energy Operations Inc. | AC Electric | Accepted | 2020-08-26 | 2020-08-31 | 2021-10-30 | Hanwha Q-CELLS | Q.Peak DUO BLK-G6+ 340 | Solar Panels |  | 0.315 | 18 | 205 | 23 |  | Fixed | Roof
NJSTRE1545509600 |  | Transition Incentive Program | EDISON TWP | 8817 | 11 | 7.93 | Residential | Yes | Behind the Meter | Net-metered residential rooftop and canopy |  | None | Sunrun Installation Services, Inc. | PSE&G | Accepted | 2020-08-26 | 2020-08-28 | 2021-10-30 | Enphase Energy | IQ7-60-x-US (240V) | Inverters | 240 |  | 26 |  |  | 0.96 |  | Outdoor | Rooftop
NJSTRE1545509600 |  | Transition Incentive Program | EDISON TWP | 8817 | 11 | 7.93 | Residential | Yes | Behind the Meter | Net-metered residential rooftop and canopy |  | None | Sunrun Installation Services, Inc. | PSE&G | Accepted | 2020-08-26 | 2020-08-28 | 2021-10-30 | LONGi Green Energy Technology Co Ltd | LR6-60HPB-305M | Solar Panels |  | 0.305 | 16 | 239 | 22 |  | Fixed | Roof
NJSTRE1545509600 |  | Transition Incentive Program | EDISON TWP | 8817 | 11 | 7.93 | Residential | Yes | Behind the Meter | Net-metered residential rooftop and canopy |  | None | Sunrun Installation Services, Inc. | PSE&G | Accepted | 2020-08-26 | 2020-08-28 | 2021-10-30 | LONGi Green Energy Technology Co Ltd | LR6-60HPB-305M | Solar Panels |  | 0.305 | 10 | 59 | 22 |  | Fixed | Roof
NJSTRE1545509615 |  | Transition Incentive Program | SADDLE BROOK | 7663 | 7 | 5.85 | Residential | Yes | Behind the Meter | Net-metered residential rooftop and canopy |  | None | Vivint Solar Developer, LLC | PSE&G | Accepted | 2020-08-27 | 2020-08-28 | 2021-10-30 | Solar Edge | SE3800H-US | Inverters | 3800 |  | 1 |  |  | 0.992 |  | Outdoor | Near the Utility Meter
NJSTRE1545509615 |  | Transition Incentive Program | SADDLE BROOK | 7663 | 7 | 5.85 | Residential | Yes | Behind the Meter | Net-metered residential rooftop and canopy |  | None | Vivint Solar Developer, LLC | PSE&G | Accepted | 2020-08-27 | 2020-08-28 | 2021-10-30 | JINKO SOLAR | JKM325M-60HBL | Solar Panels |  | 0.325 | 18 | 161 | 28 |  | Fixed | Roof
NJSTRE1545509636 |  | Transition Incentive Program | Brigantine | 8203 | 19 | 21.42 | Residential | No | Behind the Meter | Net-metered residential rooftop and canopy |  | None | Advanced Renewable Solutions | AC Electric | Accepted | 2020-08-26 | 2020-08-28 | 2021-10-30 | ENPHASE | IQ7-60-2-US | Inverters | 16320 |  | 68 |  |  | 0.976 |  | Outdoor | Micro-inverters are mounted to the underside of every S
NJSTRE1545509636 |  | Transition Incentive Program | Brigantine | 8203 | 19 | 21.42 | Residential | No | Behind the Meter | Net-metered residential rooftop and canopy |  | None | Advanced Renewable Solutions | AC Electric | Accepted | 2020-08-26 | 2020-08-28 | 2021-10-30 | CertainTeed | CT315M11-02 | Solar Panels |  | 0.315 | 6 | 144 | 30 |  | Fixed | Roof
NJSTRE1545509636 |  | Transition Incentive Program | Brigantine | 8203 | 19 | 21.42 | Residential | No | Behind the Meter | Net-metered residential rooftop and canopy |  | None | Advanced Renewable Solutions | AC Electric | Accepted | 2020-08-26 | 2020-08-28 | 2021-10-30 | CertainTeed | CT315M11-02 | Solar Panels |  | 0.315 | 8 | 144 | 40 |  | Fixed | Roof
NJSTRE1545509636 |  | Transition Incentive Program | Brigantine | 8203 | 19 | 21.42 | Residential | No | Behind the Meter | Net-metered residential rooftop and canopy |  | None | Advanced Renewable Solutions | AC Electric | Accepted | 2020-08-26 | 2020-08-28 | 2021-10-30 | CertainTeed | CT315M11-02 | Solar Panels |  | 0.315 | 20 | 54 | 30 |  | Fixed | Roof
NJSTRE1545509636 |  | Transition Incentive Program | Brigantine | 8203 | 19 | 21.42 | Residential | No | Behind the Meter | Net-metered residential rooftop and canopy |  | None | Advanced Renewable Solutions | AC Electric | Accepted | 2020-08-26 | 2020-08-28 | 2021-10-30 | CertainTeed | CT315M11-02 | Solar Panels |  | 0.315 | 24 | 234 | 30 |  | Fixed | Roof
NJSTRE1545509636 |  | Transition Incentive Program | Brigantine | 8203 | 19 | 21.42 | Residential | No | Behind the Meter | Net-metered residential rooftop and canopy |  | None | Advanced Renewable Solutions | AC Electric | Accepted | 2020-08-26 | 2020-08-28 | 2021-10-30 | CertainTeed | CT315M11-02 | Solar Panels |  | 0.315 | 2 | 54 | 30 |  | Fixed | Roof
NJSTRE1545509636 |  | Transition Incentive Program | Brigantine | 8203 | 19 | 21.42 | Residential | No | Behind the Meter | Net-metered residential rooftop and canopy |  | None | Advanced Renewable Solutions | AC Electric | Accepted | 2020-08-26 | 2020-08-28 | 2021-10-30 | CertainTeed | CT315M11-02 | Solar Panels |  | 0.315 | 6 | 324 | 30 |  | Fixed | Roof
NJSTRE1545509636 |  | Transition Incentive Program | Brigantine | 8203 | 19 | 21.42 | Residential | No | Behind the Meter | Net-metered residential rooftop and canopy |  | None | Advanced Renewable Solutions | AC Electric | Accepted | 2020-08-26 | 2020-08-28 | 2021-10-30 | CertainTeed | CT315M11-02 | Solar Panels |  | 0.315 | 2 | 147 | 35 |  | Fixed | Roof
NJSTRE1545509648 |  | Transition Incentive Program | Newark City | 7104 | 9 | 4.62 | Residential | Yes | Behind the Meter | Net-metered residential rooftop and canopy |  | None | Sunrun Installation Services, Inc. | PSE&G | Accepted | 2020-08-26 | 2020-08-28 | 2021-10-30 | Enphase Energy | IQ7-60-x-US (240V) | Inverters | 240 |  | 14 |  |  | 0.96 |  | Outdoor | Rooftop
NJSTRE1545509648 |  | Transition Incentive Program | Newark City | 7104 | 9 | 4.62 | Residential | Yes | Behind the Meter | Net-metered residential rooftop and canopy |  | None | Sunrun Installation Services, Inc. | PSE&G | Accepted | 2020-08-26 | 2020-08-28 | 2021-10-30 | LG Electronics | LG330N1C-A5 | Solar Panels |  | 0.33 | 14 | 113 | 3 |  | Fixed | Roof
NJSTRE1545510870 |  | Transition Incentive Program | Toms River | 8753 | 18 | 8.16 | Residential | Yes | Behind the Meter | Net-metered residential rooftop and canopy |  | None | Tesla Energy Operations Inc. | JCP&L | Accepted | 2020-08-26 | 2020-08-28 | 2021-10-30 | SolarEdge Technologies | SE7600H-US [240V] | Inverters | 7600 |  | 1 |  |  | 0.99 |  | Outside | Outside
NJSTRE1545510870 |  | Transition Incentive Program | Toms River | 8753 | 18 | 8.16 | Residential | Yes | Behind the Meter | Net-metered residential rooftop and canopy |  | None | Tesla Energy Operations Inc. | JCP&L | Accepted | 2020-08-26 | 2020-08-28 | 2021-10-30 | Hanwha Q-CELLS | Q.Peak DUO BLK-G6+ 340 | Solar Panels |  | 0.34 | 9 | 6 | 16 |  | Fixed | Roof
NJSTRE1545510870 |  | Transition Incentive Program | Toms River | 8753 | 18 | 8.16 | Residential | Yes | Behind the Meter | Net-metered residential rooftop and canopy |  | None | Tesla Energy Operations Inc. | JCP&L | Accepted | 2020-08-26 | 2020-08-28 | 2021-10-30 | Hanwha Q-CELLS | Q.Peak DUO BLK-G6+ 340 | Solar Panels |  | 0.34 | 15 | 186 | 16 |  | Fixed | Roof
NJSTRE1545510871 |  | Transition Incentive Program | Englewood Cliffs Boro | 7632 | 7 | 8.58 | Residential | Yes | Behind the Meter | Net-metered residential rooftop and canopy |  | None | Sunrun Installation Services, Inc. | PSE&G | Accepted | 2020-08-26 | 2020-08-31 | 2021-10-30 | Enphase Energy | IQ7-60-x-US (240V) | Inverters | 240 |  | 26 |  |  | 0.96 |  | Outdoor | Rooftop
NJSTRE1545510871 |  | Transition Incentive Program | Englewood Cliffs Boro | 7632 | 7 | 8.58 | Residential | Yes | Behind the Meter | Net-metered residential rooftop and canopy |  | None | Sunrun Installation Services, Inc. | PSE&G | Accepted | 2020-08-26 | 2020-08-31 | 2021-10-30 | LG Electronics | LG330N1C-A5 | Solar Panels |  | 0.33 | 4 | 35 | 20 |  | Fixed | Roof
NJSTRE1545510871 |  | Transition Incentive Program | Englewood Cliffs Boro | 7632 | 7 | 8.58 | Residential | Yes | Behind the Meter | Net-metered residential rooftop and canopy |  | None | Sunrun Installation Services, Inc. | PSE&G | Accepted | 2020-08-26 | 2020-08-31 | 2021-10-30 | LG Electronics | LG330N1C-A5 | Solar Panels |  | 0.33 | 3 | 126 | 18 |  | Fixed | Roof
NJSTRE1545510871 |  | Transition Incentive Program | Englewood Cliffs Boro | 7632 | 7 | 8.58 | Residential | Yes | Behind the Meter | Net-metered residential rooftop and canopy |  | None | Sunrun Installation Services, Inc. | PSE&G | Accepted | 2020-08-26 | 2020-08-31 | 2021-10-30 | LG Electronics | LG330N1C-A5 | Solar Panels |  | 0.33 | 14 | 307 | 18 |  | Fixed | Roof
NJSTRE1545510871 |  | Transition Incentive Program | Englewood Cliffs Boro | 7632 | 7 | 8.58 | Residential | Yes | Behind the Meter | Net-metered residential rooftop and canopy |  | None | Sunrun Installation Services, Inc. | PSE&G | Accepted | 2020-08-26 | 2020-08-31 | 2021-10-30 | LG Electronics | LG330N1C-A5 | Solar Panels |  | 0.33 | 5 | 215 | 19 |  | Fixed | Roof
NJSTRE1545510877 |  | Transition Incentive Program | Pompton Lakes | 7442 | 6 | 12.08 | Residential | Yes | Behind the Meter | Net-metered residential rooftop and canopy |  | None | Sunrun Installation Services, Inc. | JCP&L | Accepted | 2020-08-26 | 2020-08-28 | 2021-10-30 | Tesla | Powerwall 2 AC | Electric Storage Battery |  |  | 2 |  |  |  | Lithium Ion |  | outside
NJSTRE1545510877 |  | Transition Incentive Program | Pompton Lakes | 7442 | 6 | 12.08 | Residential | Yes | Behind the Meter | Net-metered residential rooftop and canopy |  | None | Sunrun Installation Services, Inc. | JCP&L | Accepted | 2020-08-26 | 2020-08-28 | 2021-10-30 | Enphase Energy | IQ7PLUS-72-x-US (240V) | Inverters | 290 |  | 35 |  |  | 0.96 |  | Outdoor | Rooftop
NJSTRE1545510877 |  | Transition Incentive Program | Pompton Lakes | 7442 | 6 | 12.08 | Residential | Yes | Behind the Meter | Net-metered residential rooftop and canopy |  | None | Sunrun Installation Services, Inc. | JCP&L | Accepted | 2020-08-26 | 2020-08-28 | 2021-10-30 | LG Electronics | LG345N1C-V5 | Solar Panels |  | 0.345 | 13 | 81 | 20 |  | Fixed | Roof
NJSTRE1545510877 |  | Transition Incentive Program | Pompton Lakes | 7442 | 6 | 12.08 | Residential | Yes | Behind the Meter | Net-metered residential rooftop and canopy |  | None | Sunrun Installation Services, Inc. | JCP&L | Accepted | 2020-08-26 | 2020-08-28 | 2021-10-30 | LG Electronics | LG345N1C-V5 | Solar Panels |  | 0.345 | 22 | 261 | 22 |  | Fixed | Roof
NJSTRE1545510884 |  | Transition Incentive Program | UNION BEACH | 7735 | 17 | 8.78 | Residential | Yes | Behind the Meter | Net-metered residential rooftop and canopy |  | None | Vivint Solar Developer, LLC | JCP&L | Accepted | 2020-08-27 | 2020-09-01 | 2021-10-30 | SOLAREDGE | SE7600H-US | Inverters | 7600 |  | 1 |  |  | 0.992 |  | Outdoor | Near the Utility Meter
NJSTRE1545510884 |  | Transition Incentive Program | UNION BEACH | 7735 | 17 | 8.78 | Residential | Yes | Behind the Meter | Net-metered residential rooftop and canopy |  | None | Vivint Solar Developer, LLC | JCP&L | Accepted | 2020-08-27 | 2020-09-01 | 2021-10-30 | JINKO SOLAR | JKM325M-60HBL | Solar Panels |  | 0.325 | 11 | 287 | 33 |  | Fixed | Roof
NJSTRE1545510884 |  | Transition Incentive Program | UNION BEACH | 7735 | 17 | 8.78 | Residential | Yes | Behind the Meter | Net-metered residential rooftop and canopy |  | None | Vivint Solar Developer, LLC | JCP&L | Accepted | 2020-08-27 | 2020-09-01 | 2021-10-30 | JINKO SOLAR | JKM325M-60HBL | Solar Panels |  | 0.325 | 9 | 107 | 21 |  | Fixed | Roof
NJSTRE1545510884 |  | Transition Incentive Program | UNION BEACH | 7735 | 17 | 8.78 | Residential | Yes | Behind the Meter | Net-metered residential rooftop and canopy |  | None | Vivint Solar Developer, LLC | JCP&L | Accepted | 2020-08-27 | 2020-09-01 | 2021-10-30 | JINKO SOLAR | JKM325M-60HBL | Solar Panels |  | 0.325 | 7 | 107 | 21 |  | Fixed | Roof
NJSTRE1545510888 |  | Transition Incentive Program | BLOOMFIELD | 7003 | 9 | 6.83 | Residential | Yes | Behind the Meter | Net-metered residential rooftop and canopy |  | None | Vivint Solar Developer, LLC | PSE&G | Accepted | 2020-08-28 | 2020-09-02 | 2021-10-30 | SOLAR EDGE | SE7600H-US | Inverters | 7600 |  | 1 |  |  | 0.992 |  | Outdoor | Near the Utility Meter
NJSTRE1545510888 |  | Transition Incentive Program | BLOOMFIELD | 7003 | 9 | 6.83 | Residential | Yes | Behind the Meter | Net-metered residential rooftop and canopy |  | None | Vivint Solar Developer, LLC | PSE&G | Accepted | 2020-08-28 | 2020-09-02 | 2021-10-30 | JINKO SOLAR | JKM325M-60HBL | Solar Panels |  | 0.325 | 8 | 264 | 35 |  | Fixed | Roof
NJSTRE1545510888 |  | Transition Incentive Program | BLOOMFIELD | 7003 | 9 | 6.83 | Residential | Yes | Behind the Meter | Net-metered residential rooftop and canopy |  | None | Vivint Solar Developer, LLC | PSE&G | Accepted | 2020-08-28 | 2020-09-02 | 2021-10-30 | JINKO SOLAR | JKM325M-60HBL | Solar Panels |  | 0.325 | 13 | 84 | 35 |  | Fixed | Roof
NJSTRE1545510890 |  | Transition Incentive Program | Bloomfield | 7013 | 6 | 5.18 | Residential | No | Behind the Meter | Net-metered residential rooftop and canopy |  | None | Sunrun Installation Services, Inc. | PSE&G | Accepted | 2020-08-26 | 2020-09-01 | 2021-10-30 | Enphase Energy | IQ7PLUS-72-x-US (240V) | Inverters | 290 |  | 15 |  |  | 0.96 |  | Outdoor | Rooftop
NJSTRE1545510890 |  | Transition Incentive Program | Bloomfield | 7013 | 6 | 5.18 | Residential | No | Behind the Meter | Net-metered residential rooftop and canopy |  | None | Sunrun Installation Services, Inc. | PSE&G | Accepted | 2020-08-26 | 2020-09-01 | 2021-10-30 | LG Electronics | LG345N1C-V5 | Solar Panels |  | 0.345 | 15 | 305 | 30 |  | Fixed | Roof
NJSTRE1545510913 |  | Transition Incentive Program | Old Bridge Township | 8857 | 11 | 20.52 | Residential | Yes | Behind the Meter | Net-metered residential rooftop and canopy |  | None | SunPower Corporation, Systems | JCP&L | Final As-Built Received | 2020-08-26 | 2020-08-31 |  | Sunpower | SPR-X22-360-C-AC | Solar Panels |  | 0.36 | 38 | 148 | 30 |  | Fixed | Roof
NJSTRE1545510913 |  | Transition Incentive Program | Old Bridge Township | 8857 | 11 | 20.52 | Residential | Yes | Behind the Meter | Net-metered residential rooftop and canopy |  | None | SunPower Corporation, Systems | JCP&L | Final As-Built Received | 2020-08-26 | 2020-08-31 |  | Sunpower | SPR-X22-360-C-AC | Solar Panels |  | 0.36 | 19 | 238 | 30 |  | Fixed | Roof
NJSTRE1545510913 |  | Transition Incentive Program | Old Bridge Township | 8857 | 11 | 20.52 | Residential | Yes | Behind the Meter | Net-metered residential rooftop and canopy |  | None | SunPower Corporation, Systems | JCP&L | Final As-Built Received | 2020-08-26 | 2020-08-31 |  | Sunpower | SPR-X22-360-C-AC | Inverters | 320 |  | 57 |  |  | 0.96 |  | Other | under each panel
NJSTRE1545510913 |  | Transition Incentive Program | Old Bridge Township | 8857 | 11 | 20.52 | Residential | Yes | Behind the Meter | Net-metered residential rooftop and canopy |  | None | SunPower Corporation, Systems | JCP&L | Final As-Built Received | 2020-08-26 | 2020-08-31 |  | SunPower | PVS5 | Meters |  |  | 1 |  |  |  | Yes | Outdoor
NJSTRE1545515022 |  | Transition Incentive Program | Galloway | 8205 | 19 | 10.54 | Residential | No | Behind the Meter | Net-metered residential ground mount |  | None | Vision Solar LLC | AC Electric | Accepted | 2020-08-27 | 2020-08-31 | 2021-10-30 | ENPHASE | IQ7-60-2-US | Inverters | 0.24 |  | 31 |  |  | 0.96 |  | Other | BEHIND EACH PANEL
NJSTRE1545515022 |  | Transition Incentive Program | Galloway | 8205 | 19 | 10.54 | Residential | No | Behind the Meter | Net-metered residential ground mount |  | None | Vision Solar LLC | AC Electric | Accepted | 2020-08-27 | 2020-08-31 | 2021-10-30 | HANWHA Q-CELLS | Q.PEAK DUO-G6 340 | Solar Panels |  | 0.34 | 31 | 180 | 30 |  | Fixed | Ground
NJSTRE1545515029 |  | Transition Incentive Program | Roselle Park | 7204 | 10 | 8.82 | Residential | Yes | Behind the Meter | Net-metered residential rooftop and canopy |  | None | Suntuity Solar LLC | PSE&G | Accepted | 2020-08-27 | 2020-08-31 | 2021-10-30 | Enphase Energy | IQ7-60-2-US | Inverters | 240 |  | 28 |  |  | 0.97 |  | Outdoor | Behind the PV Modules
NJSTRE1545515029 |  | Transition Incentive Program | Roselle Park | 7204 | 10 | 8.82 | Residential | Yes | Behind the Meter | Net-metered residential rooftop and canopy |  | None | Suntuity Solar LLC | PSE&G | Accepted | 2020-08-27 | 2020-08-31 | 2021-10-30 | Longi | LR6-60HPB-315M | Solar Panels |  | 0.315 | 6 | 165 | 24 |  | Fixed | Roof
NJSTRE1545515029 |  | Transition Incentive Program | Roselle Park | 7204 | 10 | 8.82 | Residential | Yes | Behind the Meter | Net-metered residential rooftop and canopy |  | None | Suntuity Solar LLC | PSE&G | Accepted | 2020-08-27 | 2020-08-31 | 2021-10-30 | Longi | LR6-60HPB-315M | Solar Panels |  | 0.315 | 6 | 165 | 28 |  | Fixed | Roof
NJSTRE1545515029 |  | Transition Incentive Program | Roselle Park | 7204 | 10 | 8.82 | Residential | Yes | Behind the Meter | Net-metered residential rooftop and canopy |  | None | Suntuity Solar LLC | PSE&G | Accepted | 2020-08-27 | 2020-08-31 | 2021-10-30 | Longi | LR6-60HPB-315M | Solar Panels |  | 0.315 | 6 | 165 | 28 |  | Fixed | Roof
NJSTRE1545515029 |  | Transition Incentive Program | Roselle Park | 7204 | 10 | 8.82 | Residential | Yes | Behind the Meter | Net-metered residential rooftop and canopy |  | None | Suntuity Solar LLC | PSE&G | Accepted | 2020-08-27 | 2020-08-31 | 2021-10-30 | Longi | LR6-60HPB-315M | Solar Panels |  | 0.315 | 10 | 255 | 25 |  | Fixed | Roof
NJSTRE1545515033 |  | Transition Incentive Program | Toms river | 8757 | 18 | 3.06 | Residential | Yes | Behind the Meter | Net-metered residential rooftop and canopy |  | None | Vision Solar LLC | JCP&L | Accepted | 2020-08-27 | 2020-08-31 | 2021-10-30 | ENPHASE | IQ7-60-2-US | Inverters | 0.24 |  | 9 |  |  | 0.96 |  | Other | BEHIND EACH PANEL
NJSTRE1545515033 |  | Transition Incentive Program | Toms river | 8757 | 18 | 3.06 | Residential | Yes | Behind the Meter | Net-metered residential rooftop and canopy |  | None | Vision Solar LLC | JCP&L | Accepted | 2020-08-27 | 2020-08-31 | 2021-10-30 | HANWHA Q-CELLS | Q.PEAK DUO-G6+ 335 | Solar Panels |  | 0.34 | 9 | 211 | 19 |  | Fixed | Roof
NJSTRE1545515049 |  | Transition Incentive Program | Evesham | 8053 | 13 | 13.98 | Residential | No | Behind the Meter | Net-metered residential rooftop and canopy |  | None | Whitman Construction, LLC | PSE&G | Accepted | 2020-08-27 | 2020-08-31 | 2021-10-30 | ENPHASE | IQ7-60-2-US | Inverters | 240 |  | 43 |  |  | 0.975 |  | Outdoor | microinverters located under the modules
NJSTRE1545515049 |  | Transition Incentive Program | Evesham | 8053 | 13 | 13.98 | Residential | No | Behind the Meter | Net-metered residential rooftop and canopy |  | None | Whitman Construction, LLC | PSE&G | Accepted | 2020-08-27 | 2020-08-31 | 2021-10-30 | TRINA | TSM325 DEO6M | Solar Panels |  | 0.325 | 9 | 278 | 20 |  | Fixed | Roof
NJSTRE1545515049 |  | Transition Incentive Program | Evesham | 8053 | 13 | 13.98 | Residential | No | Behind the Meter | Net-metered residential rooftop and canopy |  | None | Whitman Construction, LLC | PSE&G | Accepted | 2020-08-27 | 2020-08-31 | 2021-10-30 | TRINA | TSM325 DEO6M | Solar Panels |  | 0.325 | 15 | 278 | 10 |  | Fixed | Roof
NJSTRE1545515049 |  | Transition Incentive Program | Evesham | 8053 | 13 | 13.98 | Residential | No | Behind the Meter | Net-metered residential rooftop and canopy |  | None | Whitman Construction, LLC | PSE&G | Accepted | 2020-08-27 | 2020-08-31 | 2021-10-30 | Trina | TSM325 DEO6M | Solar Panels |  | 0.325 | 8 | 98 | 20 |  | Fixed | Roof
NJSTRE1545515049 |  | Transition Incentive Program | Evesham | 8053 | 13 | 13.98 | Residential | No | Behind the Meter | Net-metered residential rooftop and canopy |  | None | Whitman Construction, LLC | PSE&G | Accepted | 2020-08-27 | 2020-08-31 | 2021-10-30 | TRINA | TSM325 DEO6M | Solar Panels |  | 0.325 | 11 | 98 | 20 |  | Fixed | Roof
NJSTRE1545515083 |  | Transition Incentive Program | Swedesboro | 8085 | 15 | 7.25 | Residential | No | Behind the Meter | Net-metered residential rooftop and canopy |  | None | Suntuity Solar LLC | AC Electric | Accepted | 2020-08-27 | 2020-08-31 | 2021-10-30 | Enphase Energy | IQ7-60-2-US | Inverters | 240 |  | 23 |  |  | 0.97 |  | Outdoor | Behind the PV Modules
NJSTRE1545515083 |  | Transition Incentive Program | Swedesboro | 8085 | 15 | 7.25 | Residential | No | Behind the Meter | Net-metered residential rooftop and canopy |  | None | Suntuity Solar LLC | AC Electric | Accepted | 2020-08-27 | 2020-08-31 | 2021-10-30 | Longi | LR6-60HPB-315M | Solar Panels |  | 0.315 | 16 | 141 | 26 |  | Fixed | Roof
NJSTRE1545515083 |  | Transition Incentive Program | Swedesboro | 8085 | 15 | 7.25 | Residential | No | Behind the Meter | Net-metered residential rooftop and canopy |  | None | Suntuity Solar LLC | AC Electric | Accepted | 2020-08-27 | 2020-08-31 | 2021-10-30 | Longi | LR6-60HPB-315M | Solar Panels |  | 0.315 | 7 | 321 | 26 |  | Fixed | Roof
NJSTRE1545515105 |  | Transition Incentive Program | WESTFIELD | 7090 | 10 | 5.78 | Residential | Yes | Behind the Meter | Net-metered residential rooftop and canopy |  | None | Trinity Solar | PSE&G | Accepted | 2020-08-27 | 2020-08-31 | 2021-10-30 | Solar Edge | SE5000H-US000BNC4 | Inverters | 5000 |  | 1 |  |  | 0.97 |  | Outdoor | side of home
NJSTRE1545515105 |  | Transition Incentive Program | WESTFIELD | 7090 | 10 | 5.78 | Residential | Yes | Behind the Meter | Net-metered residential rooftop and canopy |  | None | Trinity Solar | PSE&G | Accepted | 2020-08-27 | 2020-08-31 | 2021-10-30 | HANWHA | Q.PEAK DUO BLK-G6 340 | Solar Panels |  | 0.34 | 17 | 128 | 28 |  | Fixed | Roof
NJSTRE1545515112 |  | Transition Incentive Program | Bellmawr | 8031 | 14 | 8.16 | Residential | No | Behind the Meter | Net-metered residential rooftop and canopy |  | None | Vision Solar LLC | PSE&G | Accepted | 2020-08-27 | 2020-08-31 | 2021-10-30 | ENPHASE | IQ7-60-2-US | Inverters | 0.24 |  | 24 |  |  | 0.96 |  | Other | BEHIND EACH PANEL
NJSTRE1545515112 |  | Transition Incentive Program | Bellmawr | 8031 | 14 | 8.16 | Residential | No | Behind the Meter | Net-metered residential rooftop and canopy |  | None | Vision Solar LLC | PSE&G | Accepted | 2020-08-27 | 2020-08-31 | 2021-10-30 | HANWHA Q-CELLS | Q.PEAK DUO-G6 340 | Solar Panels |  | 0.34 | 6 | 161 | 10 |  | Fixed | Roof
NJSTRE1545515112 |  | Transition Incentive Program | Bellmawr | 8031 | 14 | 8.16 | Residential | No | Behind the Meter | Net-metered residential rooftop and canopy |  | None | Vision Solar LLC | PSE&G | Accepted | 2020-08-27 | 2020-08-31 | 2021-10-30 | HANWHA Q-CELLS | Q.PEAK DUO-G6 340 | Solar Panels |  | 0.34 | 18 | 161 | 25 |  | Fixed | Roof
NJSTRE1545515121 |  | Transition Incentive Program | GLASSBORO | 8028 | 15 | 5.85 | Residential | Yes | Behind the Meter | Net-metered residential rooftop and canopy |  | None | Vivint Solar Developer, LLC | AC Electric | Accepted | 2020-08-28 | 2020-08-31 | 2021-10-30 | SOLAREDGE | SE3800H-US | Inverters | 3800 |  | 1 |  |  | 0.992 |  | Outdoor | Near the Utility Meter
NJSTRE1545515121 |  | Transition Incentive Program | GLASSBORO | 8028 | 15 | 5.85 | Residential | Yes | Behind the Meter | Net-metered residential rooftop and canopy |  | None | Vivint Solar Developer, LLC | AC Electric | Accepted | 2020-08-28 | 2020-08-31 | 2021-10-30 | JINKO SOLAR | JKM325M-60HBL | Solar Panels |  | 0.325 | 18 | 153 | 30 |  | Fixed | Roof
NJSTRE1545515131 |  | Transition Incentive Program | Egg Harbor | 8234 | 19 | 7.04 | Residential | No | Behind the Meter | Net-metered residential rooftop and canopy |  | None | Whitman Construction, LLC | AC Electric | Accepted | 2020-09-16 | 2020-09-16 | 2021-10-30 | enphase energy | IQ7-60-2-US | Inverters | 240 |  | 22 |  |  | 0.975 |  | Outdoor | microinverters located under modules
NJSTRE1545515131 |  | Transition Incentive Program | Egg Harbor | 8234 | 19 | 7.04 | Residential | No | Behind the Meter | Net-metered residential rooftop and canopy |  | None | Whitman Construction, LLC | AC Electric | Accepted | 2020-09-16 | 2020-09-16 | 2021-10-30 | trina | TSM320DD05H.05 | Solar Panels |  | 0.32 | 22 | 201 | 34 |  | Fixed | Roof
NJSTRE1545515147 |  | Transition Incentive Program | Absecon | 8201 | 19 | 10.88 | Residential | Yes | Behind the Meter | Net-metered residential rooftop and canopy |  | None | Tesla Energy Operations Inc. | AC Electric | Accepted | 2020-08-27 | 2020-08-31 | 2021-10-30 | SolarEdge Technologies | SE10000H-US [240V] | Inverters | 10000 |  | 1 |  |  | 0.99 |  | Outside | Outside
NJSTRE1545515147 |  | Transition Incentive Program | Absecon | 8201 | 19 | 10.88 | Residential | Yes | Behind the Meter | Net-metered residential rooftop and canopy |  | None | Tesla Energy Operations Inc. | AC Electric | Accepted | 2020-08-27 | 2020-08-31 | 2021-10-30 | Hanwha Q-CELLS | Q.Peak DUO BLK-G6+ 340 | Solar Panels |  | 0.34 | 5 | 222 | 26 |  | Fixed | Roof
NJSTRE1545515147 |  | Transition Incentive Program | Absecon | 8201 | 19 | 10.88 | Residential | Yes | Behind the Meter | Net-metered residential rooftop and canopy |  | None | Tesla Energy Operations Inc. | AC Electric | Accepted | 2020-08-27 | 2020-08-31 | 2021-10-30 | Hanwha Q-CELLS | Q.Peak DUO BLK-G6+ 340 | Solar Panels |  | 0.34 | 9 | 131 | 45 |  | Fixed | Roof
NJSTRE1545515147 |  | Transition Incentive Program | Absecon | 8201 | 19 | 10.88 | Residential | Yes | Behind the Meter | Net-metered residential rooftop and canopy |  | None | Tesla Energy Operations Inc. | AC Electric | Accepted | 2020-08-27 | 2020-08-31 | 2021-10-30 | Hanwha Q-CELLS | Q.Peak DUO BLK-G6+ 340 | Solar Panels |  | 0.34 | 18 | 42 | 26 |  | Fixed | Roof
NJSTRE1545515148 |  | Transition Incentive Program | PLAINFIELD | 7060 | 10 | 5.12 | Residential | No | Behind the Meter | Net-metered residential rooftop and canopy |  | None | Vivint Solar Developer, LLC | PSE&G | Accepted | 2020-09-07 | 2020-09-08 | 2021-10-30 | SOLAREDGE | SE3800H-US | Inverters | 3800 |  | 1 |  |  | 0.992 |  | Outdoor | Near the Utility Meter
NJSTRE1545515148 |  | Transition Incentive Program | PLAINFIELD | 7060 | 10 | 5.12 | Residential | No | Behind the Meter | Net-metered residential rooftop and canopy |  | None | Vivint Solar Developer, LLC | PSE&G | Accepted | 2020-09-07 | 2020-09-08 | 2021-10-30 | HANWHA SOLAR | Q.PEAK DUO BLK-G5 | Solar Panels |  | 0.32 | 16 | 102 | 31 |  | Fixed | Roof
NJSTRE1545515186 |  | Transition Incentive Program | Maywood | 7607 | 7 | 3.9 | Residential | Yes | Behind the Meter | Net-metered residential rooftop and canopy |  | None | Vivint Solar Developer, LLC | PSE&G | Accepted | 2020-08-28 | 2020-08-31 | 2021-10-30 | SOLAREDGE | SE3800H-US | Inverters | 3800 |  | 1 |  |  | 0.992 |  | Outdoor | Near the Utility Meter
NJSTRE1545515186 |  | Transition Incentive Program | Maywood | 7607 | 7 | 3.9 | Residential | Yes | Behind the Meter | Net-metered residential rooftop and canopy |  | None | Vivint Solar Developer, LLC | PSE&G | Accepted | 2020-08-28 | 2020-08-31 | 2021-10-30 | JINKO SOLAR | JKM325M-60HBL | Solar Panels |  | 0.325 | 3 | 37 | 9 |  | Fixed | Roof
NJSTRE1545515186 |  | Transition Incentive Program | Maywood | 7607 | 7 | 3.9 | Residential | Yes | Behind the Meter | Net-metered residential rooftop and canopy |  | None | Vivint Solar Developer, LLC | PSE&G | Accepted | 2020-08-28 | 2020-08-31 | 2021-10-30 | JINKO SOLAR | JKM325M-60HBL | Solar Panels |  | 0.325 | 4 | 307 | 43 |  | Fixed | Roof
NJSTRE1545515186 |  | Transition Incentive Program | Maywood | 7607 | 7 | 3.9 | Residential | Yes | Behind the Meter | Net-metered residential rooftop and canopy |  | None | Vivint Solar Developer, LLC | PSE&G | Accepted | 2020-08-28 | 2020-08-31 | 2021-10-30 | JINKO SOLAR | JKM325M-60HBL | Solar Panels |  | 0.325 | 5 | 127 | 43 |  | Fixed | Roof
NJSTRE1545515239 |  | Transition Incentive Program | Edison TWP | 8820 | 11 | 3.78 | Residential | Yes | Behind the Meter | Net-metered residential rooftop and canopy |  | None | Tesla Energy Operations Inc | PSE&G | Accepted | 2020-08-27 | 2020-09-01 | 2021-10-30 | Tesla | AC Powerwall 2.0 | Electric Storage Battery |  |  | 1 |  |  |  | Lithium Ion |  | inside
NJSTRE1545515239 |  | Transition Incentive Program | Edison TWP | 8820 | 11 | 3.78 | Residential | Yes | Behind the Meter | Net-metered residential rooftop and canopy |  | None | Tesla Energy Operations Inc | PSE&G | Accepted | 2020-08-27 | 2020-09-01 | 2021-10-30 | SolarEdge Technologies Ltd | SE3800H-US [240V] | Inverters | 3800 |  | 1 |  |  | 0.99 |  | Outdoor | Outdoor
NJSTRE1545515239 |  | Transition Incentive Program | Edison TWP | 8820 | 11 | 3.78 | Residential | Yes | Behind the Meter | Net-metered residential rooftop and canopy |  | None | Tesla Energy Operations Inc | PSE&G | Accepted | 2020-08-27 | 2020-09-01 | 2021-10-30 | Hanwha Q Cells | Q.Peak DUO BLK-G6+ 340 | Solar Panels |  | 0.315 | 8 | 177 | 26 |  | Fixed | Roof
NJSTRE1545515239 |  | Transition Incentive Program | Edison TWP | 8820 | 11 | 3.78 | Residential | Yes | Behind the Meter | Net-metered residential rooftop and canopy |  | None | Tesla Energy Operations Inc | PSE&G | Accepted | 2020-08-27 | 2020-09-01 | 2021-10-30 | Hanwha Q Cells | Q.Peak DUO BLK-G6+ 340 | Solar Panels |  | 0.315 | 4 | 177 | 27 |  | Fixed | Roof
NJSTRE1545515247 |  | Transition Incentive Program | Towaco | 7082 | 3 | 154.66 | School Public K-12 | Yes | Behind the Meter | Net-metered non-residential rooftop and canopy |  | None | Solar Landscape | JCP&L | Accepted | 2020-08-27 | 2020-08-31 | 2021-10-30 | Solar Edge | SE43.2KUS | Inverters | 43200 |  | 3 |  |  | 0.97 |  | Outdoor | Wall mounted, ground level
NJSTRE1545515247 |  | Transition Incentive Program | Towaco | 7082 | 3 | 154.66 | School Public K-12 | Yes | Behind the Meter | Net-metered non-residential rooftop and canopy |  | None | Solar Landscape | JCP&L | Accepted | 2020-08-27 | 2020-08-31 | 2021-10-30 | Znshine Solar | ZXM6-72 Series 380W | Solar Panels |  | 0.38 | 407 | 181.668 | 5 |  | Fixed | Roof
NJSTRE1545515263 |  | Transition Incentive Program | NORTH PLAINFIELD | 7063 | 10 | 8.13 | Residential | Yes | Behind the Meter | Net-metered residential rooftop and canopy |  | None | Vivint Solar Developer, LLC | PSE&G | Accepted | 2020-08-28 | 2020-08-31 | 2021-10-30 | SOLAREDGE | SE7600H-US | Inverters | 7600 |  | 1 |  |  | 0.992 |  | Outdoor | Near the Utility Meter
NJSTRE1545515263 |  | Transition Incentive Program | NORTH PLAINFIELD | 7063 | 10 | 8.13 | Residential | Yes | Behind the Meter | Net-metered residential rooftop and canopy |  | None | Vivint Solar Developer, LLC | PSE&G | Accepted | 2020-08-28 | 2020-08-31 | 2021-10-30 | JINKO SOLAR | JKM325M-60HBL | Solar Panels |  | 0.325 | 12 | 147 | 28 |  | Fixed | Roof
NJSTRE1545515263 |  | Transition Incentive Program | NORTH PLAINFIELD | 7063 | 10 | 8.13 | Residential | Yes | Behind the Meter | Net-metered residential rooftop and canopy |  | None | Vivint Solar Developer, LLC | PSE&G | Accepted | 2020-08-28 | 2020-08-31 | 2021-10-30 | JINKO SOLAR | JKM325M-60HBL | Solar Panels |  | 0.325 | 13 | 147 | 39 |  | Fixed | Roof
NJSTRE1545515264 |  | Transition Incentive Program | Plainfield | 7062 | 10 | 3.74 | Residential | Yes | Behind the Meter | Net-metered residential rooftop and canopy |  | None | Trinity Solar | PSE&G | Accepted | 2020-08-27 | 2020-08-31 | 2021-10-30 | Solar Edge | SE3000 | Inverters | 3000 |  | 1 |  |  | 0.97 |  | Outside | side of home
NJSTRE1545515264 |  | Transition Incentive Program | Plainfield | 7062 | 10 | 3.74 | Residential | Yes | Behind the Meter | Net-metered residential rooftop and canopy |  | None | Trinity Solar | PSE&G | Accepted | 2020-08-27 | 2020-08-31 | 2021-10-30 | Hanwha | Q.PEAK DUO BLK-G6 340 | Solar Panels |  | 0.34 | 11 | 215 | 18 |  | Fixed | Roof
NJSTRE1545515265 |  | Transition Incentive Program | Voorhees | 8043 | 14 | 12.92 | Residential | No | Behind the Meter | Net-metered residential rooftop and canopy |  | None | NJ Solar Power, LLC | PSE&G | Accepted | 2020-08-27 | 2020-08-31 | 2021-10-30 | solaredge | SE10000H-US | Inverters | 10000 |  | 1 |  |  | 0.99 |  | Outdoor | garage
NJSTRE1545515265 |  | Transition Incentive Program | Voorhees | 8043 | 14 | 12.92 | Residential | No | Behind the Meter | Net-metered residential rooftop and canopy |  | None | NJ Solar Power, LLC | PSE&G | Accepted | 2020-08-27 | 2020-08-31 | 2021-10-30 | panasonic | vbhn340sa17 | Solar Panels |  | 0.34 | 18 | 267 | 27 |  | Fixed | Roof
NJSTRE1545515265 |  | Transition Incentive Program | Voorhees | 8043 | 14 | 12.92 | Residential | No | Behind the Meter | Net-metered residential rooftop and canopy |  | None | NJ Solar Power, LLC | PSE&G | Accepted | 2020-08-27 | 2020-08-31 | 2021-10-30 | panasonic | vbhn340sa17 | Solar Panels |  | 0.34 | 20 | 87 | 45 |  | Fixed | Roof
NJSTRE1545515273 |  | Transition Incentive Program | Beachwood | 8722 | 18 | 19.8 | Residential | No | Behind the Meter | Net-metered residential rooftop and canopy |  | None | Green Power Energy | JCP&L | Accepted | 2020-08-27 | 2020-08-31 | 2021-10-30 | Solar Edge | SE5000H-US | Inverters | 5000 |  | 1 |  |  | 0.97 |  | Outside | next to meter
NJSTRE1545515273 |  | Transition Incentive Program | Beachwood | 8722 | 18 | 19.8 | Residential | No | Behind the Meter | Net-metered residential rooftop and canopy |  | None | Green Power Energy | JCP&L | Accepted | 2020-08-27 | 2020-08-31 | 2021-10-30 | Solar Edge | SE11400H-US | Inverters | 11400 |  | 1 |  |  | 0.97 |  | Outside | next to meter
NJSTRE1545515273 |  | Transition Incentive Program | Beachwood | 8722 | 18 | 19.8 | Residential | No | Behind the Meter | Net-metered residential rooftop and canopy |  | None | Green Power Energy | JCP&L | Accepted | 2020-08-27 | 2020-08-31 | 2021-10-30 | LG Electronics | LG330N1K-V5 | Solar Panels |  | 0.33 | 45 | 214 | 40 |  | Fixed | Roof
NJSTRE1545515273 |  | Transition Incentive Program | Beachwood | 8722 | 18 | 19.8 | Residential | No | Behind the Meter | Net-metered residential rooftop and canopy |  | None | Green Power Energy | JCP&L | Accepted | 2020-08-27 | 2020-08-31 | 2021-10-30 | LG Electronics | LG330N1K-V5 | Solar Panels |  | 0.33 | 15 | 126 | 6 |  | Fixed | Roof
NJSTRE1545515429 |  | Transition Incentive Program | WILDWOOD | 8260 | 21 | 3.74 | Residential | Yes | Behind the Meter | Net-metered residential rooftop and canopy |  | None | Trinity Solar | AC Electric | Accepted | 2020-08-27 | 2020-08-31 | 2021-10-30 | Solar Edge | SE3000H-US000BNC4 | Inverters | 3000 |  | 1 |  |  | 0.97 |  | Outdoor | side of home
NJSTRE1545515429 |  | Transition Incentive Program | WILDWOOD | 8260 | 21 | 3.74 | Residential | Yes | Behind the Meter | Net-metered residential rooftop and canopy |  | None | Trinity Solar | AC Electric | Accepted | 2020-08-27 | 2020-08-31 | 2021-10-30 | HANWHA | Q.PEAK DUO BLK-G6 340 | Solar Panels |  | 0.34 | 11 | 137 | 27 |  | Fixed | Roof
NJSTRE1545515507 |  | Transition Incentive Program | Montville | 7045 | 3 | 230.4 | School Public K-12 | Yes | Behind the Meter | Net-metered non-residential rooftop and canopy |  | None | Solar Landscape | JCP&L | Accepted | 2020-08-27 | 2020-08-31 | 2021-10-30 | Solar Edge | SE100KUS | Inverters | 100000 |  | 2 |  |  | 0.985 |  | Outdoor | Mounted on lower roof
NJSTRE1545515507 |  | Transition Incentive Program | Montville | 7045 | 3 | 230.4 | School Public K-12 | Yes | Behind the Meter | Net-metered non-residential rooftop and canopy |  | None | Solar Landscape | JCP&L | Accepted | 2020-08-27 | 2020-08-31 | 2021-10-30 | Hanwha Q | Q. Peak L-G7.2 400W | Solar Panels |  | 0.4 | 576 | 218.451 | 5 |  | Fixed | Roof
NJSTRE1545515517 |  | Transition Incentive Program | Montville | 7045 | 3 | 486 | School Public K-12 | No | Behind the Meter | Net-metered non-residential rooftop and canopy |  | None | Solar Landscape | JCP&L | Accepted | 2020-09-24 | 2020-09-25 | 2021-10-30 | Solar Edge | SE100KUS | Inverters | 100000 |  | 4 |  |  | 0.985 |  | Outdoor | Wall mounted on roof
NJSTRE1545515517 |  | Transition Incentive Program | Montville | 7045 | 3 | 486 | School Public K-12 | No | Behind the Meter | Net-metered non-residential rooftop and canopy |  | None | Solar Landscape | JCP&L | Accepted | 2020-09-24 | 2020-09-25 | 2021-10-30 | Znshine Solar | ZXm6-400W | Solar Panels |  | 0.4 | 1215 | 200.074 | 5 |  | Fixed | Roof
NJSTRE1545515529 |  | Transition Incentive Program | Ringoes | 8551 | 4 | 5.18 | Residential | No | Behind the Meter | Net-metered residential rooftop and canopy |  | None | Sunrun Installation Services, Inc. | JCP&L | Accepted | 2020-08-27 | 2020-08-31 | 2021-10-30 | Tesla | Powerwall 2 AC | Electric Storage Battery |  |  | 2 |  |  |  | Lithium Ion |  | outside
NJSTRE1545515529 |  | Transition Incentive Program | Ringoes | 8551 | 4 | 5.18 | Residential | No | Behind the Meter | Net-metered residential rooftop and canopy |  | None | Sunrun Installation Services, Inc. | JCP&L | Accepted | 2020-08-27 | 2020-08-31 | 2021-10-30 | Enphase Energy | IQ7PLUS-72-x-US (240V) | Inverters | 290 |  | 15 |  |  | 0.96 |  | Outdoor | Rooftop
NJSTRE1545515529 |  | Transition Incentive Program | Ringoes | 8551 | 4 | 5.18 | Residential | No | Behind the Meter | Net-metered residential rooftop and canopy |  | None | Sunrun Installation Services, Inc. | JCP&L | Accepted | 2020-08-27 | 2020-08-31 | 2021-10-30 | LG Electronics | LG345N1C-V5 | Solar Panels |  | 0.345 | 3 | 215 | 34 |  | Fixed | Roof
NJSTRE1545515529 |  | Transition Incentive Program | Ringoes | 8551 | 4 | 5.18 | Residential | No | Behind the Meter | Net-metered residential rooftop and canopy |  | None | Sunrun Installation Services, Inc. | JCP&L | Accepted | 2020-08-27 | 2020-08-31 | 2021-10-30 | LG Electronics | LG345N1C-V5 | Solar Panels |  | 0.345 | 12 | 126 | 32 |  | Fixed | Roof
NJSTRE1545515559 |  | Transition Incentive Program | Montville | 7045 | 3 | 143.64 | School Public K-12 | Yes | Behind the Meter | Net-metered non-residential rooftop and canopy |  | None | Solar Landscape | JCP&L | Accepted | 2020-08-27 | 2020-08-31 | 2021-10-30 | Solar Edge | SE43.2KUS | Inverters | 43200 |  | 3 |  |  | 0.97 |  | Outdoor | wall mounted on roof
NJSTRE1545515559 |  | Transition Incentive Program | Montville | 7045 | 3 | 143.64 | School Public K-12 | Yes | Behind the Meter | Net-metered non-residential rooftop and canopy |  | None | Solar Landscape | JCP&L | Accepted | 2020-08-27 | 2020-08-31 | 2021-10-30 | Znshine Solar | ZXM6-72 380W | Solar Panels |  | 0.38 | 378 | 143.6 | 5 |  | Fixed | Roof
NJSTRE1545515575 |  | Transition Incentive Program | Montville | 7045 | 3 | 756.4 | School Public K-12 | No | Behind the Meter | Net-metered non-residential rooftop and canopy |  | None | Solar Landscape | JCP&L | Accepted | 2020-09-24 | 2020-09-25 | 2021-10-30 | Solar Edge | SE100KUS | Inverters | 100000 |  | 6 |  |  | 0.985 |  | Outdoor | Wall mounted on roof
NJSTRE1545515575 |  | Transition Incentive Program | Montville | 7045 | 3 | 756.4 | School Public K-12 | No | Behind the Meter | Net-metered non-residential rooftop and canopy |  | None | Solar Landscape | JCP&L | Accepted | 2020-09-24 | 2020-09-25 | 2021-10-30 | Solar Edge | SE33.3KUS | Inverters | 33300 |  | 1 |  |  | 0.97 |  | Outside | Wall mounted on roof
NJSTRE1545515575 |  | Transition Incentive Program | Montville | 7045 | 3 | 756.4 | School Public K-12 | No | Behind the Meter | Net-metered non-residential rooftop and canopy |  | None | Solar Landscape | JCP&L | Accepted | 2020-09-24 | 2020-09-25 | 2021-10-30 | Znshine Solar | ZXM6-400W | Solar Panels |  | 0.4 | 84 | 174.001 | 15 |  | Fixed | Roof
NJSTRE1545515575 |  | Transition Incentive Program | Montville | 7045 | 3 | 756.4 | School Public K-12 | No | Behind the Meter | Net-metered non-residential rooftop and canopy |  | None | Solar Landscape | JCP&L | Accepted | 2020-09-24 | 2020-09-25 | 2021-10-30 | ZNshine | ZXM6-400W | Solar Panels |  | 0.4 | 1513 | 174 | 5 |  | Fixed | Roof
NJSTRE1545515575 |  | Transition Incentive Program | Montville | 7045 | 3 | 756.4 | School Public K-12 | No | Behind the Meter | Net-metered non-residential rooftop and canopy |  | None | Solar Landscape | JCP&L | Accepted | 2020-09-24 | 2020-09-25 | 2021-10-30 | Znshine Solar | ZXM6-400W | Solar Panels |  | 0.4 | 99 | 99.0726 | 12 |  | Fixed | Roof
NJSTRE1545515575 |  | Transition Incentive Program | Montville | 7045 | 3 | 756.4 | School Public K-12 | No | Behind the Meter | Net-metered non-residential rooftop and canopy |  | None | Solar Landscape | JCP&L | Accepted | 2020-09-24 | 2020-09-25 | 2021-10-30 | Znshine Solar | ZXM6-400W | Solar Panels |  | 0.4 | 81 | 354.325 | 15 |  | Fixed | Roof
NJSTRE1545515575 |  | Transition Incentive Program | Montville | 7045 | 3 | 756.4 | School Public K-12 | No | Behind the Meter | Net-metered non-residential rooftop and canopy |  | None | Solar Landscape | JCP&L | Accepted | 2020-09-24 | 2020-09-25 | 2021-10-30 | Znshine Solar | ZXM6-400W | Solar Panels |  | 0.4 | 114 | 248.205 | 12 |  | Fixed | Roof
NJSTRE1545515579 |  | Transition Incentive Program | West Windsor | 8550 | 12 | 11.56 | Residential | Yes | Behind the Meter | Net-metered residential rooftop and canopy |  | None | Tesla Energy Operations Inc. | PSE&G | Accepted | 2020-08-27 | 2020-09-02 | 2021-10-30 | SolarEdge Technologies | SE11400H-US [240V] | Inverters | 11400 |  | 1 |  |  | 0.99 |  | Outside | Outside
NJSTRE1545515579 |  | Transition Incentive Program | West Windsor | 8550 | 12 | 11.56 | Residential | Yes | Behind the Meter | Net-metered residential rooftop and canopy |  | None | Tesla Energy Operations Inc. | PSE&G | Accepted | 2020-08-27 | 2020-09-02 | 2021-10-30 | Hanwha Q-CELLS | Q.Peak DUO BLK-G6+ 340 | Solar Panels |  | 0.34 | 4 | 104 | 30 |  | Fixed | Roof
NJSTRE1545515579 |  | Transition Incentive Program | West Windsor | 8550 | 12 | 11.56 | Residential | Yes | Behind the Meter | Net-metered residential rooftop and canopy |  | None | Tesla Energy Operations Inc. | PSE&G | Accepted | 2020-08-27 | 2020-09-02 | 2021-10-30 | Hanwha Q-CELLS | Q.Peak DUO BLK-G6+ 340 | Solar Panels |  | 0.34 | 16 | 104 | 30 |  | Fixed | Roof
NJSTRE1545515579 |  | Transition Incentive Program | West Windsor | 8550 | 12 | 11.56 | Residential | Yes | Behind the Meter | Net-metered residential rooftop and canopy |  | None | Tesla Energy Operations Inc. | PSE&G | Accepted | 2020-08-27 | 2020-09-02 | 2021-10-30 | Hanwha Q-CELLS | Q.Peak DUO BLK-G6+ 340 | Solar Panels |  | 0.34 | 14 | 104 | 30 |  | Fixed | Roof
NJSTRE1545515581 |  | Transition Incentive Program | Clementon | 8021 | 14 | 6.83 | Residential | Yes | Behind the Meter | Net-metered residential rooftop and canopy |  | None | SunnyMac LLC | AC Electric | Accepted | 2020-08-27 | 2020-09-04 | 2021-10-30 | Solaredge | SE5000H-US | Inverters | 5000 |  | 1 |  |  | 0.99 |  | Outdoor | Next to Meter
NJSTRE1545515581 |  | Transition Incentive Program | Clementon | 8021 | 14 | 6.83 | Residential | Yes | Behind the Meter | Net-metered residential rooftop and canopy |  | None | SunnyMac LLC | AC Electric | Accepted | 2020-08-27 | 2020-09-04 | 2021-10-30 | REC | REC 325 TwinPeak 2 Mono | Solar Panels |  | 0.325 | 18 | 67 | 30 |  | Fixed | Roof
NJSTRE1545515581 |  | Transition Incentive Program | Clementon | 8021 | 14 | 6.83 | Residential | Yes | Behind the Meter | Net-metered residential rooftop and canopy |  | None | SunnyMac LLC | AC Electric | Accepted | 2020-08-27 | 2020-09-04 | 2021-10-30 | REC | REC 325 TwinPeak 2 Mono | Solar Panels |  | 0.325 | 3 | 247 | 16 |  | Fixed | Roof
NJSTRE1545515589 |  | Transition Incentive Program | East Brunswick | 8816 | 11 | 5.78 | Residential | Yes | Behind the Meter | Net-metered residential rooftop and canopy |  | None | Trinity Solar | PSE&G | Accepted | 2020-08-27 | 2020-08-31 | 2021-10-30 | Solar Edge | SE5000 | Inverters | 5000 |  | 1 |  |  | 0.97 |  | Outside | side of home
NJSTRE1545515589 |  | Transition Incentive Program | East Brunswick | 8816 | 11 | 5.78 | Residential | Yes | Behind the Meter | Net-metered residential rooftop and canopy |  | None | Trinity Solar | PSE&G | Accepted | 2020-08-27 | 2020-08-31 | 2021-10-30 | Hanwha | Q.PEAK DUO BLK-G6 340 | Solar Panels |  | 0.34 | 17 | 172 | 5 |  | Fixed | Roof
NJSTRE1545515620 |  | Transition Incentive Program | Bloomfield | 7003 | 9 | 3.8 | Residential | No | Behind the Meter | Net-metered residential rooftop and canopy |  | None | Sunrun Installation Services, Inc. | PSE&G | Accepted | 2020-08-27 | 2020-08-31 | 2021-10-30 | Enphase Energy | IQ7PLUS-72-x-US (240V) | Inverters | 290 |  | 11 |  |  | 0.96 |  | Outdoor | Rooftop
NJSTRE1545515620 |  | Transition Incentive Program | Bloomfield | 7003 | 9 | 3.8 | Residential | No | Behind the Meter | Net-metered residential rooftop and canopy |  | None | Sunrun Installation Services, Inc. | PSE&G | Accepted | 2020-08-27 | 2020-08-31 | 2021-10-30 | LG Electronics | LG345N1C-V5 | Solar Panels |  | 0.345 | 11 | 126 | 28 |  | Fixed | Roof
NJSTRE1545515621 |  | Transition Incentive Program | Hammonton | 8037 | 19 | 9.86 | Residential | Yes | Behind the Meter | Net-metered residential rooftop and canopy |  | None | Castle Energy, LLC | AC Electric | Accepted | 2020-08-27 | 2020-08-31 | 2021-10-30 | Enphase Energy | IQ7-60-2-US | Inverters | 240 |  | 29 |  |  | 0.967 |  | Outdoor | on the rooftop under each solar panel
NJSTRE1545515621 |  | Transition Incentive Program | Hammonton | 8037 | 19 | 9.86 | Residential | Yes | Behind the Meter | Net-metered residential rooftop and canopy |  | None | Castle Energy, LLC | AC Electric | Accepted | 2020-08-27 | 2020-08-31 | 2021-10-30 | Hanwha Q-Cells | Q.Peak DUO BLK-G6 340 | Solar Panels |  | 0.34 | 13 | 134 | 23 |  | Fixed | Roof
NJSTRE1545515621 |  | Transition Incentive Program | Hammonton | 8037 | 19 | 9.86 | Residential | Yes | Behind the Meter | Net-metered residential rooftop and canopy |  | None | Castle Energy, LLC | AC Electric | Accepted | 2020-08-27 | 2020-08-31 | 2021-10-30 | Hanwha Q-Cells | Q.Peak DUO BLK-G6 340 | Solar Panels |  | 0.34 | 16 | 134 | 23 |  | Fixed | Roof
NJSTRE1545515641 |  | Transition Incentive Program | FAIR LAWN | 7410 | 7 | 7.8 | Residential | Yes | Behind the Meter | Net-metered residential rooftop and canopy |  | None | Infinity Solar Systems | PSE&G | Accepted | 2020-08-27 | 2020-08-31 | 2021-10-30 | ENPHASE | IQ7-60-X-US | Inverters | 240 |  | 24 |  |  | 0.97 |  | Outside | MICROINVERTERS
NJSTRE1545515641 |  | Transition Incentive Program | FAIR LAWN | 7410 | 7 | 7.8 | Residential | Yes | Behind the Meter | Net-metered residential rooftop and canopy |  | None | Infinity Solar Systems | PSE&G | Accepted | 2020-08-27 | 2020-08-31 | 2021-10-30 | CANADIAN SOLAR | CS1H-325-MS | Solar Panels |  | 0.325 | 24 | 159 | 20 |  | Single Axis | Roof
NJSTRE1545515650 |  | Transition Incentive Program | Clayton | 8312 | 15 | 9.75 | Residential | No | Behind the Meter | Net-metered residential rooftop and canopy |  | None | SunnyMac LLC | AC Electric | Accepted | 2020-08-27 | 2020-08-31 | 2021-10-30 | Solaredge | SE7600H-US | Inverters | 7600 |  | 1 |  |  | 0.99 |  | Outdoor | Next to Meter
NJSTRE1545515650 |  | Transition Incentive Program | Clayton | 8312 | 15 | 9.75 | Residential | No | Behind the Meter | Net-metered residential rooftop and canopy |  | None | SunnyMac LLC | AC Electric | Accepted | 2020-08-27 | 2020-08-31 | 2021-10-30 | REC | REC 325 TwinPeak 2 Mono | Solar Panels |  | 0.325 | 30 | 173 | 27 |  | Fixed | Roof
NJSTRE1545515661 |  | Transition Incentive Program | Saddle Brook | 7663 | 7 | 15.93 | Residential | Yes | Behind the Meter | Net-metered residential rooftop and canopy |  | None | Vivint Solar Developer, LLC | PSE&G | Accepted | 2020-09-02 | 2020-09-03 | 2021-10-30 | SOLAREDGE | SE3800H-US | Inverters | 3800 |  | 1 |  |  | 0.992 |  | Outdoor | Near the Utility Meter
NJSTRE1545515661 |  | Transition Incentive Program | Saddle Brook | 7663 | 7 | 15.93 | Residential | Yes | Behind the Meter | Net-metered residential rooftop and canopy |  | None | Vivint Solar Developer, LLC | PSE&G | Accepted | 2020-09-02 | 2020-09-03 | 2021-10-30 | SOLAREDGE | SE7600H-US | Inverters | 7600 |  | 1 |  |  | 0.992 |  | Outdoor | Near the Utility Meter
NJSTRE1545515661 |  | Transition Incentive Program | Saddle Brook | 7663 | 7 | 15.93 | Residential | Yes | Behind the Meter | Net-metered residential rooftop and canopy |  | None | Vivint Solar Developer, LLC | PSE&G | Accepted | 2020-09-02 | 2020-09-03 | 2021-10-30 | JINKO SOLAR | JKM325M-60HBL | Solar Panels |  | 0.325 | 6 | 136 | 28 |  | Fixed | Roof
NJSTRE1545515661 |  | Transition Incentive Program | Saddle Brook | 7663 | 7 | 15.93 | Residential | Yes | Behind the Meter | Net-metered residential rooftop and canopy |  | None | Vivint Solar Developer, LLC | PSE&G | Accepted | 2020-09-02 | 2020-09-03 | 2021-10-30 | JINKO SOLAR | JKM325M-60HBL | Solar Panels |  | 0.325 | 20 | 46 | 27 |  | Fixed | Roof
NJSTRE1545515661 |  | Transition Incentive Program | Saddle Brook | 7663 | 7 | 15.93 | Residential | Yes | Behind the Meter | Net-metered residential rooftop and canopy |  | None | Vivint Solar Developer, LLC | PSE&G | Accepted | 2020-09-02 | 2020-09-03 | 2021-10-30 | JINKO SOLAR | JKM325M-60HBL | Solar Panels |  | 0.325 | 14 | 226 | 27 |  | Fixed | Roof
NJSTRE1545515661 |  | Transition Incentive Program | Saddle Brook | 7663 | 7 | 15.93 | Residential | Yes | Behind the Meter | Net-metered residential rooftop and canopy |  | None | Vivint Solar Developer, LLC | PSE&G | Accepted | 2020-09-02 | 2020-09-03 | 2021-10-30 | JINKO SOLAR | JKM325M-60HBL | Solar Panels |  | 0.325 | 9 | 316 | 28 |  | Fixed | Roof
NJSTRE1545515671 |  | Transition Incentive Program | Yardville | 8620 | 12 | 3.74 | Residential | No | Behind the Meter | Net-metered residential rooftop and canopy |  | None | Vision Solar LLC | PSE&G | Accepted | 2020-08-27 | 2020-08-31 | 2021-10-30 | HANWHA Q-CELLS | Q.PEAK DUO-G6 340 | Inverters | 0.24 |  | 11 |  |  | 0.96 |  | Other | BEHIND EACH PANEL
NJSTRE1545515671 |  | Transition Incentive Program | Yardville | 8620 | 12 | 3.74 | Residential | No | Behind the Meter | Net-metered residential rooftop and canopy |  | None | Vision Solar LLC | PSE&G | Accepted | 2020-08-27 | 2020-08-31 | 2021-10-30 | HANWHA Q-CELLS | Q.PEAK DUO-G6 340 | Solar Panels |  | 0.34 | 2 | 92 | 25 |  | Fixed | Roof
NJSTRE1545515671 |  | Transition Incentive Program | Yardville | 8620 | 12 | 3.74 | Residential | No | Behind the Meter | Net-metered residential rooftop and canopy |  | None | Vision Solar LLC | PSE&G | Accepted | 2020-08-27 | 2020-08-31 | 2021-10-30 | HANWHA Q-CELLS | Q.PEAK DUO-G6 340 | Solar Panels |  | 0.34 | 9 | 272 | 25 |  | Fixed | Roof
NJSTRE1545515673 |  | Transition Incentive Program | Orange City | 7050 | 9 | 9.86 | Residential | Yes | Behind the Meter | Net-metered residential rooftop and canopy |  | None | Tesla Energy Operations Inc. | PSE&G | Accepted | 2020-08-27 | 2020-08-31 | 2021-10-30 | SolarEdge Technologies | SE10000H-US [240V] | Inverters | 10000 |  | 1 |  |  | 0.99 |  | Outside | Outside
NJSTRE1545515673 |  | Transition Incentive Program | Orange City | 7050 | 9 | 9.86 | Residential | Yes | Behind the Meter | Net-metered residential rooftop and canopy |  | None | Tesla Energy Operations Inc. | PSE&G | Accepted | 2020-08-27 | 2020-08-31 | 2021-10-30 | Hanwha Q-CELLS | Q.Peak DUO BLK-G6+ 340 | Solar Panels |  | 0.34 | 13 | 297 | 35 |  | Fixed | Roof
NJSTRE1545515673 |  | Transition Incentive Program | Orange City | 7050 | 9 | 9.86 | Residential | Yes | Behind the Meter | Net-metered residential rooftop and canopy |  | None | Tesla Energy Operations Inc. | PSE&G | Accepted | 2020-08-27 | 2020-08-31 | 2021-10-30 | Hanwha Q-CELLS | Q.Peak DUO BLK-G6+ 340 | Solar Panels |  | 0.34 | 16 | 117 | 35 |  | Fixed | Roof
NJSTRE1545515687 |  | Transition Incentive Program | VINELAND | 8360 | 20 | 5.78 | Residential | Yes | Behind the Meter | Net-metered residential rooftop and canopy |  | None | Trinity Solar | Vineland Muni Electric | Accepted | 2020-08-27 | 2020-08-31 | 2021-10-30 | Solar Edge | SE5000H-US000BNC4 | Inverters | 5000 |  | 1 |  |  | 0.97 |  | Outdoor | side of home
NJSTRE1545515687 |  | Transition Incentive Program | VINELAND | 8360 | 20 | 5.78 | Residential | Yes | Behind the Meter | Net-metered residential rooftop and canopy |  | None | Trinity Solar | Vineland Muni Electric | Accepted | 2020-08-27 | 2020-08-31 | 2021-10-30 | HANWHA | Q.PEAK DUO BLK-G6 340 | Solar Panels |  | 0.34 | 5 | 271 | 34 |  | Fixed | Roof
NJSTRE1545515687 |  | Transition Incentive Program | VINELAND | 8360 | 20 | 5.78 | Residential | Yes | Behind the Meter | Net-metered residential rooftop and canopy |  | None | Trinity Solar | Vineland Muni Electric | Accepted | 2020-08-27 | 2020-08-31 | 2021-10-30 | HANWHA | Q.PEAK DUO BLK-G6 340 | Solar Panels |  | 0.34 | 12 | 91 | 34 |  | Fixed | Roof
NJSTRE1545515692 |  | Transition Incentive Program | Vineland | 8360 | 20 | 6.8 | Residential | Yes | Behind the Meter | Net-metered residential rooftop and canopy |  | None | Vision Solar LLC | Vineland Muni Electric | Accepted | 2020-08-27 | 2020-08-31 | 2021-10-30 | ENPHASE | IQ7-60-2-US | Inverters | 0.24 |  | 20 |  |  | 0.96 |  | Other | BEHIND EACH PANEL
NJSTRE1545515692 |  | Transition Incentive Program | Vineland | 8360 | 20 | 6.8 | Residential | Yes | Behind the Meter | Net-metered residential rooftop and canopy |  | None | Vision Solar LLC | Vineland Muni Electric | Accepted | 2020-08-27 | 2020-08-31 | 2021-10-30 | HANWHA Q-CELLS | Q.PEAK DUO-G6 340 | Solar Panels |  | 0.34 | 18 | 274 | 20 |  | Fixed | Roof
NJSTRE1545515692 |  | Transition Incentive Program | Vineland | 8360 | 20 | 6.8 | Residential | Yes | Behind the Meter | Net-metered residential rooftop and canopy |  | None | Vision Solar LLC | Vineland Muni Electric | Accepted | 2020-08-27 | 2020-08-31 | 2021-10-30 | HANWHA Q-CELLS | Q.PEAK DUO-G6 340 | Solar Panels |  | 0.34 | 2 | 94 | 20 |  | Fixed | Roof
NJSTRE1545515695 |  | Transition Incentive Program | Wenonah | 8090 | 15 | 8.5 | Residential | No | Behind the Meter | Net-metered residential rooftop and canopy |  | None | EMT Renewables | PSE&G | Accepted | 2020-08-27 | 2020-09-01 | 2021-10-30 | Enphase | IQ7+-60-2-US | Inverters | 290 |  | 25 |  |  | 0.97 |  | Outside | under panels
NJSTRE1545515695 |  | Transition Incentive Program | Wenonah | 8090 | 15 | 8.5 | Residential | No | Behind the Meter | Net-metered residential rooftop and canopy |  | None | EMT Renewables | PSE&G | Accepted | 2020-08-27 | 2020-09-01 | 2021-10-30 | QCELL | 340-BLK G6 | Solar Panels |  | 0.34 | 14 | 177 | 22 |  | Fixed | Roof
NJSTRE1545515695 |  | Transition Incentive Program | Wenonah | 8090 | 15 | 8.5 | Residential | No | Behind the Meter | Net-metered residential rooftop and canopy |  | None | EMT Renewables | PSE&G | Accepted | 2020-08-27 | 2020-09-01 | 2021-10-30 | QCELL | 340-BLK G6 | Solar Panels |  | 0.34 | 7 | 87 | 33 |  | Fixed | Roof
NJSTRE1545515695 |  | Transition Incentive Program | Wenonah | 8090 | 15 | 8.5 | Residential | No | Behind the Meter | Net-metered residential rooftop and canopy |  | None | EMT Renewables | PSE&G | Accepted | 2020-08-27 | 2020-09-01 | 2021-10-30 | QCELL | 340-BLK-G6 | Solar Panels |  | 0.34 | 4 | 267 | 33 |  | Fixed | Roof
NJSTRE1545515703 |  | Transition Incentive Program | BELLEVILLE | 7109 | 9 | 4.55 | Residential | Yes | Behind the Meter | Net-metered residential rooftop and canopy |  | None | Infinity Solar Systems | PSE&G | Accepted | 2020-08-27 | 2020-08-31 | 2021-10-30 | ENPHASE | IQ7-60-X-US | Inverters | 240 |  | 14 |  |  | 0.97 |  | Outside | MICROINVERTERS
NJSTRE1545515703 |  | Transition Incentive Program | BELLEVILLE | 7109 | 9 | 4.55 | Residential | Yes | Behind the Meter | Net-metered residential rooftop and canopy |  | None | Infinity Solar Systems | PSE&G | Accepted | 2020-08-27 | 2020-08-31 | 2021-10-30 | CANADIAN SOLAR | CS1H-325-MS | Solar Panels |  | 0.325 | 14 | 323 | 5 |  | Fixed | Roof
NJSTRE1545515720 |  | Transition Incentive Program | Cinnaminson | 8077 | 13 | 4.88 | Residential | Yes | Behind the Meter | Net-metered residential rooftop and canopy |  | None | Sunrun Installation Services, Inc. | PSE&G | Accepted | 2020-08-27 | 2020-09-15 | 2021-10-30 | Enphase Energy | IQ7-60-x-US (240V) | Inverters | 240 |  | 16 |  |  | 0.96 |  | Outdoor | Rooftop
NJSTRE1545515720 |  | Transition Incentive Program | Cinnaminson | 8077 | 13 | 4.88 | Residential | Yes | Behind the Meter | Net-metered residential rooftop and canopy |  | None | Sunrun Installation Services, Inc. | PSE&G | Accepted | 2020-08-27 | 2020-09-15 | 2021-10-30 | LONGi Green Energy Technology Co Ltd | LR6-60HPB-305M | Solar Panels |  | 0.305 | 16 | 286 | 23 |  | Fixed | Roof
NJSTRE1545515732 |  | Transition Incentive Program | GLASSBORO | 8028 | 15 | 7.14 | Residential | Yes | Behind the Meter | Net-metered residential rooftop and canopy |  | None | Trinity Solar | AC Electric | Accepted | 2020-08-27 | 2020-09-01 | 2021-10-30 | Solar Edge | SE6000H-US000BNC4 | Inverters | 6000 |  | 1 |  |  | 0.97 |  | Outdoor | side of home
NJSTRE1545515732 |  | Transition Incentive Program | GLASSBORO | 8028 | 15 | 7.14 | Residential | Yes | Behind the Meter | Net-metered residential rooftop and canopy |  | None | Trinity Solar | AC Electric | Accepted | 2020-08-27 | 2020-09-01 | 2021-10-30 | HANWHA | Q.PEAK DUO BLK-G6 340 | Solar Panels |  | 0.34 | 21 | 214 | 40 |  | Fixed | Roof
NJSTRE1545515738 |  | Transition Incentive Program | New Brunswick | 8901 | 11 | 5.44 | Residential | No | Behind the Meter | Net-metered residential rooftop and canopy |  | None | Trinity Solar | PSE&G | Accepted | 2020-08-27 | 2020-08-31 | 2021-10-30 | Solar Edge | SE5000 | Inverters | 5000 |  | 1 |  |  | 0.97 |  | Outside | side of home
NJSTRE1545515738 |  | Transition Incentive Program | New Brunswick | 8901 | 11 | 5.44 | Residential | No | Behind the Meter | Net-metered residential rooftop and canopy |  | None | Trinity Solar | PSE&G | Accepted | 2020-08-27 | 2020-08-31 | 2021-10-30 | Hanwha | Q.PEAK DUO BLK-G6 340 | Solar Panels |  | 0.34 | 4 | 218 | 34 |  | Fixed | Roof
NJSTRE1545515738 |  | Transition Incentive Program | New Brunswick | 8901 | 11 | 5.44 | Residential | No | Behind the Meter | Net-metered residential rooftop and canopy |  | None | Trinity Solar | PSE&G | Accepted | 2020-08-27 | 2020-08-31 | 2021-10-30 | Hanwha | Q.PEAK DUO BLK-G6 340 | Solar Panels |  | 0.34 | 10 | 128 | 34 |  | Fixed | Roof
NJSTRE1545515738 |  | Transition Incentive Program | New Brunswick | 8901 | 11 | 5.44 | Residential | No | Behind the Meter | Net-metered residential rooftop and canopy |  | None | Trinity Solar | PSE&G | Accepted | 2020-08-27 | 2020-08-31 | 2021-10-30 | Hanwha | Q.PEAK DUO BLK-G6 340 | Solar Panels |  | 0.34 | 2 | 208 | 34 |  | Fixed | Roof
NJSTRE1545515739 |  | Transition Incentive Program | Collingswood | 8108 | 14 | 7.82 | Residential | No | Behind the Meter | Net-metered residential rooftop and canopy |  | None | NJ Solar Power, LLC | PSE&G | Accepted | 2020-08-27 | 2020-08-31 | 2021-10-30 | solaredge | SE7600H-US | Inverters | 7600 |  | 1 |  |  | 0.99 |  | Outdoor | garage
NJSTRE1545515739 |  | Transition Incentive Program | Collingswood | 8108 | 14 | 7.82 | Residential | No | Behind the Meter | Net-metered residential rooftop and canopy |  | None | NJ Solar Power, LLC | PSE&G | Accepted | 2020-08-27 | 2020-08-31 | 2021-10-30 | panasonic | vbhn340sa17 | Solar Panels |  | 0.34 | 23 | 204 | 27 |  | Fixed | Roof
NJSTRE1545515776 |  | Transition Incentive Program | NEWARK | 7105 | 9 | 6.18 | Residential | Yes | Behind the Meter | Net-metered residential rooftop and canopy |  | None | Infinity Solar Systems | PSE&G | Accepted | 2020-08-27 | 2020-08-31 | 2021-10-30 | ENPHASE | IQ7-60-X-US | Inverters | 240 |  | 19 |  |  | 0.97 |  | Outside | MICROINVERTERS
NJSTRE1545515776 |  | Transition Incentive Program | NEWARK | 7105 | 9 | 6.18 | Residential | Yes | Behind the Meter | Net-metered residential rooftop and canopy |  | None | Infinity Solar Systems | PSE&G | Accepted | 2020-08-27 | 2020-08-31 | 2021-10-30 | CANADIAN SOLAR | CS1H-325-MS | Solar Panels |  | 0.325 | 19 | 242 | 5 |  | Fixed | Roof
NJSTRE1545515951 |  | Transition Incentive Program | Emerson | 7630 | 7 | 15.81 | Residential | Yes | Behind the Meter | Net-metered residential rooftop and canopy |  | None | Sunrun Installation Services, Inc. | PSE&G | Accepted | 2020-08-27 | 2020-08-31 | 2021-10-30 | Tesla | Powerwall 2 AC | Electric Storage Battery |  |  | 1 |  |  |  | Lithium Ion |  | outside
NJSTRE1545515951 |  | Transition Incentive Program | Emerson | 7630 | 7 | 15.81 | Residential | Yes | Behind the Meter | Net-metered residential rooftop and canopy |  | None | Sunrun Installation Services, Inc. | PSE&G | Accepted | 2020-08-27 | 2020-08-31 | 2021-10-30 | Enphase Energy | IQ7-60-x-US (240V) | Inverters | 240 |  | 51 |  |  | 0.96 |  | Outdoor | Rooftop
NJSTRE1545515951 |  | Transition Incentive Program | Emerson | 7630 | 7 | 15.81 | Residential | Yes | Behind the Meter | Net-metered residential rooftop and canopy |  | None | Sunrun Installation Services, Inc. | PSE&G | Accepted | 2020-08-27 | 2020-08-31 | 2021-10-30 | LONGi Green Energy Technology Co Ltd | LR6-60HPB-310M | Solar Panels |  | 0.31 | 19 | 198 | 45 |  | Fixed | Roof
NJSTRE1545515951 |  | Transition Incentive Program | Emerson | 7630 | 7 | 15.81 | Residential | Yes | Behind the Meter | Net-metered residential rooftop and canopy |  | None | Sunrun Installation Services, Inc. | PSE&G | Accepted | 2020-08-27 | 2020-08-31 | 2021-10-30 | LONGi Green Energy Technology Co Ltd | LR6-60HPB-310M | Solar Panels |  | 0.31 | 32 | 288 | 38 |  | Fixed | Roof
NJSTRE1545515965 |  | Transition Incentive Program | IRVINGTON | 7111 | 9 | 6.65 | Residential | Yes | Behind the Meter | Net-metered residential rooftop and canopy |  | None | Infinity Solar Systems | PSE&G | Accepted | 2020-08-27 | 2020-08-31 | 2021-10-30 | ENPHASE | IQ7-60-X-US | Inverters | 240 |  | 19 |  |  | 0.97 |  | Outside | MICROINVERTERS
NJSTRE1545515965 |  | Transition Incentive Program | IRVINGTON | 7111 | 9 | 6.65 | Residential | Yes | Behind the Meter | Net-metered residential rooftop and canopy |  | None | Infinity Solar Systems | PSE&G | Accepted | 2020-08-27 | 2020-08-31 | 2021-10-30 | LG | LG350N1C-V5 | Solar Panels |  | 0.35 | 17 | 100 | 45 |  | Fixed | Roof
NJSTRE1545515965 |  | Transition Incentive Program | IRVINGTON | 7111 | 9 | 6.65 | Residential | Yes | Behind the Meter | Net-metered residential rooftop and canopy |  | None | Infinity Solar Systems | PSE&G | Accepted | 2020-08-27 | 2020-08-31 | 2021-10-30 | LG | LG350N1C-V5 | Solar Panels |  | 0.35 | 2 | 280 | 45 |  | Fixed | Roof
NJSTRE1545515967 |  | Transition Incentive Program | ENGLEWOOD | 7631 | 7 | 8.78 | Residential | Yes | Behind the Meter | Net-metered residential rooftop and canopy |  | None | Vivint Solar Developer, LLC | PSE&G | Accepted | 2020-09-03 | 2020-09-03 | 2021-10-30 | SOLAREDGE | SE7600H-US | Inverters | 7600 |  | 1 |  |  | 0.992 |  | Outdoor | Near the Utility Meter
NJSTRE1545515967 |  | Transition Incentive Program | ENGLEWOOD | 7631 | 7 | 8.78 | Residential | Yes | Behind the Meter | Net-metered residential rooftop and canopy |  | None | Vivint Solar Developer, LLC | PSE&G | Accepted | 2020-09-03 | 2020-09-03 | 2021-10-30 | JINKO SOLAR | JKM325M-60HBL | Solar Panels |  | 0.325 | 20 | 263 | 26 |  | Fixed | Roof
NJSTRE1545515967 |  | Transition Incentive Program | ENGLEWOOD | 7631 | 7 | 8.78 | Residential | Yes | Behind the Meter | Net-metered residential rooftop and canopy |  | None | Vivint Solar Developer, LLC | PSE&G | Accepted | 2020-09-03 | 2020-09-03 | 2021-10-30 | JINKO SOLAR | JKM325M-60HBL | Solar Panels |  | 0.325 | 7 | 83 | 26 |  | Fixed | Roof
NJSTRE1545515973 |  | Transition Incentive Program | Hillsborough Township | 8844 | 5 | 25.9 | Residential | No | Behind the Meter | Net-metered residential rooftop and canopy |  | None | Green Power energy | PSE&G | Accepted | 2020-08-27 | 2020-08-31 | 2021-10-30 | Enphase Energy | IQ7PLUS-72-2-US | Inverters | 0.29 |  | 80 |  |  | 0.975 |  | Outside | next to meter
NJSTRE1545515973 |  | Transition Incentive Program | Hillsborough Township | 8844 | 5 | 25.9 | Residential | No | Behind the Meter | Net-metered residential rooftop and canopy |  | None | Green Power energy | PSE&G | Accepted | 2020-08-27 | 2020-08-31 | 2021-10-30 | Hanwha | Q.PEAK DUO BLK-G6 335 | Solar Panels |  | 0.37 | 4 | 110 | 35 |  | Fixed | Roof
NJSTRE1545515973 |  | Transition Incentive Program | Hillsborough Township | 8844 | 5 | 25.9 | Residential | No | Behind the Meter | Net-metered residential rooftop and canopy |  | None | Green Power energy | PSE&G | Accepted | 2020-08-27 | 2020-08-31 | 2021-10-30 | Hanwha | Q.PEAK DUO BLK-G6 335 | Solar Panels |  | 0.37 | 4 | 290 | 35 |  | Fixed | Roof
NJSTRE1545515973 |  | Transition Incentive Program | Hillsborough Township | 8844 | 5 | 25.9 | Residential | No | Behind the Meter | Net-metered residential rooftop and canopy |  | None | Green Power energy | PSE&G | Accepted | 2020-08-27 | 2020-08-31 | 2021-10-30 | Hanwha | Q.PEAK DUO BLK-G6 335 | Solar Panels |  | 0.37 | 7 | 290 | 35 |  | Fixed | Roof
NJSTRE1545515973 |  | Transition Incentive Program | Hillsborough Township | 8844 | 5 | 25.9 | Residential | No | Behind the Meter | Net-metered residential rooftop and canopy |  | None | Green Power energy | PSE&G | Accepted | 2020-08-27 | 2020-08-31 | 2021-10-30 | Hanwha | Q.PEAK DUO BLK-G6 335 | Solar Panels |  | 0.37 | 8 | 200 | 35 |  | Fixed | Roof
NJSTRE1545515973 |  | Transition Incentive Program | Hillsborough Township | 8844 | 5 | 25.9 | Residential | No | Behind the Meter | Net-metered residential rooftop and canopy |  | None | Green Power energy | PSE&G | Accepted | 2020-08-27 | 2020-08-31 | 2021-10-30 | Hanwha | Q.PEAK DUO BLK-G6 335 | Solar Panels |  | 0.37 | 7 | 200 | 35 |  | Fixed | Roof
NJSTRE1545515973 |  | Transition Incentive Program | Hillsborough Township | 8844 | 5 | 25.9 | Residential | No | Behind the Meter | Net-metered residential rooftop and canopy |  | None | Green Power energy | PSE&G | Accepted | 2020-08-27 | 2020-08-31 | 2021-10-30 | Hanwha | Q.PEAK DUO BLK-G6 335 | Solar Panels |  | 0.37 | 10 | 110 | 35 |  | Fixed | Roof
NJSTRE1545515973 |  | Transition Incentive Program | Hillsborough Township | 8844 | 5 | 25.9 | Residential | No | Behind the Meter | Net-metered residential rooftop and canopy |  | None | Green Power energy | PSE&G | Accepted | 2020-08-27 | 2020-08-31 | 2021-10-30 | Hanwha | Q.PEAK DUO BLK-G6 335 | Solar Panels |  | 0.37 | 19 | 200 | 35 |  | Fixed | Roof
NJSTRE1545515973 |  | Transition Incentive Program | Hillsborough Township | 8844 | 5 | 25.9 | Residential | No | Behind the Meter | Net-metered residential rooftop and canopy |  | None | Green Power energy | PSE&G | Accepted | 2020-08-27 | 2020-08-31 | 2021-10-30 | Hanwha | Q.PEAK DUO BLK-G6 335 | Solar Panels |  | 0.37 | 5 | 290 | 35 |  | Fixed | Roof
NJSTRE1545515973 |  | Transition Incentive Program | Hillsborough Township | 8844 | 5 | 25.9 | Residential | No | Behind the Meter | Net-metered residential rooftop and canopy |  | None | Green Power energy | PSE&G | Accepted | 2020-08-27 | 2020-08-31 | 2021-10-30 | Hanwha | Q.PEAK DUO BLK-G6 335 | Solar Panels |  | 0.37 | 6 | 110 | 35 |  | Fixed | Roof
NJSTRE1545515977 |  | Transition Incentive Program | Sewell | 8080 | 15 | 9.25 | Residential | No | Behind the Meter | Net-metered residential rooftop and canopy |  | None | Kaitanna Solar, LLC | AC Electric | Accepted | 2020-08-27 | 2020-08-31 | 2021-10-30 | Enphase | Envoy | Meters |  |  | 1 |  |  |  | Yes
NJSTRE1545515977 |  | Transition Incentive Program | Sewell | 8080 | 15 | 9.25 | Residential | No | Behind the Meter | Net-metered residential rooftop and canopy |  | None | Kaitanna Solar, LLC | AC Electric | Accepted | 2020-08-27 | 2020-08-31 | 2021-10-30 | Enphase | IQ7+ | Inverters | 290 |  | 25 |  |  | 0.97 |  | Outdoor | Under Module
NJSTRE1545515977 |  | Transition Incentive Program | Sewell | 8080 | 15 | 9.25 | Residential | No | Behind the Meter | Net-metered residential rooftop and canopy |  | None | Kaitanna Solar, LLC | AC Electric | Accepted | 2020-08-27 | 2020-08-31 | 2021-10-30 | Solaria | 370 | Solar Panels |  | 0.37 | 19 | 168 | 22 |  | Fixed | Roof
NJSTRE1545515977 |  | Transition Incentive Program | Sewell | 8080 | 15 | 9.25 | Residential | No | Behind the Meter | Net-metered residential rooftop and canopy |  | None | Kaitanna Solar, LLC | AC Electric | Accepted | 2020-08-27 | 2020-08-31 | 2021-10-30 | Solaria | 370 | Solar Panels |  | 0.37 | 6 | 168 | 20 |  | Fixed | Roof
NJSTRE1545515988 |  | Transition Incentive Program | HAINESPORT | 8036 | 13 | 6.8 | Residential | Yes | Behind the Meter | Net-metered residential rooftop and canopy |  | None | Trinity Solar | PSE&G | Accepted | 2020-08-27 | 2020-08-31 | 2021-10-30 | Solar Edge | SE6000H-US000BNC4 | Inverters | 6000 |  | 1 |  |  | 0.97 |  | Outdoor | side of home
NJSTRE1545515988 |  | Transition Incentive Program | HAINESPORT | 8036 | 13 | 6.8 | Residential | Yes | Behind the Meter | Net-metered residential rooftop and canopy |  | None | Trinity Solar | PSE&G | Accepted | 2020-08-27 | 2020-08-31 | 2021-10-30 | HANWHA | Q.PEAK DUO BLK-G6 340 | Solar Panels |  | 0.34 | 5 | 262 | 18 |  | Fixed | Roof
NJSTRE1545515988 |  | Transition Incentive Program | HAINESPORT | 8036 | 13 | 6.8 | Residential | Yes | Behind the Meter | Net-metered residential rooftop and canopy |  | None | Trinity Solar | PSE&G | Accepted | 2020-08-27 | 2020-08-31 | 2021-10-30 | HANWHA | Q.PEAK DUO BLK-G6 340 | Solar Panels |  | 0.34 | 11 | 82 | 18 |  | Fixed | Roof
NJSTRE1545515988 |  | Transition Incentive Program | HAINESPORT | 8036 | 13 | 6.8 | Residential | Yes | Behind the Meter | Net-metered residential rooftop and canopy |  | None | Trinity Solar | PSE&G | Accepted | 2020-08-27 | 2020-08-31 | 2021-10-30 | HANWHA | Q.PEAK DUO BLK-G6 340 | Solar Panels |  | 0.34 | 4 | 172 | 18 |  | Fixed | Roof
NJSTRE1545515998 |  | Transition Incentive Program | Plainfield | 7062 | 10 | 7.14 | Residential | Yes | Behind the Meter | Net-metered residential rooftop and canopy |  | None | Vision Solar LLC | PSE&G | Accepted | 2020-08-27 | 2020-09-01 | 2021-10-30 | ENPHASE | IQ7-60-2-US | Inverters | 0.24 |  | 21 |  |  | 0.96 |  | Other | BEHIND EACH PANEL
NJSTRE1545515998 |  | Transition Incentive Program | Plainfield | 7062 | 10 | 7.14 | Residential | Yes | Behind the Meter | Net-metered residential rooftop and canopy |  | None | Vision Solar LLC | PSE&G | Accepted | 2020-08-27 | 2020-09-01 | 2021-10-30 | HANWHA Q-CELLS | Q.PEAK DUO-G6 340 | Solar Panels |  | 0.34 | 9 | 128 | 21 |  | Fixed | Roof
NJSTRE1545515998 |  | Transition Incentive Program | Plainfield | 7062 | 10 | 7.14 | Residential | Yes | Behind the Meter | Net-metered residential rooftop and canopy |  | None | Vision Solar LLC | PSE&G | Accepted | 2020-08-27 | 2020-09-01 | 2021-10-30 | HANWHA Q-CELLS | Q.PEAK DUO-G6 340 | Solar Panels |  | 0.34 | 12 | 308 | 21 |  | Fixed | Roof
NJSTRE1545516016 |  | Transition Incentive Program | BELLEVILLE | 7109 | 9 | 3.9 | Residential | Yes | Behind the Meter | Net-metered residential rooftop and canopy |  | None | Vivint Solar Developer, LLC | PSE&G | Accepted | 2020-09-03 | 2020-09-04 | 2021-10-30 | SOLAREDGE | SE3800H-US | Inverters | 3800 |  | 1 |  |  | 0.998 |  | Outdoor | Near the Utility Meter
NJSTRE1545516016 |  | Transition Incentive Program | BELLEVILLE | 7109 | 9 | 3.9 | Residential | Yes | Behind the Meter | Net-metered residential rooftop and canopy |  | None | Vivint Solar Developer, LLC | PSE&G | Accepted | 2020-09-03 | 2020-09-04 | 2021-10-30 | JINKO SOLAR | JKM325M-60HBL | Solar Panels |  | 0.325 | 5 | 206 | 32 |  | Fixed | Roof
NJSTRE1545516016 |  | Transition Incentive Program | BELLEVILLE | 7109 | 9 | 3.9 | Residential | Yes | Behind the Meter | Net-metered residential rooftop and canopy |  | None | Vivint Solar Developer, LLC | PSE&G | Accepted | 2020-09-03 | 2020-09-04 | 2021-10-30 | JINKO SOLAR | JKM325M-60HBL | Solar Panels |  | 0.325 | 7 | 26 | 32 |  | Fixed | Roof
NJSTRE1545516028 |  | Transition Incentive Program | 18 mill street st | 8505 | 13 | 10.2 | Residential | No | Behind the Meter | Net-metered residential rooftop and canopy |  | None | Vision Solar LLC | PSE&G | Accepted | 2020-08-27 | 2020-09-01 | 2021-10-30 | ENPHASE | IQ7-60-2-US | Inverters | 0.24 |  | 30 |  |  | 0.96 |  | Other | BEHIND EACH PANEL
NJSTRE1545516028 |  | Transition Incentive Program | 18 mill street st | 8505 | 13 | 10.2 | Residential | No | Behind the Meter | Net-metered residential rooftop and canopy |  | None | Vision Solar LLC | PSE&G | Accepted | 2020-08-27 | 2020-09-01 | 2021-10-30 | HANWHA Q-CELLS | Q.PEAK DUO-G6 340 | Solar Panels |  | 0.34 | 19 | 151 | 24 |  | Fixed | Roof
NJSTRE1545516028 |  | Transition Incentive Program | 18 mill street st | 8505 | 13 | 10.2 | Residential | No | Behind the Meter | Net-metered residential rooftop and canopy |  | None | Vision Solar LLC | PSE&G | Accepted | 2020-08-27 | 2020-09-01 | 2021-10-30 | HANWHA Q-CELLS | Q.PEAK DUO-G6 340 | Solar Panels |  | 0.34 | 11 | 331 | 24 |  | Fixed | Roof
NJSTRE1545516044 |  | Transition Incentive Program | NEWARK | 7106 | 9 | 3.9 | Residential | Yes | Behind the Meter | Net-metered residential rooftop and canopy |  | None | Vivint Solar Developer, LLC | PSE&G | Accepted | 2020-09-03 | 2020-09-03 | 2021-10-30 | SOLAREDGE | SE3800H-US | Inverters | 3800 |  | 1 |  |  | 0.992 |  | Outdoor | Near the Utility Meter
NJSTRE1545516044 |  | Transition Incentive Program | NEWARK | 7106 | 9 | 3.9 | Residential | Yes | Behind the Meter | Net-metered residential rooftop and canopy |  | None | Vivint Solar Developer, LLC | PSE&G | Accepted | 2020-09-03 | 2020-09-03 | 2021-10-30 | JINKO SOLAR | JKM325M-60HBL | Solar Panels |  | 0.325 | 12 | 112 | 32 |  | Fixed | Roof
NJSTRE1545516053 |  | Transition Incentive Program | SOUTH BRUNSWICK TWP | 8824 | 11 | 7.63 | Residential | Yes | Behind the Meter | Net-metered residential rooftop and canopy |  | None | Sunrun Installation Services, Inc. | PSE&G | Accepted | 2020-08-27 | 2020-09-01 | 2021-10-30 | Enphase Energy | IQ7-60-x-US (240V) | Inverters | 240 |  | 25 |  |  | 0.96 |  | Outdoor | Rooftop
NJSTRE1545516053 |  | Transition Incentive Program | SOUTH BRUNSWICK TWP | 8824 | 11 | 7.63 | Residential | Yes | Behind the Meter | Net-metered residential rooftop and canopy |  | None | Sunrun Installation Services, Inc. | PSE&G | Accepted | 2020-08-27 | 2020-09-01 | 2021-10-30 | LONGi Green Energy Technology Co Ltd | LR6-60HPB-305M | Solar Panels |  | 0.305 | 17 | 161 | 18 |  | Fixed | Roof
NJSTRE1545516053 |  | Transition Incentive Program | SOUTH BRUNSWICK TWP | 8824 | 11 | 7.63 | Residential | Yes | Behind the Meter | Net-metered residential rooftop and canopy |  | None | Sunrun Installation Services, Inc. | PSE&G | Accepted | 2020-08-27 | 2020-09-01 | 2021-10-30 | LONGi Green Energy Technology Co Ltd | LR6-60HPB-305M | Solar Panels |  | 0.305 | 8 | 161 | 27 |  | Fixed | Roof
NJSTRE1545516080 |  | Transition Incentive Program | SAYREVILLE | 8872 | 11 | 5.2 | Residential | Yes | Behind the Meter | Net-metered residential rooftop and canopy |  | None | Vivint Solar Developer, LLC | JCP&L | Accepted | 2020-09-03 | 2020-09-03 | 2021-10-30 | SOLAREDGE | SE7600H-US | Inverters | 7600 |  | 1 |  |  | 0.992 |  | Outdoor | Near the Utility Meter
NJSTRE1545516080 |  | Transition Incentive Program | SAYREVILLE | 8872 | 11 | 5.2 | Residential | Yes | Behind the Meter | Net-metered residential rooftop and canopy |  | None | Vivint Solar Developer, LLC | JCP&L | Accepted | 2020-09-03 | 2020-09-03 | 2021-10-30 | JINKO SOLAR | JKM325M-60HBL | Solar Panels |  | 0.325 | 16 | 169 | 38 |  | Fixed | Roof
NJSTRE1545516101 |  | Transition Incentive Program | West Windsor Township | 8550 | 12 | 7.26 | Residential | No | Behind the Meter | Net-metered residential rooftop and canopy |  | None | Sunrun Installation Services, Inc. | PSE&G | Accepted | 2020-08-27 | 2020-09-01 | 2021-10-30 | Tesla | Powerwall 2 AC | Electric Storage Battery |  |  | 1 |  |  |  | Lithium Ion |  | outside
NJSTRE1545516101 |  | Transition Incentive Program | West Windsor Township | 8550 | 12 | 7.26 | Residential | No | Behind the Meter | Net-metered residential rooftop and canopy |  | None | Sunrun Installation Services, Inc. | PSE&G | Accepted | 2020-08-27 | 2020-09-01 | 2021-10-30 | Delta Electronics | M6-TL-US | Inverters | 6000 |  | 1 |  |  | 0.96 |  | Outdoor | Next To Meter
NJSTRE1545516101 |  | Transition Incentive Program | West Windsor Township | 8550 | 12 | 7.26 | Residential | No | Behind the Meter | Net-metered residential rooftop and canopy |  | None | Sunrun Installation Services, Inc. | PSE&G | Accepted | 2020-08-27 | 2020-09-01 | 2021-10-30 | LG Electronics | LG330N1C-A5 | Solar Panels |  | 0.33 | 22 | 186 | 34 |  | Fixed | Roof
NJSTRE1545516180 |  | Transition Incentive Program | Howell | 7731 | 17 | 7.8 | Residential | Yes | Behind the Meter | Net-metered residential rooftop and canopy |  | None | Vivint Solar Developer, LLC | JCP&L | Accepted | 2020-09-03 | 2020-09-03 | 2021-10-30 | SOLAREDGE | SE7600H-US | Inverters | 7600 |  | 1 |  |  | 0.992 |  | Outdoor | Near the Utility Meter
NJSTRE1545516180 |  | Transition Incentive Program | Howell | 7731 | 17 | 7.8 | Residential | Yes | Behind the Meter | Net-metered residential rooftop and canopy |  | None | Vivint Solar Developer, LLC | JCP&L | Accepted | 2020-09-03 | 2020-09-03 | 2021-10-30 | JINKO SOLAR | JKM325M-60HBL | Solar Panels |  | 0.325 | 18 | 160 | 20 |  | Fixed | Roof
NJSTRE1545516180 |  | Transition Incentive Program | Howell | 7731 | 17 | 7.8 | Residential | Yes | Behind the Meter | Net-metered residential rooftop and canopy |  | None | Vivint Solar Developer, LLC | JCP&L | Accepted | 2020-09-03 | 2020-09-03 | 2021-10-30 | JINKO SOLAR | JKM325M-60HBL | Solar Panels |  | 0.325 | 6 | 70 | 20 |  | Fixed | Roof
NJSTRE1545516216 | NJSRRE1540836145 | Transition Incentive Program | Phillipsburg | 8865 | 2 | 1759.87 | Commercial | Yes | Grid Supply | Grid Supply | r | None | Holocene Design Build, LLC | JCP&L | Eligible for TI Program | 2019-04-12 | 2019-04-18 | 2021-04-18 | tbd | tbd | Meters | tbd |  | 1 |  |  |  |  | Outdoor
NJSTRE1545516216 | NJSRRE1540836145 | Transition Incentive Program | Phillipsburg | 8865 | 2 | 1759.87 | Commercial | Yes | Grid Supply | Grid Supply | r | None | Holocene Design Build, LLC | JCP&L | Eligible for TI Program | 2019-04-12 | 2019-04-18 | 2021-04-18 | Sungrow | SG60KU-M | Inverters | 1356000 |  | 23 |  |  | 0.989 |  | Outdoor | Roof
NJSTRE1545516216 | NJSRRE1540836145 | Transition Incentive Program | Phillipsburg | 8865 | 2 | 1759.87 | Commercial | Yes | Grid Supply | Grid Supply | r | None | Holocene Design Build, LLC | JCP&L | Eligible for TI Program | 2019-04-12 | 2019-04-18 | 2021-04-18 | Astronergy | CHSM6612P-310 | Solar Panels |  | 0.31 | 5677 | E-W | 10 |  | Single Axis | Roof
NJSTRE1545516219 | NJSRRE1540835426 | Transition Incentive Program | Burlington | 8016 | 13 | 11084.7 | Commercial | Yes | Grid Supply | Grid Supply | r | None | Holocene Design Build, LLC | PSE&G | Eligible for TI Program | 2019-04-12 | 2019-04-18 | 2021-04-18 | TBD | TBD | Meters |  |  | 1 |  |  |  |  | Outdoor
NJSTRE1545516219 | NJSRRE1540835426 | Transition Incentive Program | Burlington | 8016 | 13 | 11084.7 | Commercial | Yes | Grid Supply | Grid Supply | r | None | Holocene Design Build, LLC | PSE&G | Eligible for TI Program | 2019-04-12 | 2019-04-18 | 2021-04-18 | Sungrow | SG60KU-M | Inverters | 8790000 |  | 147 |  |  | 0.99 |  | Outdoor | n/a
NJSTRE1545516219 | NJSRRE1540835426 | Transition Incentive Program | Burlington | 8016 | 13 | 11084.7 | Commercial | Yes | Grid Supply | Grid Supply | r | None | Holocene Design Build, LLC | PSE&G | Eligible for TI Program | 2019-04-12 | 2019-04-18 | 2021-04-18 | Jinko | JKM330PP-72-V | Solar Panels |  | 0.33 | 33590 | E-W | 10 |  | Fixed | Roof | Ground
NJSTRE1545516220 | NJSRRE1542963254 | Transition Incentive Program | Monroe Township | 8831 | 11 | 12021.3 | Commercial | No | Grid Supply | Subsection (t): landfill, brownfield, areas of historic fill. | t | None | CS Energy, LLC | JCP&L | Accepted | 2019-11-05 | 2019-11-13 | 2021-11-13 | SMA | Sunny Central 22000 | Inverters | 2200000 |  | 5 |  |  | 0.986 |  | Outdoor | Outdoor
NJSTRE1545516220 | NJSRRE1542963254 | Transition Incentive Program | Monroe Township | 8831 | 11 | 12021.3 | Commercial | No | Grid Supply | Subsection (t): landfill, brownfield, areas of historic fill. | t | None | CS Energy, LLC | JCP&L | Accepted | 2019-11-05 | 2019-11-13 | 2021-11-13 | Boviet | BVM661M-370 | Solar Panels |  | 0.37 | 32490 | 180 | 15 |  | Fixed | Ground
NJSTRE1545516223 | NJSRRE1542956728 | Transition Incentive Program | Monroe Township | 8831 | 11 | 2677.32 | Commercial | No | Grid Supply | Subsection (t): landfill, brownfield, areas of historic fill. | t | None | CS Energy, LLC | JCP&L | Accepted | 2019-11-05 | 2019-11-13 | 2021-11-13 | SMA | Sunny Central 220000 | Inverters | 2200000 |  | 1 |  |  | 0.986 |  | Outdoor | Outdoor
NJSTRE1545516223 | NJSRRE1542956728 | Transition Incentive Program | Monroe Township | 8831 | 11 | 2677.32 | Commercial | No | Grid Supply | Subsection (t): landfill, brownfield, areas of historic fill. | t | None | CS Energy, LLC | JCP&L | Accepted | 2019-11-05 | 2019-11-13 | 2021-11-13 | Boviet | BVM661M-370 | Solar Panels |  | 0.37 | 7236 | 180 | 15 |  | Fixed | Ground | Outdoor
NJSTRE1545517586 |  | Transition Incentive Program | VILLAS | 8251 | 21 | 5.04 | Residential | Yes | Behind the Meter | Net-metered residential rooftop and canopy |  | None | Suntuity Solar LLC | AC Electric | Accepted | 2020-08-28 | 2020-09-01 | 2021-10-30 | Enphase Energy | IQ7-60-2-US | Inverters | 240 |  | 16 |  |  | 0.97 |  | Outdoor | Behind the PV Modules
NJSTRE1545517586 |  | Transition Incentive Program | VILLAS | 8251 | 21 | 5.04 | Residential | Yes | Behind the Meter | Net-metered residential rooftop and canopy |  | None | Suntuity Solar LLC | AC Electric | Accepted | 2020-08-28 | 2020-09-01 | 2021-10-30 | Longi | LR6-60HPB-315M | Solar Panels |  | 0.315 | 16 | 124 | 23 |  | Fixed | Roof
NJSTRE1545517587 |  | Transition Incentive Program | Blackwood | 8012 | 14 | 5.67 | Residential | No | Behind the Meter | Net-metered residential rooftop and canopy |  | None | Suntuity Solar LLC | PSE&G | Accepted | 2020-08-28 | 2020-09-01 | 2021-10-30 | Enphase Energy | IQ7-60-2-US | Inverters | 240 |  | 18 |  |  | 0.97 |  | Outdoor | Behind the PV Modules
NJSTRE1545517587 |  | Transition Incentive Program | Blackwood | 8012 | 14 | 5.67 | Residential | No | Behind the Meter | Net-metered residential rooftop and canopy |  | None | Suntuity Solar LLC | PSE&G | Accepted | 2020-08-28 | 2020-09-01 | 2021-10-30 | Longi | LR6-60HPB-315M | Solar Panels |  | 0.315 | 9 | 80 | 30 |  | Fixed | Roof
NJSTRE1545517587 |  | Transition Incentive Program | Blackwood | 8012 | 14 | 5.67 | Residential | No | Behind the Meter | Net-metered residential rooftop and canopy |  | None | Suntuity Solar LLC | PSE&G | Accepted | 2020-08-28 | 2020-09-01 | 2021-10-30 | Longi | LR6-60HPB-315M | Solar Panels |  | 0.315 | 9 | 260 | 30 |  | Fixed | Roof
NJSTRE1545517588 |  | Transition Incentive Program | WEST DEPTFORD | 8096 | 15 | 5.67 | Residential | Yes | Behind the Meter | Net-metered residential rooftop and canopy |  | None | Suntuity Solar LLC | PSE&G | Accepted | 2020-08-28 | 2020-09-01 | 2021-10-30 | Enphase Energy | IQ7-60-2-US | Inverters | 240 |  | 18 |  |  | 0.97 |  | Outdoor | Behind the PV Modules
NJSTRE1545517588 |  | Transition Incentive Program | WEST DEPTFORD | 8096 | 15 | 5.67 | Residential | Yes | Behind the Meter | Net-metered residential rooftop and canopy |  | None | Suntuity Solar LLC | PSE&G | Accepted | 2020-08-28 | 2020-09-01 | 2021-10-30 | Longi | LR6-60HPB-315M | Solar Panels |  | 0.315 | 3 | 322 | 22 |  | Fixed | Roof
NJSTRE1545517588 |  | Transition Incentive Program | WEST DEPTFORD | 8096 | 15 | 5.67 | Residential | Yes | Behind the Meter | Net-metered residential rooftop and canopy |  | None | Suntuity Solar LLC | PSE&G | Accepted | 2020-08-28 | 2020-09-01 | 2021-10-30 | Longi | LR6-60HPB-315M | Solar Panels |  | 0.315 | 4 | 232 | 22 |  | Fixed | Roof
NJSTRE1545517588 |  | Transition Incentive Program | WEST DEPTFORD | 8096 | 15 | 5.67 | Residential | Yes | Behind the Meter | Net-metered residential rooftop and canopy |  | None | Suntuity Solar LLC | PSE&G | Accepted | 2020-08-28 | 2020-09-01 | 2021-10-30 | Longi | LR6-60HPB-315M | Solar Panels |  | 0.315 | 7 | 232 | 22 |  | Fixed | Roof
NJSTRE1545517588 |  | Transition Incentive Program | WEST DEPTFORD | 8096 | 15 | 5.67 | Residential | Yes | Behind the Meter | Net-metered residential rooftop and canopy |  | None | Suntuity Solar LLC | PSE&G | Accepted | 2020-08-28 | 2020-09-01 | 2021-10-30 | Longi | LR6-60HPB-315M | Solar Panels |  | 0.315 | 4 | 322 | 22 |  | Fixed | Roof
NJSTRE1545517589 |  | Transition Incentive Program | ELMER | 8318 | 16 | 15.75 | Residential | No | Behind the Meter | Net-metered residential rooftop and canopy |  | None | Suntuity Solar LLC | AC Electric | Accepted | 2020-08-28 | 2020-09-01 | 2021-10-30 | Enphase Energy | IQ7-60-2-US | Inverters | 240 |  | 50 |  |  | 0.97 |  | Outdoor | Behind the PV Modules
NJSTRE1545517589 |  | Transition Incentive Program | ELMER | 8318 | 16 | 15.75 | Residential | No | Behind the Meter | Net-metered residential rooftop and canopy |  | None | Suntuity Solar LLC | AC Electric | Accepted | 2020-08-28 | 2020-09-01 | 2021-10-30 | Longi | LR6-60HPB-315M | Solar Panels |  | 0.315 | 4 | 162 | 30 |  | Fixed | Roof
NJSTRE1545517589 |  | Transition Incentive Program | ELMER | 8318 | 16 | 15.75 | Residential | No | Behind the Meter | Net-metered residential rooftop and canopy |  | None | Suntuity Solar LLC | AC Electric | Accepted | 2020-08-28 | 2020-09-01 | 2021-10-30 | Longi | LR6-60HPB-315M | Solar Panels |  | 0.315 | 19 | 252 | 30 |  | Fixed | Roof
NJSTRE1545517589 |  | Transition Incentive Program | ELMER | 8318 | 16 | 15.75 | Residential | No | Behind the Meter | Net-metered residential rooftop and canopy |  | None | Suntuity Solar LLC | AC Electric | Accepted | 2020-08-28 | 2020-09-01 | 2021-10-30 | Longi | LR6-60HPB-315M | Solar Panels |  | 0.315 | 8 | 252 | 30 |  | Fixed | Roof
NJSTRE1545517589 |  | Transition Incentive Program | ELMER | 8318 | 16 | 15.75 | Residential | No | Behind the Meter | Net-metered residential rooftop and canopy |  | None | Suntuity Solar LLC | AC Electric | Accepted | 2020-08-28 | 2020-09-01 | 2021-10-30 | Longi | LR6-60HPB-315M | Solar Panels |  | 0.315 | 19 | 72 | 30 |  | Fixed | Roof
NJSTRE1545517590 |  | Transition Incentive Program | CHERRY HILL | 8002 | 14 | 16.7 | Residential | No | Behind the Meter | Net-metered residential rooftop and canopy |  | None | Suntuity Solar LLC | PSE&G | Accepted | 2020-08-28 | 2020-09-01 | 2021-10-30 | Enphase Energy | IQ7-60-2-US | Inverters | 240 |  | 53 |  |  | 0.97 |  | Outdoor | Behind the PV Modules
NJSTRE1545517590 |  | Transition Incentive Program | CHERRY HILL | 8002 | 14 | 16.7 | Residential | No | Behind the Meter | Net-metered residential rooftop and canopy |  | None | Suntuity Solar LLC | PSE&G | Accepted | 2020-08-28 | 2020-09-01 | 2021-10-30 | Longi | LR6-60HPB-315M | Solar Panels |  | 0.315 | 10 | 220 | 43 |  | Fixed | Roof
NJSTRE1545517590 |  | Transition Incentive Program | CHERRY HILL | 8002 | 14 | 16.7 | Residential | No | Behind the Meter | Net-metered residential rooftop and canopy |  | None | Suntuity Solar LLC | PSE&G | Accepted | 2020-08-28 | 2020-09-01 | 2021-10-30 | Longi | LR6-60HPB-315M | Solar Panels |  | 0.315 | 17 | 130 | 35 |  | Fixed | Roof
NJSTRE1545517590 |  | Transition Incentive Program | CHERRY HILL | 8002 | 14 | 16.7 | Residential | No | Behind the Meter | Net-metered residential rooftop and canopy |  | None | Suntuity Solar LLC | PSE&G | Accepted | 2020-08-28 | 2020-09-01 | 2021-10-30 | Longi | LR6-60HPB-315M | Solar Panels |  | 0.315 | 7 | 40 | 37 |  | Fixed | Roof
NJSTRE1545517590 |  | Transition Incentive Program | CHERRY HILL | 8002 | 14 | 16.7 | Residential | No | Behind the Meter | Net-metered residential rooftop and canopy |  | None | Suntuity Solar LLC | PSE&G | Accepted | 2020-08-28 | 2020-09-01 | 2021-10-30 | Longi | LR6-60HPB-315M | Solar Panels |  | 0.315 | 10 | 40 | 43 |  | Fixed | Roof
NJSTRE1545517590 |  | Transition Incentive Program | CHERRY HILL | 8002 | 14 | 16.7 | Residential | No | Behind the Meter | Net-metered residential rooftop and canopy |  | None | Suntuity Solar LLC | PSE&G | Accepted | 2020-08-28 | 2020-09-01 | 2021-10-30 | Longi | LR6-60HPB-315M | Solar Panels |  | 0.315 | 9 | 310 | 35 |  | Fixed | Roof
NJSTRE1545517593 |  | Transition Incentive Program | Bordentown | 8505 | 13 | 7.56 | Residential | Yes | Behind the Meter | Net-metered residential rooftop and canopy |  | None | Suntuity Solar LLC | PSE&G | Accepted | 2020-08-28 | 2020-09-01 | 2021-10-30 | Enphase Energy | IQ7-60-2-US | Inverters | 240 |  | 24 |  |  | 0.97 |  | Outdoor | Behind the PV Modules
NJSTRE1545517593 |  | Transition Incentive Program | Bordentown | 8505 | 13 | 7.56 | Residential | Yes | Behind the Meter | Net-metered residential rooftop and canopy |  | None | Suntuity Solar LLC | PSE&G | Accepted | 2020-08-28 | 2020-09-01 | 2021-10-30 | Longi | LR6-60HPB-315M | Solar Panels |  | 0.315 | 4 | 274 | 14 |  | Fixed | Roof
NJSTRE1545517593 |  | Transition Incentive Program | Bordentown | 8505 | 13 | 7.56 | Residential | Yes | Behind the Meter | Net-metered residential rooftop and canopy |  | None | Suntuity Solar LLC | PSE&G | Accepted | 2020-08-28 | 2020-09-01 | 2021-10-30 | Longi | LR6-60HPB-315M | Solar Panels |  | 0.315 | 5 | 274 | 12 |  | Fixed | Roof
NJSTRE1545517593 |  | Transition Incentive Program | Bordentown | 8505 | 13 | 7.56 | Residential | Yes | Behind the Meter | Net-metered residential rooftop and canopy |  | None | Suntuity Solar LLC | PSE&G | Accepted | 2020-08-28 | 2020-09-01 | 2021-10-30 | Longi | LR6-60HPB-315M | Solar Panels |  | 0.315 | 15 | 94 | 37 |  | Fixed | Roof
NJSTRE1545517595 |  | Transition Incentive Program | BLACKWOOD | 8012 | 14 | 6.3 | Residential | Yes | Behind the Meter | Net-metered residential rooftop and canopy |  | None | Suntuity Solar LLC | PSE&G | Accepted | 2020-08-28 | 2020-09-01 | 2021-10-30 | Enphase Energy | IQ7-60-2-US | Inverters | 240 |  | 20 |  |  | 0.97 |  | Outdoor | Behind the PV Modules
NJSTRE1545517595 |  | Transition Incentive Program | BLACKWOOD | 8012 | 14 | 6.3 | Residential | Yes | Behind the Meter | Net-metered residential rooftop and canopy |  | None | Suntuity Solar LLC | PSE&G | Accepted | 2020-08-28 | 2020-09-01 | 2021-10-30 | Longi | LR6-60HPB-315M | Solar Panels |  | 0.315 | 20 | 115 | 27 |  | Fixed | Roof
NJSTRE1545517596 |  | Transition Incentive Program | MARLTON | 8053 | 13 | 9.45 | Residential | Yes | Behind the Meter | Net-metered residential rooftop and canopy |  | None | Suntuity Solar LLC | PSE&G | Accepted | 2020-08-28 | 2020-09-01 | 2021-10-30 | Enphase Energy | IQ7-60-2-US | Inverters | 240 |  | 30 |  |  | 0.97 |  | Outdoor | Behind the PV Modules
NJSTRE1545517596 |  | Transition Incentive Program | MARLTON | 8053 | 13 | 9.45 | Residential | Yes | Behind the Meter | Net-metered residential rooftop and canopy |  | None | Suntuity Solar LLC | PSE&G | Accepted | 2020-08-28 | 2020-09-01 | 2021-10-30 | Longi | LR6-60HPB-315M | Solar Panels |  | 0.315 | 4 | 254 | 27 |  | Fixed | Roof
NJSTRE1545517596 |  | Transition Incentive Program | MARLTON | 8053 | 13 | 9.45 | Residential | Yes | Behind the Meter | Net-metered residential rooftop and canopy |  | None | Suntuity Solar LLC | PSE&G | Accepted | 2020-08-28 | 2020-09-01 | 2021-10-30 | Longi | LR6-60HPB-315M | Solar Panels |  | 0.315 | 26 | 164 | 29 |  | Fixed | Roof
NJSTRE1545517603 |  | Transition Incentive Program | PLEASANTVILLE | 8232 | 19 | 5.67 | Residential | Yes | Behind the Meter | Net-metered residential rooftop and canopy |  | None | Suntuity Solar LLC | AC Electric | Accepted | 2020-08-28 | 2020-09-01 | 2021-10-30 | Enphase Energy | IQ7-60-2-US | Inverters | 240 |  | 18 |  |  | 0.97 |  | Outdoor | Behind the PV Modules
NJSTRE1545517603 |  | Transition Incentive Program | PLEASANTVILLE | 8232 | 19 | 5.67 | Residential | Yes | Behind the Meter | Net-metered residential rooftop and canopy |  | None | Suntuity Solar LLC | AC Electric | Accepted | 2020-08-28 | 2020-09-01 | 2021-10-30 | Longi | LR6-60HPB-315M | Solar Panels |  | 0.315 | 7 | 28 | 40 |  | Fixed | Roof
NJSTRE1545517603 |  | Transition Incentive Program | PLEASANTVILLE | 8232 | 19 | 5.67 | Residential | Yes | Behind the Meter | Net-metered residential rooftop and canopy |  | None | Suntuity Solar LLC | AC Electric | Accepted | 2020-08-28 | 2020-09-01 | 2021-10-30 | Longi | LR6-60HPB-315M | Solar Panels |  | 0.315 | 11 | 208 | 17 |  | Fixed | Roof
NJSTRE1545517614 |  | Transition Incentive Program | Piscataway | 8854 | 11 | 7.56 | Residential | Yes | Behind the Meter | Net-metered residential rooftop and canopy |  | None | Suntuity Solar LLC | PSE&G | Accepted | 2020-08-28 | 2020-09-01 | 2021-10-30 | Enphase Energy | IQ7-60-2-US | Inverters | 240 |  | 24 |  |  | 0.97 |  | Outdoor | Behind the PV Modules
NJSTRE1545517614 |  | Transition Incentive Program | Piscataway | 8854 | 11 | 7.56 | Residential | Yes | Behind the Meter | Net-metered residential rooftop and canopy |  | None | Suntuity Solar LLC | PSE&G | Accepted | 2020-08-28 | 2020-09-01 | 2021-10-30 | Longi | LR6-60HPB-315M | Solar Panels |  | 0.315 | 24 | 262 | 24 |  | Fixed | Roof
NJSTRE1545517649 |  | Transition Incentive Program | West Windsor Twp | 8550 | 12 | 9.72 | Residential | No | Behind the Meter | Net-metered residential rooftop and canopy |  | None | Green Power Energy | PSE&G | Accepted | 2020-08-28 | 2020-09-01 | 2021-10-30 | Enphase Energy | IQ7PLUS-72-2-US | Inverters | 0.29 |  | 29 |  |  | 0.975 |  | Outside | next to meter
NJSTRE1545517649 |  | Transition Incentive Program | West Windsor Twp | 8550 | 12 | 9.72 | Residential | No | Behind the Meter | Net-metered residential rooftop and canopy |  | None | Green Power Energy | PSE&G | Accepted | 2020-08-28 | 2020-09-01 | 2021-10-30 | LG Electronics | LG335N1K-V5 | Solar Panels |  | 0.335 | 10 | 190 | 17 |  | Fixed | Roof
NJSTRE1545517649 |  | Transition Incentive Program | West Windsor Twp | 8550 | 12 | 9.72 | Residential | No | Behind the Meter | Net-metered residential rooftop and canopy |  | None | Green Power Energy | PSE&G | Accepted | 2020-08-28 | 2020-09-01 | 2021-10-30 | LG Electronics | LG335N1K-V5 | Solar Panels |  | 0.335 | 19 | 190 | 17 |  | Fixed | Roof
NJSTRE1545517678 |  | Transition Incentive Program | River Edge Boro | 7661 | 7 | 11.16 | Residential | No | Behind the Meter | Net-metered residential rooftop and canopy |  | None | Green Power Energy | PSE&G | Accepted | 2020-08-28 | 2020-09-01 | 2021-10-30 | Solar Edge | SE10000H-US | Inverters | 10000 |  | 1 |  |  | 0.97 |  | Outside | next to meter
NJSTRE1545517678 |  | Transition Incentive Program | River Edge Boro | 7661 | 7 | 11.16 | Residential | No | Behind the Meter | Net-metered residential rooftop and canopy |  | None | Green Power Energy | PSE&G | Accepted | 2020-08-28 | 2020-09-01 | 2021-10-30 | LG Electronics | LG360Q1C-V5 | Solar Panels |  | 0.36 | 31 | 200 | 30 |  | Fixed | Roof
NJSTRE1545517697 |  | Transition Incentive Program | North Brunswick | 8902 | 11 | 4.55 | Residential | No | Behind the Meter | Net-metered residential rooftop and canopy |  | None | SunnyMac LLC | PSE&G | Accepted | 2020-08-28 | 2020-09-01 | 2021-10-30 | Solaredge | SE5000H-US | Inverters | 5000 |  | 1 |  |  | 0.99 |  | Outside | Next to Meter
NJSTRE1545517697 |  | Transition Incentive Program | North Brunswick | 8902 | 11 | 4.55 | Residential | No | Behind the Meter | Net-metered residential rooftop and canopy |  | None | SunnyMac LLC | PSE&G | Accepted | 2020-08-28 | 2020-09-01 | 2021-10-30 | REC | 325 TwinPeak 2 Mono | Solar Panels |  | 0.325 | 14 | 220 | 30 |  | Fixed | Roof
NJSTRE1545517717 |  | Transition Incentive Program | Franklin Park | 8823 | 5 | 6.83 | Residential | No | Behind the Meter | Net-metered residential rooftop and canopy |  | None | Whitman Construction, LLC | PSE&G | Accepted | 2020-09-01 | 2020-09-01 | 2021-10-30 | ENPHASE ENERGY | IQ7-60-2-US | Inverters | 240 |  | 21 |  |  | 0.975 |  | Outdoor | microinverters located under modules
NJSTRE1545517717 |  | Transition Incentive Program | Franklin Park | 8823 | 5 | 6.83 | Residential | No | Behind the Meter | Net-metered residential rooftop and canopy |  | None | Whitman Construction, LLC | PSE&G | Accepted | 2020-09-01 | 2020-09-01 | 2021-10-30 | TRINA | TSM 325 DE06M | Solar Panels |  | 0.325 | 15 | 150 | 32 |  | Fixed | Roof
NJSTRE1545517717 |  | Transition Incentive Program | Franklin Park | 8823 | 5 | 6.83 | Residential | No | Behind the Meter | Net-metered residential rooftop and canopy |  | None | Whitman Construction, LLC | PSE&G | Accepted | 2020-09-01 | 2020-09-01 | 2021-10-30 | trina | TSM 325 DE06M | Solar Panels |  | 0.325 | 2 | 149 | 32 |  | Fixed | Roof
NJSTRE1545517717 |  | Transition Incentive Program | Franklin Park | 8823 | 5 | 6.83 | Residential | No | Behind the Meter | Net-metered residential rooftop and canopy |  | None | Whitman Construction, LLC | PSE&G | Accepted | 2020-09-01 | 2020-09-01 | 2021-10-30 | TRINA | TSM 325 DE06M | Solar Panels |  | 0.325 | 2 | 241 | 20 |  | Fixed | Roof
NJSTRE1545517717 |  | Transition Incentive Program | Franklin Park | 8823 | 5 | 6.83 | Residential | No | Behind the Meter | Net-metered residential rooftop and canopy |  | None | Whitman Construction, LLC | PSE&G | Accepted | 2020-09-01 | 2020-09-01 | 2021-10-30 | TRINA | TSM 325 DE06M | Solar Panels |  | 0.325 | 2 | 61 | 20 |  | Fixed | Roof
NJSTRE1545517796 |  | Transition Incentive Program | Wallington | 7057 | 7 | 6.5 | Residential | No | Behind the Meter | Net-metered residential rooftop and canopy |  | None | Premier Solar Solutions | PSE&G | Accepted | 2020-08-28 | 2020-09-01 | 2021-10-30 | Enphase | IQ7-60-2 | Inverters | 0.25 |  | 20 |  |  | 0.97 |  | Outdoor | Exterior wall
NJSTRE1545517796 |  | Transition Incentive Program | Wallington | 7057 | 7 | 6.5 | Residential | No | Behind the Meter | Net-metered residential rooftop and canopy |  | None | Premier Solar Solutions | PSE&G | Accepted | 2020-08-28 | 2020-09-01 | 2021-10-30 | Trina Solar | TSM-DD06H | Solar Panels |  | 0.325 | 20 | 142 | 40 |  | Fixed | Roof
NJSTRE1545517826 |  | Transition Incentive Program | Wanaque | 7465 | 6 | 16.32 | Residential | Yes | Behind the Meter | Net-metered residential rooftop and canopy |  | None | Tesla Energy Operations Inc. | JCP&L | Accepted | 2020-08-28 | 2020-09-01 | 2021-10-30 | SolarEdge Technologies | SE7600H-US [240V] | Inverters | 7600 |  | 2 |  |  | 0.99 |  | Outside | Outside
NJSTRE1545517826 |  | Transition Incentive Program | Wanaque | 7465 | 6 | 16.32 | Residential | Yes | Behind the Meter | Net-metered residential rooftop and canopy |  | None | Tesla Energy Operations Inc. | JCP&L | Accepted | 2020-08-28 | 2020-09-01 | 2021-10-30 | Hanwha Q-CELLS | Q.Peak DUO BLK-G6+ 340 | Solar Panels |  | 0.34 | 20 | 321 | 23 |  | Fixed | Roof
NJSTRE1545517826 |  | Transition Incentive Program | Wanaque | 7465 | 6 | 16.32 | Residential | Yes | Behind the Meter | Net-metered residential rooftop and canopy |  | None | Tesla Energy Operations Inc. | JCP&L | Accepted | 2020-08-28 | 2020-09-01 | 2021-10-30 | Hanwha Q-CELLS | Q.Peak DUO BLK-G6+ 340 | Solar Panels |  | 0.34 | 28 | 141 | 23 |  | Fixed | Roof
NJSTRE1545517836 |  | Transition Incentive Program | Linden | 7036 | 10 | 6.3 | Residential | Yes | Behind the Meter | Net-metered residential rooftop and canopy |  | None | Pro Custom Solar dba Momentum Solar | PSE&G | Accepted | 2020-08-28 | 2020-09-01 | 2021-10-30 | Enphase | IQ7Plus-72-2-US | Inverters | 290 |  | 18 |  |  | 0.97 |  | Outdoor | Roof
NJSTRE1545517836 |  | Transition Incentive Program | Linden | 7036 | 10 | 6.3 | Residential | Yes | Behind the Meter | Net-metered residential rooftop and canopy |  | None | Pro Custom Solar dba Momentum Solar | PSE&G | Accepted | 2020-08-28 | 2020-09-01 | 2021-10-30 | LG ELECTRONICS | LG 350N1C-V5 | Solar Panels |  | 0.35 | 6 | 43 | 25 |  | Fixed | Roof
NJSTRE1545517836 |  | Transition Incentive Program | Linden | 7036 | 10 | 6.3 | Residential | Yes | Behind the Meter | Net-metered residential rooftop and canopy |  | None | Pro Custom Solar dba Momentum Solar | PSE&G | Accepted | 2020-08-28 | 2020-09-01 | 2021-10-30 | LG ELECTRONICS | LG 350N1C-V5 | Solar Panels |  | 0.35 | 5 | 132 | 29 |  | Fixed | Roof
NJSTRE1545517836 |  | Transition Incentive Program | Linden | 7036 | 10 | 6.3 | Residential | Yes | Behind the Meter | Net-metered residential rooftop and canopy |  | None | Pro Custom Solar dba Momentum Solar | PSE&G | Accepted | 2020-08-28 | 2020-09-01 | 2021-10-30 | LG ELECTRONICS | LG 350N1C-V5 | Solar Panels |  | 0.35 | 7 | 223 | 25 |  | Fixed | Roof
NJSTRE1545517840 |  | Transition Incentive Program | Wildwood | 8260 | 21 | 9.6 | Residential | Yes | Behind the Meter | Net-metered residential rooftop and canopy |  | None | Posigen NJ LLC | AC Electric | Accepted | 2020-08-28 | 2020-09-01 | 2021-10-30 | SolarEdge | SE10000H-US | Inverters | 10000 |  | 1 |  |  | 0.99 |  | Outside | within ten feet of meter
NJSTRE1545517840 |  | Transition Incentive Program | Wildwood | 8260 | 21 | 9.6 | Residential | Yes | Behind the Meter | Net-metered residential rooftop and canopy |  | None | Posigen NJ LLC | AC Electric | Accepted | 2020-08-28 | 2020-09-01 | 2021-10-30 | Hanwha Q-Cells | Q.PEAK DUO-G5 320 | Solar Panels |  | 0.32 | 30 | 133 | 26 |  | Fixed | Roof
NJSTRE1545517863 |  | Transition Incentive Program | Freehold | 7728 | 17 | 16.32 | Residential | No | Behind the Meter | Net-metered residential rooftop and canopy |  | None | Whitman Construction, LLC | JCP&L | Accepted | 2020-08-28 | 2020-09-01 | 2021-10-30 | enphase energy | IQ7-60-2-US | Inverters | 240 |  | 51 |  |  | 0.975 |  | Outside | microinverters located under modules
NJSTRE1545517863 |  | Transition Incentive Program | Freehold | 7728 | 17 | 16.32 | Residential | No | Behind the Meter | Net-metered residential rooftop and canopy |  | None | Whitman Construction, LLC | JCP&L | Accepted | 2020-08-28 | 2020-09-01 | 2021-10-30 | trina | tsm320DD05h.05 | Solar Panels |  | 0.32 | 4 | 229 | 20 |  | Fixed | Roof
NJSTRE1545517863 |  | Transition Incentive Program | Freehold | 7728 | 17 | 16.32 | Residential | No | Behind the Meter | Net-metered residential rooftop and canopy |  | None | Whitman Construction, LLC | JCP&L | Accepted | 2020-08-28 | 2020-09-01 | 2021-10-30 | trina | tsm320DD05h.05 | Solar Panels |  | 0.32 | 24 | 139 | 20 |  | Fixed | Roof
NJSTRE1545517863 |  | Transition Incentive Program | Freehold | 7728 | 17 | 16.32 | Residential | No | Behind the Meter | Net-metered residential rooftop and canopy |  | None | Whitman Construction, LLC | JCP&L | Accepted | 2020-08-28 | 2020-09-01 | 2021-10-30 | trina | tsm320DD05h.05 | Solar Panels |  | 0.32 | 23 | 230 | 20 |  | Fixed | Roof
NJSTRE1545517865 |  | Transition Incentive Program | West Deptford | 8086 | 15 | 12.24 | Residential | Yes | Behind the Meter | Net-metered residential rooftop and canopy |  | None | Tesla Energy Operations Inc. | PSE&G | Accepted | 2020-08-28 | 2020-09-02 | 2021-10-30 | Tesla | AC Powerwall 2.0 | Electric Storage Battery |  |  | 2 |  |  |  | Lithium Ion |  | Inside garage
NJSTRE1545517865 |  | Transition Incentive Program | West Deptford | 8086 | 15 | 12.24 | Residential | Yes | Behind the Meter | Net-metered residential rooftop and canopy |  | None | Tesla Energy Operations Inc. | PSE&G | Accepted | 2020-08-28 | 2020-09-02 | 2021-10-30 | SolarEdge Technologies | SE10000H-US [240V] | Inverters | 10000 |  | 1 |  |  | 0.99 |  | Indoor | Inside garage
NJSTRE1545517865 |  | Transition Incentive Program | West Deptford | 8086 | 15 | 12.24 | Residential | Yes | Behind the Meter | Net-metered residential rooftop and canopy |  | None | Tesla Energy Operations Inc. | PSE&G | Accepted | 2020-08-28 | 2020-09-02 | 2021-10-30 | Hanwha Q-CELLS | Q.Peak DUO BLK-G6+ 340 | Solar Panels |  | 0.34 | 24 | 227 | 36 |  | Fixed | Roof
NJSTRE1545517865 |  | Transition Incentive Program | West Deptford | 8086 | 15 | 12.24 | Residential | Yes | Behind the Meter | Net-metered residential rooftop and canopy |  | None | Tesla Energy Operations Inc. | PSE&G | Accepted | 2020-08-28 | 2020-09-02 | 2021-10-30 | Hanwha Q-CELLS | Q.Peak DUO BLK-G6+ 340 | Solar Panels |  | 0.34 | 12 | 47 | 36 |  | Fixed | Roof
NJSTRE1545517868 |  | Transition Incentive Program | Monroe | 8831 | 11 | 11.9 | Residential | No | Behind the Meter | Net-metered residential rooftop and canopy |  | None | NJ Solar Power, LLC | JCP&L | Accepted | 2020-08-28 | 2020-09-02 | 2021-10-30 | solaredge | se10000H-US | Inverters | 10000 |  | 1 |  |  | 0.99 |  | Outdoor | garage
NJSTRE1545517868 |  | Transition Incentive Program | Monroe | 8831 | 11 | 11.9 | Residential | No | Behind the Meter | Net-metered residential rooftop and canopy |  | None | NJ Solar Power, LLC | JCP&L | Accepted | 2020-08-28 | 2020-09-02 | 2021-10-30 | panasonic | VBHN340SA17 | Solar Panels |  | 0.34 | 9 | 177 | 34 |  | Fixed | Roof
NJSTRE1545517868 |  | Transition Incentive Program | Monroe | 8831 | 11 | 11.9 | Residential | No | Behind the Meter | Net-metered residential rooftop and canopy |  | None | NJ Solar Power, LLC | JCP&L | Accepted | 2020-08-28 | 2020-09-02 | 2021-10-30 | panasonic | VBHN340SA17 | Solar Panels |  | 0.34 | 11 | 87 | 40 |  | Fixed | Roof
NJSTRE1545517868 |  | Transition Incentive Program | Monroe | 8831 | 11 | 11.9 | Residential | No | Behind the Meter | Net-metered residential rooftop and canopy |  | None | NJ Solar Power, LLC | JCP&L | Accepted | 2020-08-28 | 2020-09-02 | 2021-10-30 | panasonic | VBHN340SA17 | Solar Panels |  | 0.34 | 11 | 267 | 40 |  | Fixed | Roof
NJSTRE1545517868 |  | Transition Incentive Program | Monroe | 8831 | 11 | 11.9 | Residential | No | Behind the Meter | Net-metered residential rooftop and canopy |  | None | NJ Solar Power, LLC | JCP&L | Accepted | 2020-08-28 | 2020-09-02 | 2021-10-30 | panasonic | VBN340SA17 | Solar Panels |  | 0.34 | 4 | 177 | 34 |  | Fixed | Roof
NJSTRE1545517871 |  | Transition Incentive Program | Colonia | 7067 | 10 | 3.85 | Residential | Yes | Behind the Meter | Net-metered residential rooftop and canopy |  | None | Pro Custom Solar dba Momentum Solar | PSE&G | Accepted | 2020-08-28 | 2020-09-01 | 2021-10-30 | Enphase | IQ7Plus-72-2-US | Inverters | 290 |  | 11 |  |  | 0.97 |  | Outdoor | Roof
NJSTRE1545517871 |  | Transition Incentive Program | Colonia | 7067 | 10 | 3.85 | Residential | Yes | Behind the Meter | Net-metered residential rooftop and canopy |  | None | Pro Custom Solar dba Momentum Solar | PSE&G | Accepted | 2020-08-28 | 2020-09-01 | 2021-10-30 | LG ELECTRONICS | LG 350N1C-V5 | Solar Panels |  | 0.35 | 5 | 288 | 38 |  | Fixed | Roof
NJSTRE1545517871 |  | Transition Incentive Program | Colonia | 7067 | 10 | 3.85 | Residential | Yes | Behind the Meter | Net-metered residential rooftop and canopy |  | None | Pro Custom Solar dba Momentum Solar | PSE&G | Accepted | 2020-08-28 | 2020-09-01 | 2021-10-30 | LG ELECTRONICS | LG 350N1C-V5 | Solar Panels |  | 0.35 | 6 | 197 | 39 |  | Fixed | Roof
NJSTRE1545517892 |  | Transition Incentive Program | Keensburg | 7734 | 17 | 9.6 | Residential | Yes | Behind the Meter | Net-metered residential rooftop and canopy |  | None | Posigen NJ LLC | JCP&L | Accepted | 2020-08-28 | 2020-09-02 | 2021-10-30 | SolarEdge | SE10000H-US | Inverters | 10000 |  | 1 |  |  | 0.99 |  | Outside | within ten feet of meter
NJSTRE1545517892 |  | Transition Incentive Program | Keensburg | 7734 | 17 | 9.6 | Residential | Yes | Behind the Meter | Net-metered residential rooftop and canopy |  | None | Posigen NJ LLC | JCP&L | Accepted | 2020-08-28 | 2020-09-02 | 2021-10-30 | Silfab | SLA320M | Solar Panels |  | 0.32 | 30 | 100280 | 20 |  | Fixed | Roof
NJSTRE1545517907 |  | Transition Incentive Program | Freehold | 7728 | 17 | 13.65 | Residential | No | Behind the Meter | Net-metered residential rooftop and canopy |  | None | Kopp Electric Company | JCP&L | Accepted | 2020-08-28 | 2020-09-01 | 2021-10-30 | Solar Edge | SE11400H-US | Inverters | 11400 |  | 1 |  |  | 0.975 |  | Outdoor | Next to meter
NJSTRE1545517907 |  | Transition Incentive Program | Freehold | 7728 | 17 | 13.65 | Residential | No | Behind the Meter | Net-metered residential rooftop and canopy |  | None | Kopp Electric Company | JCP&L | Accepted | 2020-08-28 | 2020-09-01 | 2021-10-30 | CertainTeed | CT325HC11-04 | Solar Panels |  | 0.325 | 11 | 97 | 20 |  | Fixed | Roof
NJSTRE1545517907 |  | Transition Incentive Program | Freehold | 7728 | 17 | 13.65 | Residential | No | Behind the Meter | Net-metered residential rooftop and canopy |  | None | Kopp Electric Company | JCP&L | Accepted | 2020-08-28 | 2020-09-01 | 2021-10-30 | CertainTeed | CT325HC11-04 | Solar Panels |  | 0.325 | 15 | 187 | 20 |  | Fixed | Roof
NJSTRE1545517907 |  | Transition Incentive Program | Freehold | 7728 | 17 | 13.65 | Residential | No | Behind the Meter | Net-metered residential rooftop and canopy |  | None | Kopp Electric Company | JCP&L | Accepted | 2020-08-28 | 2020-09-01 | 2021-10-30 | CertainTeed | CT325HC11-04 | Solar Panels |  | 0.325 | 16 | 187 | 20 |  | Fixed | Roof
NJSTRE1545517912 |  | Transition Incentive Program | Willingboro | 8046 | 13 | 11.7 | Residential | Yes | Behind the Meter | Net-metered residential rooftop and canopy |  | None | SunnyMac LLC | PSE&G | Accepted | 2020-08-28 | 2020-09-01 | 2021-10-30 | Solaredge | SE10000H-US | Inverters | 10000 |  | 1 |  |  | 0.99 |  | Outdoor | Next to meter
NJSTRE1545517912 |  | Transition Incentive Program | Willingboro | 8046 | 13 | 11.7 | Residential | Yes | Behind the Meter | Net-metered residential rooftop and canopy |  | None | SunnyMac LLC | PSE&G | Accepted | 2020-08-28 | 2020-09-01 | 2021-10-30 | REC | 325 TwinPeak 2 Mono | Solar Panels |  | 0.325 | 17 | 322 | 26 |  | Fixed | Roof
NJSTRE1545517912 |  | Transition Incentive Program | Willingboro | 8046 | 13 | 11.7 | Residential | Yes | Behind the Meter | Net-metered residential rooftop and canopy |  | None | SunnyMac LLC | PSE&G | Accepted | 2020-08-28 | 2020-09-01 | 2021-10-30 | REC | 325 TwinPeak 2 Mono | Solar Panels |  | 0.325 | 19 | 142 | 26 |  | Fixed | Roof
NJSTRE1545517913 |  | Transition Incentive Program | Newton | 7860 | 1 | 15.84 | Residential | Yes | Behind the Meter | Net-metered residential rooftop and canopy |  | None | Sunrun Installation Services, Inc. | JCP&L | Accepted | 2020-08-28 | 2020-09-14 | 2021-10-30 | Enphase Energy | IQ7-60-x-US (240V) | Inverters | 240 |  | 48 |  |  | 0.96 |  | Outdoor | Rooftop
NJSTRE1545517913 |  | Transition Incentive Program | Newton | 7860 | 1 | 15.84 | Residential | Yes | Behind the Meter | Net-metered residential rooftop and canopy |  | None | Sunrun Installation Services, Inc. | JCP&L | Accepted | 2020-08-28 | 2020-09-14 | 2021-10-30 | LG Electronics | LG330N1C-A5 | Solar Panels |  | 0.33 | 18 | 313 | 23 |  | Fixed | Roof
NJSTRE1545517913 |  | Transition Incentive Program | Newton | 7860 | 1 | 15.84 | Residential | Yes | Behind the Meter | Net-metered residential rooftop and canopy |  | None | Sunrun Installation Services, Inc. | JCP&L | Accepted | 2020-08-28 | 2020-09-14 | 2021-10-30 | LG Electronics | LG330N1C-A5 | Solar Panels |  | 0.33 | 30 | 133 | 23 |  | Fixed | Roof
NJSTRE1545517915 |  | Transition Incentive Program | Roselle | 7203 | 10 | 9.8 | Residential | Yes | Behind the Meter | Net-metered residential rooftop and canopy |  | None | Pro Custom Solar dba Momentum Solar | PSE&G | Accepted | 2020-08-28 | 2020-09-01 | 2021-10-30 | Enphase | IQ7Plus-72-2-US | Inverters | 290 |  | 28 |  |  | 0.97 |  | Outdoor | Roof
NJSTRE1545517915 |  | Transition Incentive Program | Roselle | 7203 | 10 | 9.8 | Residential | Yes | Behind the Meter | Net-metered residential rooftop and canopy |  | None | Pro Custom Solar dba Momentum Solar | PSE&G | Accepted | 2020-08-28 | 2020-09-01 | 2021-10-30 | LG ELECTRONICS | LG 350N1C-V5 | Solar Panels |  | 0.35 | 16 | 81 | 42 |  | Fixed | Roof
NJSTRE1545517915 |  | Transition Incentive Program | Roselle | 7203 | 10 | 9.8 | Residential | Yes | Behind the Meter | Net-metered residential rooftop and canopy |  | None | Pro Custom Solar dba Momentum Solar | PSE&G | Accepted | 2020-08-28 | 2020-09-01 | 2021-10-30 | LG ELECTRONICS | LG 350N1C-V5 | Solar Panels |  | 0.35 | 12 | 261 | 42 |  | Fixed | Roof
NJSTRE1545519650 |  | Transition Incentive Program | TOMS RIVER | 8753 | 18 | 11.29 | Residential | Yes | Behind the Meter | Net-metered residential rooftop and canopy |  | None | Sunrun Installation Services, Inc. | JCP&L | Accepted | 2020-08-28 | 2020-09-01 | 2021-10-30 | Enphase Energy | IQ7-60-x-US (240V) | Inverters | 240 |  | 37 |  |  | 0.96 |  | Outdoor | Rooftop
NJSTRE1545519650 |  | Transition Incentive Program | TOMS RIVER | 8753 | 18 | 11.29 | Residential | Yes | Behind the Meter | Net-metered residential rooftop and canopy |  | None | Sunrun Installation Services, Inc. | JCP&L | Accepted | 2020-08-28 | 2020-09-01 | 2021-10-30 | LONGi Green Energy Technology Co Ltd | LR6-60HPB-305M | Solar Panels |  | 0.305 | 26 | 280 | 40 |  | Fixed | Roof
NJSTRE1545519650 |  | Transition Incentive Program | TOMS RIVER | 8753 | 18 | 11.29 | Residential | Yes | Behind the Meter | Net-metered residential rooftop and canopy |  | None | Sunrun Installation Services, Inc. | JCP&L | Accepted | 2020-08-28 | 2020-09-01 | 2021-10-30 | LONGi Green Energy Technology Co Ltd | LR6-60HPB-305M | Solar Panels |  | 0.305 | 11 | 100 | 40 |  | Fixed | Roof
NJSTRE1545519652 |  | Transition Incentive Program | Southampton | 8088 | 13 | 25.92 | Residential | No | Behind the Meter | Net-metered residential rooftop and canopy |  | None | GreenPower Energy | PSE&G | Accepted | 2020-08-28 | 2020-09-01 | 2021-10-30 | Enphase Energy | IQ7PLUS-72-2-US | Inverters | 0.29 |  | 72 |  |  | 0.975 |  | Outside | next to meter
NJSTRE1545519652 |  | Transition Incentive Program | Southampton | 8088 | 13 | 25.92 | Residential | No | Behind the Meter | Net-metered residential rooftop and canopy |  | None | GreenPower Energy | PSE&G | Accepted | 2020-08-28 | 2020-09-01 | 2021-10-30 | LG Electronics | LG360Q1C-V5 | Solar Panels |  | 0.36 | 42 | 85 | 18 |  | Fixed | Roof
NJSTRE1545519652 |  | Transition Incentive Program | Southampton | 8088 | 13 | 25.92 | Residential | No | Behind the Meter | Net-metered residential rooftop and canopy |  | None | GreenPower Energy | PSE&G | Accepted | 2020-08-28 | 2020-09-01 | 2021-10-30 | LG Electronics | LG360Q1C-V5 | Solar Panels |  | 0.36 | 30 | 265 | 18 |  | Fixed | Roof
NJSTRE1545519658 |  | Transition Incentive Program | Villas | 8251 | 21 | 4.9 | Residential | Yes | Behind the Meter | Net-metered residential rooftop and canopy |  | None | Pro Custom Solar dba Momentum Solar | AC Electric | Accepted | 2020-08-28 | 2020-09-01 | 2021-10-30 | Enphase | IQ7Plus-72-2-US | Inverters | 290 |  | 14 |  |  | 0.97 |  | Outdoor | Roof
NJSTRE1545519658 |  | Transition Incentive Program | Villas | 8251 | 21 | 4.9 | Residential | Yes | Behind the Meter | Net-metered residential rooftop and canopy |  | None | Pro Custom Solar dba Momentum Solar | AC Electric | Accepted | 2020-08-28 | 2020-09-01 | 2021-10-30 | LG ELECTRONICS | LG 350N1C-V5 | Solar Panels |  | 0.35 | 2 | 300 | 22 |  | Fixed | Roof
NJSTRE1545519658 |  | Transition Incentive Program | Villas | 8251 | 21 | 4.9 | Residential | Yes | Behind the Meter | Net-metered residential rooftop and canopy |  | None | Pro Custom Solar dba Momentum Solar | AC Electric | Accepted | 2020-08-28 | 2020-09-01 | 2021-10-30 | LG ELECTRONICS | LG 350N1C-V5 | Solar Panels |  | 0.35 | 12 | 120 | 22 |  | Fixed | Roof
NJSTRE1545519671 |  | Transition Incentive Program | Pleasantville | 8232 | 19 | 3.6 | Residential | Yes | Behind the Meter | Net-metered residential rooftop and canopy |  | None | Castle Energy, LLC | AC Electric | Accepted | 2020-08-31 | 2020-09-01 | 2021-10-30 | SunPower | SPR-E20-327-E-AC | Inverters | 320 |  | 11 |  |  | 0.975 |  | Outdoor | on the rooftop under each solar panel
NJSTRE1545519671 |  | Transition Incentive Program | Pleasantville | 8232 | 19 | 3.6 | Residential | Yes | Behind the Meter | Net-metered residential rooftop and canopy |  | None | Castle Energy, LLC | AC Electric | Accepted | 2020-08-31 | 2020-09-01 | 2021-10-30 | SunPower | SPR-E20-327-E-AC | Solar Panels |  | 0.327 | 11 | 120 | 20 |  | Fixed | Roof
NJSTRE1545519672 |  | Transition Incentive Program | BERGENFIELD | 7621 | 7 | 6.37 | Residential | Yes | Behind the Meter | Net-metered residential rooftop and canopy |  | None | Trinity Solar | PSE&G | Accepted | 2020-08-28 | 2020-09-01 | 2021-10-30 | Solar Edge | SE5000H-US000BNC4 | Inverters | 5000 |  | 1 |  |  | 0.97 |  | Outdoor | side of home
NJSTRE1545519672 |  | Transition Incentive Program | BERGENFIELD | 7621 | 7 | 6.37 | Residential | Yes | Behind the Meter | Net-metered residential rooftop and canopy |  | None | Trinity Solar | PSE&G | Accepted | 2020-08-28 | 2020-09-01 | 2021-10-30 | HANWHA | Q.PEAK DUO BLK-G6 335 | Solar Panels |  | 0.335 | 19 | 185 | 9 |  | Fixed | Roof
NJSTRE1545519674 |  | Transition Incentive Program | Hopatcong | 7843 | 1 | 8.68 | Residential | No | Behind the Meter | Net-metered residential rooftop and canopy |  | None | Bright Planet Solar | JCP&L | Accepted | 2020-08-28 | 2020-09-01 | 2021-10-30 | SOLAR EDGE | SE6000H-USRGM | Inverters | 6000 |  | 1 |  |  | 0.98 |  | Outdoor | OUTSIDE
NJSTRE1545519674 |  | Transition Incentive Program | Hopatcong | 7843 | 1 | 8.68 | Residential | No | Behind the Meter | Net-metered residential rooftop and canopy |  | None | Bright Planet Solar | JCP&L | Accepted | 2020-08-28 | 2020-09-01 | 2021-10-30 | LONGI | LR6-60HPB-310M | Solar Panels |  | 0.31 | 18 | 128 | 22 |  | Fixed | Roof
NJSTRE1545519674 |  | Transition Incentive Program | Hopatcong | 7843 | 1 | 8.68 | Residential | No | Behind the Meter | Net-metered residential rooftop and canopy |  | None | Bright Planet Solar | JCP&L | Accepted | 2020-08-28 | 2020-09-01 | 2021-10-30 | LONGI | LR6-60HPB-310M | Solar Panels |  | 0.31 | 10 | 307 | 22 |  | Fixed | Roof
NJSTRE1545519681 |  | Transition Incentive Program | Mount Laurel | 8054 | 13 | 7.04 | Residential | Yes | Behind the Meter | Net-metered residential rooftop and canopy |  | None | Posigen NJ LLC | PSE&G | Accepted | 2020-08-28 | 2020-09-02 | 2021-10-30 | SolarEdge | SE7600H-US | Inverters | 7600 |  | 1 |  |  | 0.99 |  | Outside | within ten feet of meter
NJSTRE1545519681 |  | Transition Incentive Program | Mount Laurel | 8054 | 13 | 7.04 | Residential | Yes | Behind the Meter | Net-metered residential rooftop and canopy |  | None | Posigen NJ LLC | PSE&G | Accepted | 2020-08-28 | 2020-09-02 | 2021-10-30 | Silfab | SLA320BL | Solar Panels |  | 0.32 | 22 | 74254 | 27 |  | Fixed | Roof
NJSTRE1545519687 |  | Transition Incentive Program | Freehold | 7728 | 17 | 10.98 | Residential | Yes | Behind the Meter | Net-metered residential rooftop and canopy |  | None | Sunrun Installation Services, Inc. | JCP&L | Accepted | 2020-08-28 | 2020-09-01 | 2021-10-30 | Tesla | Powerwall 2 AC | Electric Storage Battery |  |  | 1 |  |  |  | Lithium Ion |  | outside
NJSTRE1545519687 |  | Transition Incentive Program | Freehold | 7728 | 17 | 10.98 | Residential | Yes | Behind the Meter | Net-metered residential rooftop and canopy |  | None | Sunrun Installation Services, Inc. | JCP&L | Accepted | 2020-08-28 | 2020-09-01 | 2021-10-30 | Enphase Energy | IQ7-60-x-US (240V) | Inverters | 240 |  | 36 |  |  | 0.96 |  | Outdoor | Rooftop
NJSTRE1545519687 |  | Transition Incentive Program | Freehold | 7728 | 17 | 10.98 | Residential | Yes | Behind the Meter | Net-metered residential rooftop and canopy |  | None | Sunrun Installation Services, Inc. | JCP&L | Accepted | 2020-08-28 | 2020-09-01 | 2021-10-30 | LONGi Green Energy Technology Co Ltd | LR6-60HPB-305M | Solar Panels |  | 0.305 | 36 | 177 | 20 |  | Fixed | Roof
NJSTRE1545519701 |  | Transition Incentive Program | Surf City | 8008 | 18 | 2.93 | Residential | No | Behind the Meter | Net-metered residential rooftop and canopy |  | None | Kopp Electric Company | AC Electric | Accepted | 2020-08-28 | 2020-09-01 | 2021-10-30 | Solar Edge | SE3000H-US | Inverters | 3000 |  | 1 |  |  | 0.975 |  | Outdoor | Next to meter
NJSTRE1545519701 |  | Transition Incentive Program | Surf City | 8008 | 18 | 2.93 | Residential | No | Behind the Meter | Net-metered residential rooftop and canopy |  | None | Kopp Electric Company | AC Electric | Accepted | 2020-08-28 | 2020-09-01 | 2021-10-30 | CertainTeed | CT325HC11-04 | Solar Panels |  | 0.325 | 9 | 123 | 25 |  | Fixed | Roof
NJSTRE1545519703 |  | Transition Incentive Program | Wharton | 7885 | 3 | 5.25 | Residential | Yes | Behind the Meter | Net-metered residential rooftop and canopy |  | None | Pro Custom Solar dba Momentum Solar | JCP&L | Accepted | 2020-08-28 | 2020-09-02 | 2021-10-30 | Enphase | IQ7Plus-72-2-US | Inverters | 290 |  | 15 |  |  | 0.97 |  | Outdoor | Roof
NJSTRE1545519703 |  | Transition Incentive Program | Wharton | 7885 | 3 | 5.25 | Residential | Yes | Behind the Meter | Net-metered residential rooftop and canopy |  | None | Pro Custom Solar dba Momentum Solar | JCP&L | Accepted | 2020-08-28 | 2020-09-02 | 2021-10-30 | LG ELECTRONICS | LG 350N1C-V5 | Solar Panels |  | 0.35 | 7 | 152 | 37 |  | Fixed | Roof
NJSTRE1545519703 |  | Transition Incentive Program | Wharton | 7885 | 3 | 5.25 | Residential | Yes | Behind the Meter | Net-metered residential rooftop and canopy |  | None | Pro Custom Solar dba Momentum Solar | JCP&L | Accepted | 2020-08-28 | 2020-09-02 | 2021-10-30 | LG ELECTRONICS | LG 350N1C-V5 | Solar Panels |  | 0.35 | 8 | 332 | 37 |  | Fixed | Roof
NJSTRE1545519704 |  | Transition Incentive Program | Trenton | 8619 | 12 | 9.6 | Residential | Yes | Behind the Meter | Net-metered residential rooftop and canopy |  | None | Posigen NJ LLC | PSE&G | Accepted | 2020-08-28 | 2020-09-02 | 2021-10-30 | SolarEdge | SE10000H-US | Inverters | 10000 |  | 1 |  |  | 0.99 |  | Outside | within ten feet of meter
NJSTRE1545519704 |  | Transition Incentive Program | Trenton | 8619 | 12 | 9.6 | Residential | Yes | Behind the Meter | Net-metered residential rooftop and canopy |  | None | Posigen NJ LLC | PSE&G | Accepted | 2020-08-28 | 2020-09-02 | 2021-10-30 | Silfab | SLA320M | Solar Panels |  | 0.32 | 30 | 107287 | 30 |  | Fixed | Roof
NJSTRE1545519726 |  | Transition Incentive Program | Bay Head | 8742 | 18 | 8.5 | Residential | Yes | Behind the Meter | Net-metered residential rooftop and canopy |  | None | Trinity Solar | JCP&L | Accepted | 2020-08-28 | 2020-09-01 | 2021-10-30 | SOLAR EDGE | SE7600H-US | Inverters | 7600 |  | 1 |  |  | 0.97 |  | Outside | SIDE OF HOME
NJSTRE1545519726 |  | Transition Incentive Program | Bay Head | 8742 | 18 | 8.5 | Residential | Yes | Behind the Meter | Net-metered residential rooftop and canopy |  | None | Trinity Solar | JCP&L | Accepted | 2020-08-28 | 2020-09-01 | 2021-10-30 | HANWHA 340 (Q.PEAK DUO BLK-G6 340) | HANWHA 340 (Q.PEAK DUO BLK-G6 340) | Solar Panels |  | 0.34 | 8 | 191 | 5 |  | Fixed | Roof
NJSTRE1545519726 |  | Transition Incentive Program | Bay Head | 8742 | 18 | 8.5 | Residential | Yes | Behind the Meter | Net-metered residential rooftop and canopy |  | None | Trinity Solar | JCP&L | Accepted | 2020-08-28 | 2020-09-01 | 2021-10-30 | HANWHA 340 (Q.PEAK DUO BLK-G6 340) | HANWHA 340 (Q.PEAK DUO BLK-G6 340) | Solar Panels |  | 0.34 | 3 | 11 | 6 |  | Fixed | Roof
NJSTRE1545519726 |  | Transition Incentive Program | Bay Head | 8742 | 18 | 8.5 | Residential | Yes | Behind the Meter | Net-metered residential rooftop and canopy |  | None | Trinity Solar | JCP&L | Accepted | 2020-08-28 | 2020-09-01 | 2021-10-30 | HANWHA 340 (Q.PEAK DUO BLK-G6 340) | HANWHA 340 (Q.PEAK DUO BLK-G6 340) | Solar Panels |  | 0.34 | 2 | 191 | 27 |  | Fixed | Roof
NJSTRE1545519726 |  | Transition Incentive Program | Bay Head | 8742 | 18 | 8.5 | Residential | Yes | Behind the Meter | Net-metered residential rooftop and canopy |  | None | Trinity Solar | JCP&L | Accepted | 2020-08-28 | 2020-09-01 | 2021-10-30 | HANWHA 340 (Q.PEAK DUO BLK-G6 340) | HANWHA 340 (Q.PEAK DUO BLK-G6 340) | Solar Panels |  | 0.34 | 8 | 11 | 3 |  | Fixed | Roof
NJSTRE1545519726 |  | Transition Incentive Program | Bay Head | 8742 | 18 | 8.5 | Residential | Yes | Behind the Meter | Net-metered residential rooftop and canopy |  | None | Trinity Solar | JCP&L | Accepted | 2020-08-28 | 2020-09-01 | 2021-10-30 | HANWHA 340 (Q.PEAK DUO BLK-G6 340) | HANWHA 340 (Q.PEAK DUO BLK-G6 340) | Solar Panels |  | 0.34 | 4 | 11 | 3 |  | Fixed | Roof
NJSTRE1545519728 |  | Transition Incentive Program | Kendall Park | 8824 | 11 | 5.12 | Residential | Yes | Behind the Meter | Net-metered residential rooftop and canopy |  | None |  | PSE&G | Accepted | 2020-08-28 | 2020-09-02 | 2021-10-30 | SolarEdge | SE6000H-US | Inverters | 6000 |  | 1 |  |  | 0.99 |  | Outside | within ten feet of meter
NJSTRE1545519728 |  | Transition Incentive Program | Kendall Park | 8824 | 11 | 5.12 | Residential | Yes | Behind the Meter | Net-metered residential rooftop and canopy |  | None |  | PSE&G | Accepted | 2020-08-28 | 2020-09-02 | 2021-10-30 | Silfab | SLA320BL | Solar Panels |  | 0.32 | 16 | 159 | 26 |  | Fixed | Roof
NJSTRE1545519753 |  | Transition Incentive Program | Carteret | 7008 | 11 | 3.84 | Residential | Yes | Behind the Meter | Net-metered residential rooftop and canopy |  | None | Trinity Solar | PSE&G | Accepted | 2020-08-28 | 2020-09-02 | 2021-10-30 | SOLAR EDGE | SE3000H-US | Inverters | 3000 |  | 1 |  |  | 0.97 |  | Outdoor | 0.97
NJSTRE1545519753 |  | Transition Incentive Program | Carteret | 7008 | 11 | 3.84 | Residential | Yes | Behind the Meter | Net-metered residential rooftop and canopy |  | None | Trinity Solar | PSE&G | Accepted | 2020-08-28 | 2020-09-02 | 2021-10-30 | HANWHA 320 (Q.PEAK DUO BLK-G5 320) | HANWHA 320 (Q.PEAK DUO BLK-G5 320) | Solar Panels |  | 0.32 | 7 | 230 | 18 |  | Fixed | Roof
NJSTRE1545519753 |  | Transition Incentive Program | Carteret | 7008 | 11 | 3.84 | Residential | Yes | Behind the Meter | Net-metered residential rooftop and canopy |  | None | Trinity Solar | PSE&G | Accepted | 2020-08-28 | 2020-09-02 | 2021-10-30 | HANWHA 320 (Q.PEAK DUO BLK-G5 320) | HANWHA 320 (Q.PEAK DUO BLK-G5 320) | Solar Panels |  | 0.32 | 5 | 230 | 18 |  | Fixed | Roof
NJSTRE1545519760 |  | Transition Incentive Program | Pleasantville | 8232 | 19 | 11.16 | Residential | Yes | Behind the Meter | Net-metered residential rooftop and canopy |  | None | Bright Planet Solar | AC Electric | Accepted | 2020-08-28 | 2020-09-02 | 2021-10-30 | SOLAR EDGE | SE10000H-USRGM | Inverters | 10000 |  | 1 |  |  | 0.98 |  | Outdoor | OUTSIDE
NJSTRE1545519760 |  | Transition Incentive Program | Pleasantville | 8232 | 19 | 11.16 | Residential | Yes | Behind the Meter | Net-metered residential rooftop and canopy |  | None | Bright Planet Solar | AC Electric | Accepted | 2020-08-28 | 2020-09-02 | 2021-10-30 | LONGI | LR6-60HPB-310M | Solar Panels |  | 0.31 | 14 | 295 | 22 |  | Fixed | Roof
NJSTRE1545519760 |  | Transition Incentive Program | Pleasantville | 8232 | 19 | 11.16 | Residential | Yes | Behind the Meter | Net-metered residential rooftop and canopy |  | None | Bright Planet Solar | AC Electric | Accepted | 2020-08-28 | 2020-09-02 | 2021-10-30 | LONGI | LR6-60HPB-310M | Solar Panels |  | 0.31 | 22 | 115 | 22 |  | Fixed | Roof
NJSTRE1545519781 |  | Transition Incentive Program | Browns Mills | 8015 | 13 | 16.65 | Residential | No | Behind the Meter | Net-metered residential rooftop and canopy |  | None | Green Power Energy | JCP&L | Accepted | 2020-08-28 | 2020-09-02 | 2021-10-30 | Enphase Energy | IQ7PLUS-72-2-US | Inverters | 0.29 |  | 44 |  |  | 0.975 |  | Outside | next to meter
NJSTRE1545519781 |  | Transition Incentive Program | Browns Mills | 8015 | 13 | 16.65 | Residential | No | Behind the Meter | Net-metered residential rooftop and canopy |  | None | Green Power Energy | JCP&L | Accepted | 2020-08-28 | 2020-09-02 | 2021-10-30 | Solaria | PowerXT-370R-PD | Solar Panels |  | 0.37 | 4 | 156 | 2 |  | Fixed | Roof
NJSTRE1545519781 |  | Transition Incentive Program | Browns Mills | 8015 | 13 | 16.65 | Residential | No | Behind the Meter | Net-metered residential rooftop and canopy |  | None | Green Power Energy | JCP&L | Accepted | 2020-08-28 | 2020-09-02 | 2021-10-30 | Solaria | PowerXT-370R-PD | Solar Panels |  | 0.37 | 19 | 156 | 2 |  | Fixed | Roof
NJSTRE1545519781 |  | Transition Incentive Program | Browns Mills | 8015 | 13 | 16.65 | Residential | No | Behind the Meter | Net-metered residential rooftop and canopy |  | None | Green Power Energy | JCP&L | Accepted | 2020-08-28 | 2020-09-02 | 2021-10-30 | Solaria | PowerXT-370R-PD | Solar Panels |  | 0.37 | 8 | 156 | 2 |  | Fixed | Roof
NJSTRE1545519781 |  | Transition Incentive Program | Browns Mills | 8015 | 13 | 16.65 | Residential | No | Behind the Meter | Net-metered residential rooftop and canopy |  | None | Green Power Energy | JCP&L | Accepted | 2020-08-28 | 2020-09-02 | 2021-10-30 | Solaria | PowerXT-370R-PD | Solar Panels |  | 0.37 | 1 | 156 | 2 |  | Fixed | Roof
NJSTRE1545519781 |  | Transition Incentive Program | Browns Mills | 8015 | 13 | 16.65 | Residential | No | Behind the Meter | Net-metered residential rooftop and canopy |  | None | Green Power Energy | JCP&L | Accepted | 2020-08-28 | 2020-09-02 | 2021-10-30 | Solaria | PowerXT-370R-PD | Solar Panels |  | 0.37 | 1 | 156 | 2 |  | Fixed | Roof
NJSTRE1545519781 |  | Transition Incentive Program | Browns Mills | 8015 | 13 | 16.65 | Residential | No | Behind the Meter | Net-metered residential rooftop and canopy |  | None | Green Power Energy | JCP&L | Accepted | 2020-08-28 | 2020-09-02 | 2021-10-30 | Solaria | PowerXT-370R-PD | Solar Panels |  | 0.37 | 6 | 156 | 2 |  | Fixed | Roof
NJSTRE1545519781 |  | Transition Incentive Program | Browns Mills | 8015 | 13 | 16.65 | Residential | No | Behind the Meter | Net-metered residential rooftop and canopy |  | None | Green Power Energy | JCP&L | Accepted | 2020-08-28 | 2020-09-02 | 2021-10-30 | Solaria | PowerXT-370R-PD | Solar Panels |  | 0.37 | 6 | 156 | 2 |  | Fixed | Roof
NJSTRE1545519786 |  | Transition Incentive Program | Lincroft | 7738 | 17 | 5.49 | Residential | No | Behind the Meter | Net-metered residential rooftop and canopy |  | None | Sunrun Installation Services, Inc. | JCP&L | Accepted | 2020-08-28 | 2020-09-02 | 2021-10-30 | Tesla | Powerwall 2 AC | Electric Storage Battery |  |  | 1 |  |  |  | Lithium Ion |  | outside
NJSTRE1545519786 |  | Transition Incentive Program | Lincroft | 7738 | 17 | 5.49 | Residential | No | Behind the Meter | Net-metered residential rooftop and canopy |  | None | Sunrun Installation Services, Inc. | JCP&L | Accepted | 2020-08-28 | 2020-09-02 | 2021-10-30 | Enphase Energy | IQ7-60-x-US (240V) | Inverters | 240 |  | 18 |  |  | 0.96 |  | Outdoor | Rooftop
NJSTRE1545519786 |  | Transition Incentive Program | Lincroft | 7738 | 17 | 5.49 | Residential | No | Behind the Meter | Net-metered residential rooftop and canopy |  | None | Sunrun Installation Services, Inc. | JCP&L | Accepted | 2020-08-28 | 2020-09-02 | 2021-10-30 | LONGi Green Energy Technology Co Ltd | LR6-60HPB-305M | Solar Panels |  | 0.305 | 18 | 116 | 43 |  | Fixed | Roof
NJSTRE1545519788 |  | Transition Incentive Program | Parkertown | 8087 | 18 | 7.04 | Residential | Yes | Behind the Meter | Net-metered residential rooftop and canopy |  | None | Posigen NJ LLC | AC Electric | Accepted | 2020-08-28 | 2020-09-02 | 2021-10-30 | SolarEdge | SE7600H-US | Inverters | 7600 |  | 1 |  |  | 0.99 |  | Outside | within ten feet of meter
NJSTRE1545519788 |  | Transition Incentive Program | Parkertown | 8087 | 18 | 7.04 | Residential | Yes | Behind the Meter | Net-metered residential rooftop and canopy |  | None | Posigen NJ LLC | AC Electric | Accepted | 2020-08-28 | 2020-09-02 | 2021-10-30 | Silfab | SLA320M | Solar Panels |  | 0.32 | 22 | 225 | 22 |  | Fixed | Roof
NJSTRE1545519866 |  | Transition Incentive Program | Chester | 7930 | 3 | 7.94 | Residential | No | Behind the Meter | Net-metered residential rooftop and canopy |  | None | Sunrun Installation Services, Inc. | JCP&L | Accepted | 2020-08-28 | 2020-09-02 | 2021-10-30 | Tesla | Powerwall 2 AC | Electric Storage Battery |  |  | 2 |  |  |  | Lithium Ion |  | outside
NJSTRE1545519866 |  | Transition Incentive Program | Chester | 7930 | 3 | 7.94 | Residential | No | Behind the Meter | Net-metered residential rooftop and canopy |  | None | Sunrun Installation Services, Inc. | JCP&L | Accepted | 2020-08-28 | 2020-09-02 | 2021-10-30 | Enphase Energy | IQ7PLUS-72-x-US (240V) | Inverters | 290 |  | 23 |  |  | 0.96 |  | Outdoor | Rooftop
NJSTRE1545519866 |  | Transition Incentive Program | Chester | 7930 | 3 | 7.94 | Residential | No | Behind the Meter | Net-metered residential rooftop and canopy |  | None | Sunrun Installation Services, Inc. | JCP&L | Accepted | 2020-08-28 | 2020-09-02 | 2021-10-30 | LG Electronics | LG345N1C-V5 | Solar Panels |  | 0.345 | 23 | 148 | 40 |  | Fixed | Roof
NJSTRE1545520159 |  | Transition Incentive Program | Flemington | 8822 | 4 | 8.16 | Residential | Yes | Behind the Meter | Net-metered residential rooftop and canopy |  | None | Tesla Energy Operations Inc. | JCP&L | Accepted | 2020-08-28 | 2020-09-02 | 2021-10-30 | SolarEdge Technologies | SE7600H-US [240V] | Inverters | 7600 |  | 1 |  |  | 0.99 |  | Outside | Outside
NJSTRE1545520159 |  | Transition Incentive Program | Flemington | 8822 | 4 | 8.16 | Residential | Yes | Behind the Meter | Net-metered residential rooftop and canopy |  | None | Tesla Energy Operations Inc. | JCP&L | Accepted | 2020-08-28 | 2020-09-02 | 2021-10-30 | Hanwha Q-CELLS | Q.Peak DUO BLK-G6+ 340 | Solar Panels |  | 0.34 | 3 | 203 | 34 |  | Fixed | Roof
NJSTRE1545520159 |  | Transition Incentive Program | Flemington | 8822 | 4 | 8.16 | Residential | Yes | Behind the Meter | Net-metered residential rooftop and canopy |  | None | Tesla Energy Operations Inc. | JCP&L | Accepted | 2020-08-28 | 2020-09-02 | 2021-10-30 | Hanwha Q-CELLS | Q.Peak DUO BLK-G6+ 340 | Solar Panels |  | 0.34 | 7 | 203 | 42 |  | Fixed | Roof
NJSTRE1545520159 |  | Transition Incentive Program | Flemington | 8822 | 4 | 8.16 | Residential | Yes | Behind the Meter | Net-metered residential rooftop and canopy |  | None | Tesla Energy Operations Inc. | JCP&L | Accepted | 2020-08-28 | 2020-09-02 | 2021-10-30 | Hanwha Q-CELLS | Q.Peak DUO BLK-G6+ 340 | Solar Panels |  | 0.34 | 3 | 203 | 37 |  | Fixed | Roof
NJSTRE1545520159 |  | Transition Incentive Program | Flemington | 8822 | 4 | 8.16 | Residential | Yes | Behind the Meter | Net-metered residential rooftop and canopy |  | None | Tesla Energy Operations Inc. | JCP&L | Accepted | 2020-08-28 | 2020-09-02 | 2021-10-30 | Hanwha Q-CELLS | Q.Peak DUO BLK-G6+ 340 | Solar Panels |  | 0.34 | 3 | 293 | 37 |  | Fixed | Roof
NJSTRE1545520159 |  | Transition Incentive Program | Flemington | 8822 | 4 | 8.16 | Residential | Yes | Behind the Meter | Net-metered residential rooftop and canopy |  | None | Tesla Energy Operations Inc. | JCP&L | Accepted | 2020-08-28 | 2020-09-02 | 2021-10-30 | Hanwha Q-CELLS | Q.Peak DUO BLK-G6+ 340 | Solar Panels |  | 0.34 | 5 | 113 | 30 |  | Fixed | Roof
NJSTRE1545520159 |  | Transition Incentive Program | Flemington | 8822 | 4 | 8.16 | Residential | Yes | Behind the Meter | Net-metered residential rooftop and canopy |  | None | Tesla Energy Operations Inc. | JCP&L | Accepted | 2020-08-28 | 2020-09-02 | 2021-10-30 | Hanwha Q-CELLS | Q.Peak DUO BLK-G6+ 340 | Solar Panels |  | 0.34 | 3 | 113 | 30 |  | Fixed | Roof
NJSTRE1545520168 |  | Transition Incentive Program | Morristown | 7960 | 3 | 18.72 | Residential | No | Behind the Meter | Net-metered residential rooftop and canopy |  | None | Green Power Energy | JCP&L | Accepted | 2020-08-28 | 2020-09-02 | 2021-10-30 | Enphase Energy | IQ7PLUS-72-2-US | Inverters | 0.29 |  | 52 |  |  | 0.975 |  | Outside | next to meter
NJSTRE1545520168 |  | Transition Incentive Program | Morristown | 7960 | 3 | 18.72 | Residential | No | Behind the Meter | Net-metered residential rooftop and canopy |  | None | Green Power Energy | JCP&L | Accepted | 2020-08-28 | 2020-09-02 | 2021-10-30 | LG Electronics | LG360Q1C-V5 | Solar Panels |  | 0.36 | 1 | 130 | 10 |  | Fixed | Roof
NJSTRE1545520168 |  | Transition Incentive Program | Morristown | 7960 | 3 | 18.72 | Residential | No | Behind the Meter | Net-metered residential rooftop and canopy |  | None | Green Power Energy | JCP&L | Accepted | 2020-08-28 | 2020-09-02 | 2021-10-30 | LG Electronics | LG360Q1C-V5 | Solar Panels |  | 0.36 | 3 | 130 | 25 |  | Fixed | Roof
NJSTRE1545520168 |  | Transition Incentive Program | Morristown | 7960 | 3 | 18.72 | Residential | No | Behind the Meter | Net-metered residential rooftop and canopy |  | None | Green Power Energy | JCP&L | Accepted | 2020-08-28 | 2020-09-02 | 2021-10-30 | LG Electronics | LG360Q1C-V5 | Solar Panels |  | 0.36 | 3 | 190 | 25 |  | Fixed | Roof
NJSTRE1545520168 |  | Transition Incentive Program | Morristown | 7960 | 3 | 18.72 | Residential | No | Behind the Meter | Net-metered residential rooftop and canopy |  | None | Green Power Energy | JCP&L | Accepted | 2020-08-28 | 2020-09-02 | 2021-10-30 | LG Electronics | LG360Q1C-V5 | Solar Panels |  | 0.36 | 1 | 70 | 10 |  | Fixed | Roof
NJSTRE1545520168 |  | Transition Incentive Program | Morristown | 7960 | 3 | 18.72 | Residential | No | Behind the Meter | Net-metered residential rooftop and canopy |  | None | Green Power Energy | JCP&L | Accepted | 2020-08-28 | 2020-09-02 | 2021-10-30 | LG Electronics | LG360Q1C-V5 | Solar Panels |  | 0.36 | 1 | 205 | 10 |  | Fixed | Roof
NJSTRE1545520168 |  | Transition Incentive Program | Morristown | 7960 | 3 | 18.72 | Residential | No | Behind the Meter | Net-metered residential rooftop and canopy |  | None | Green Power Energy | JCP&L | Accepted | 2020-08-28 | 2020-09-02 | 2021-10-30 | LG Electronics | LG360Q1C-V5 | Solar Panels |  | 0.36 | 3 | 145 | 25 |  | Fixed | Roof
NJSTRE1545520168 |  | Transition Incentive Program | Morristown | 7960 | 3 | 18.72 | Residential | No | Behind the Meter | Net-metered residential rooftop and canopy |  | None | Green Power Energy | JCP&L | Accepted | 2020-08-28 | 2020-09-02 | 2021-10-30 | LG Electronics | LG360Q1C-V5 | Solar Panels |  | 0.36 | 8 | 130 | 20 |  | Fixed | Roof
NJSTRE1545520168 |  | Transition Incentive Program | Morristown | 7960 | 3 | 18.72 | Residential | No | Behind the Meter | Net-metered residential rooftop and canopy |  | None | Green Power Energy | JCP&L | Accepted | 2020-08-28 | 2020-09-02 | 2021-10-30 | LG Electronics | LG360Q1C-V5 | Solar Panels |  | 0.36 | 2 | 130 | 25 |  | Fixed | Roof
NJSTRE1545520168 |  | Transition Incentive Program | Morristown | 7960 | 3 | 18.72 | Residential | No | Behind the Meter | Net-metered residential rooftop and canopy |  | None | Green Power Energy | JCP&L | Accepted | 2020-08-28 | 2020-09-02 | 2021-10-30 | LG Electronics | LG360Q1C-V5 | Solar Panels |  | 0.36 | 2 | 70 | 25 |  | Fixed | Roof
NJSTRE1545520168 |  | Transition Incentive Program | Morristown | 7960 | 3 | 18.72 | Residential | No | Behind the Meter | Net-metered residential rooftop and canopy |  | None | Green Power Energy | JCP&L | Accepted | 2020-08-28 | 2020-09-02 | 2021-10-30 | LG Electronics | LG360Q1C-V5 | Solar Panels |  | 0.36 | 1 | 145 | 10 |  | Fixed | Roof
NJSTRE1545520168 |  | Transition Incentive Program | Morristown | 7960 | 3 | 18.72 | Residential | No | Behind the Meter | Net-metered residential rooftop and canopy |  | None | Green Power Energy | JCP&L | Accepted | 2020-08-28 | 2020-09-02 | 2021-10-30 | LG Electronics | LG360Q1C-V5 | Solar Panels |  | 0.36 | 3 | 160 | 25 |  | Fixed | Roof
NJSTRE1545520168 |  | Transition Incentive Program | Morristown | 7960 | 3 | 18.72 | Residential | No | Behind the Meter | Net-metered residential rooftop and canopy |  | None | Green Power Energy | JCP&L | Accepted | 2020-08-28 | 2020-09-02 | 2021-10-30 | LG Electronics | LG360Q1C-V5 | Solar Panels |  | 0.36 | 1 | 160 | 10 |  | Fixed | Roof
NJSTRE1545520168 |  | Transition Incentive Program | Morristown | 7960 | 3 | 18.72 | Residential | No | Behind the Meter | Net-metered residential rooftop and canopy |  | None | Green Power Energy | JCP&L | Accepted | 2020-08-28 | 2020-09-02 | 2021-10-30 | LG Electronics | LG360Q1C-V5 | Solar Panels |  | 0.36 | 3 | 115 | 25 |  | Fixed | Roof
NJSTRE1545520168 |  | Transition Incentive Program | Morristown | 7960 | 3 | 18.72 | Residential | No | Behind the Meter | Net-metered residential rooftop and canopy |  | None | Green Power Energy | JCP&L | Accepted | 2020-08-28 | 2020-09-02 | 2021-10-30 | LG Electronics | LG360Q1C-V5 | Solar Panels |  | 0.36 | 3 | 205 | 25 |  | Fixed | Roof
NJSTRE1545520168 |  | Transition Incentive Program | Morristown | 7960 | 3 | 18.72 | Residential | No | Behind the Meter | Net-metered residential rooftop and canopy |  | None | Green Power Energy | JCP&L | Accepted | 2020-08-28 | 2020-09-02 | 2021-10-30 | LG Electronics | LG360Q1C-V5 | Solar Panels |  | 0.36 | 1 | 115 | 10 |  | Fixed | Roof
NJSTRE1545520168 |  | Transition Incentive Program | Morristown | 7960 | 3 | 18.72 | Residential | No | Behind the Meter | Net-metered residential rooftop and canopy |  | None | Green Power Energy | JCP&L | Accepted | 2020-08-28 | 2020-09-02 | 2021-10-30 | LG Electronics | LG360Q1C-V5 | Solar Panels |  | 0.36 | 3 | 130 | 10 |  | Fixed | Roof
NJSTRE1545520168 |  | Transition Incentive Program | Morristown | 7960 | 3 | 18.72 | Residential | No | Behind the Meter | Net-metered residential rooftop and canopy |  | None | Green Power Energy | JCP&L | Accepted | 2020-08-28 | 2020-09-02 | 2021-10-30 | LG Electronics | LG360Q1C-V5 | Solar Panels |  | 0.36 | 1 | 175 | 10 |  | Fixed | Roof
NJSTRE1545520168 |  | Transition Incentive Program | Morristown | 7960 | 3 | 18.72 | Residential | No | Behind the Meter | Net-metered residential rooftop and canopy |  | None | Green Power Energy | JCP&L | Accepted | 2020-08-28 | 2020-09-02 | 2021-10-30 | LG Electronics | LG360Q1C-V5 | Solar Panels |  | 0.36 | 1 | 130 | 10 |  | Fixed | Roof
NJSTRE1545520168 |  | Transition Incentive Program | Morristown | 7960 | 3 | 18.72 | Residential | No | Behind the Meter | Net-metered residential rooftop and canopy |  | None | Green Power Energy | JCP&L | Accepted | 2020-08-28 | 2020-09-02 | 2021-10-30 | LG Electronics | LG360Q1C-V5 | Solar Panels |  | 0.36 | 2 | 105 | 25 |  | Fixed | Roof
NJSTRE1545520168 |  | Transition Incentive Program | Morristown | 7960 | 3 | 18.72 | Residential | No | Behind the Meter | Net-metered residential rooftop and canopy |  | None | Green Power Energy | JCP&L | Accepted | 2020-08-28 | 2020-09-02 | 2021-10-30 | LG Electronics | LG360Q1C-V5 | Solar Panels |  | 0.36 | 1 | 105 | 10 |  | Fixed | Roof
NJSTRE1545520168 |  | Transition Incentive Program | Morristown | 7960 | 3 | 18.72 | Residential | No | Behind the Meter | Net-metered residential rooftop and canopy |  | None | Green Power Energy | JCP&L | Accepted | 2020-08-28 | 2020-09-02 | 2021-10-30 | 10 | 90 | Solar Panels |  | 0.36 | 1 | 190 | 10 |  | Fixed | Roof
NJSTRE1545520168 |  | Transition Incentive Program | Morristown | 7960 | 3 | 18.72 | Residential | No | Behind the Meter | Net-metered residential rooftop and canopy |  | None | Green Power Energy | JCP&L | Accepted | 2020-08-28 | 2020-09-02 | 2021-10-30 | LG Electronics | LG360Q1C-V5 | Solar Panels |  | 0.36 | 1 | 90 | 10 |  | Fixed | Roof
NJSTRE1545520168 |  | Transition Incentive Program | Morristown | 7960 | 3 | 18.72 | Residential | No | Behind the Meter | Net-metered residential rooftop and canopy |  | None | Green Power Energy | JCP&L | Accepted | 2020-08-28 | 2020-09-02 | 2021-10-30 | LG Electronics | LG360Q1C-V5 | Solar Panels |  | 0.36 | 3 | 175 | 25 |  | Fixed | Roof
NJSTRE1545520168 |  | Transition Incentive Program | Morristown | 7960 | 3 | 18.72 | Residential | No | Behind the Meter | Net-metered residential rooftop and canopy |  | None | Green Power Energy | JCP&L | Accepted | 2020-08-28 | 2020-09-02 | 2021-10-30 | LG Electronics | LG360Q1C-V5 | Solar Panels |  | 0.36 | 3 | 90 | 25 |  | Fixed | Roof
NJSTRE1545520243 |  | Transition Incentive Program | Somerset | 8873 | 5 | 5.6 | Residential | No | Behind the Meter | Net-metered residential rooftop and canopy |  | None | Pro Custom Solar dba Momentum Solar | PSE&G | Accepted | 2020-08-28 | 2020-09-02 | 2021-10-30 | Enphase | IQ7Plus-72-2-US | Inverters | 290 |  | 16 |  |  | 0.97 |  | Outdoor | Roof
NJSTRE1545520243 |  | Transition Incentive Program | Somerset | 8873 | 5 | 5.6 | Residential | No | Behind the Meter | Net-metered residential rooftop and canopy |  | None | Pro Custom Solar dba Momentum Solar | PSE&G | Accepted | 2020-08-28 | 2020-09-02 | 2021-10-30 | LG ELECTRONICS | LG 350N1C-V5 | Solar Panels |  | 0.35 | 16 | 218 | 20 |  | Fixed | Roof
NJSTRE1545520272 |  | Transition Incentive Program | LYNDHURST TWP | 7071 | 7 | 7.59 | Residential | Yes | Behind the Meter | Net-metered residential rooftop and canopy |  | None | Sunrun Installation Services, Inc. | PSE&G | Accepted | 2020-08-28 | 2020-09-02 | 2021-10-30 | Enphase Energy | IQ7PLUS-72-x-US (240V) | Inverters | 290 |  | 22 |  |  | 0.96 |  | Outdoor | Rooftop
NJSTRE1545520272 |  | Transition Incentive Program | LYNDHURST TWP | 7071 | 7 | 7.59 | Residential | Yes | Behind the Meter | Net-metered residential rooftop and canopy |  | None | Sunrun Installation Services, Inc. | PSE&G | Accepted | 2020-08-28 | 2020-09-02 | 2021-10-30 | LG Electronics | LG345N1C-V5 | Solar Panels |  | 0.345 | 5 | 330 | 18 |  | Fixed | Roof
NJSTRE1545520272 |  | Transition Incentive Program | LYNDHURST TWP | 7071 | 7 | 7.59 | Residential | Yes | Behind the Meter | Net-metered residential rooftop and canopy |  | None | Sunrun Installation Services, Inc. | PSE&G | Accepted | 2020-08-28 | 2020-09-02 | 2021-10-30 | LG Electronics | LG345N1C-V5 | Solar Panels |  | 0.345 | 17 | 59 | 18 |  | Fixed | Roof
NJSTRE1545520289 |  | Transition Incentive Program | Belleville Twp | 7109 | 9 | 4.58 | Residential | Yes | Behind the Meter | Net-metered residential rooftop and canopy |  | None | Sunrun Installation Services, Inc. | PSE&G | Accepted | 2020-08-28 | 2020-09-02 | 2021-10-30 | Enphase Energy | IQ7-60-x-US (240V) | Inverters | 240 |  | 15 |  |  | 0.96 |  | Outdoor | Rooftop
NJSTRE1545520289 |  | Transition Incentive Program | Belleville Twp | 7109 | 9 | 4.58 | Residential | Yes | Behind the Meter | Net-metered residential rooftop and canopy |  | None | Sunrun Installation Services, Inc. | PSE&G | Accepted | 2020-08-28 | 2020-09-02 | 2021-10-30 | LONGi Green Energy Technology Co Ltd | LR6-60HPB-305M | Solar Panels |  | 0.305 | 5 | 192 | 23 |  | Fixed | Roof
NJSTRE1545520289 |  | Transition Incentive Program | Belleville Twp | 7109 | 9 | 4.58 | Residential | Yes | Behind the Meter | Net-metered residential rooftop and canopy |  | None | Sunrun Installation Services, Inc. | PSE&G | Accepted | 2020-08-28 | 2020-09-02 | 2021-10-30 | LONGi Green Energy Technology Co Ltd | LR6-60HPB-305M | Solar Panels |  | 0.305 | 10 | 12 | 14 |  | Fixed | Roof
NJSTRE1545520292 |  | Transition Incentive Program | North Brunswick | 8902 | 11 | 6.65 | Residential | Yes | Behind the Meter | Net-metered residential rooftop and canopy |  | None | Pro Custom Solar dba Momentum Solar | PSE&G | Accepted | 2020-08-28 | 2020-09-02 | 2021-10-30 | Enphase | LG 350N1C-V5 | Inverters | 290 |  | 19 |  |  | 0.97 |  | Outdoor | Roof
NJSTRE1545520292 |  | Transition Incentive Program | North Brunswick | 8902 | 11 | 6.65 | Residential | Yes | Behind the Meter | Net-metered residential rooftop and canopy |  | None | Pro Custom Solar dba Momentum Solar | PSE&G | Accepted | 2020-08-28 | 2020-09-02 | 2021-10-30 | LG ELECTRONICS | LG 350N1C-V5 | Solar Panels |  | 0.35 | 13 | 62 | 22 |  | Fixed | Roof
NJSTRE1545520292 |  | Transition Incentive Program | North Brunswick | 8902 | 11 | 6.65 | Residential | Yes | Behind the Meter | Net-metered residential rooftop and canopy |  | None | Pro Custom Solar dba Momentum Solar | PSE&G | Accepted | 2020-08-28 | 2020-09-02 | 2021-10-30 | LG ELECTRONICS | LG 350N1C-V5 | Solar Panels |  | 0.35 | 3 | 242 | 24 |  | Fixed | Roof
NJSTRE1545520292 |  | Transition Incentive Program | North Brunswick | 8902 | 11 | 6.65 | Residential | Yes | Behind the Meter | Net-metered residential rooftop and canopy |  | None | Pro Custom Solar dba Momentum Solar | PSE&G | Accepted | 2020-08-28 | 2020-09-02 | 2021-10-30 | LG ELECTRONICS | LG 350N1C-V5 | Solar Panels |  | 0.35 | 3 | 152 | 22 |  | Fixed | Roof
NJSTRE1545520300 |  | Transition Incentive Program | Lawnside | 8045 | 14 | 12.95 | Residential | Yes | Behind the Meter | Net-metered residential rooftop and canopy |  | None | Pro Custom Solar dba Momentum Solar | PSE&G | Accepted | 2020-08-28 | 2020-09-02 | 2021-10-30 | Enphase | IQ7Plus-72-2-US | Inverters | 290 |  | 37 |  |  | 0.97 |  | Outdoor | Roof
NJSTRE1545520300 |  | Transition Incentive Program | Lawnside | 8045 | 14 | 12.95 | Residential | Yes | Behind the Meter | Net-metered residential rooftop and canopy |  | None | Pro Custom Solar dba Momentum Solar | PSE&G | Accepted | 2020-08-28 | 2020-09-02 | 2021-10-30 | LG ELECTRONICS | LG 350N1C-V5 | Solar Panels |  | 0.35 | 17 | 171 | 4 |  | Fixed | Roof
NJSTRE1545520300 |  | Transition Incentive Program | Lawnside | 8045 | 14 | 12.95 | Residential | Yes | Behind the Meter | Net-metered residential rooftop and canopy |  | None | Pro Custom Solar dba Momentum Solar | PSE&G | Accepted | 2020-08-28 | 2020-09-02 | 2021-10-30 | LG ELECTRONICS | LG 350N1C-V5 | Solar Panels |  | 0.35 | 9 | 261 | 14 |  | Fixed | Roof
NJSTRE1545520300 |  | Transition Incentive Program | Lawnside | 8045 | 14 | 12.95 | Residential | Yes | Behind the Meter | Net-metered residential rooftop and canopy |  | None | Pro Custom Solar dba Momentum Solar | PSE&G | Accepted | 2020-08-28 | 2020-09-02 | 2021-10-30 | LG ELECTRONICS | LG 350N1C-V5 | Solar Panels |  | 0.35 | 9 | 81 | 16 |  | Fixed | Roof
NJSTRE1545520300 |  | Transition Incentive Program | Lawnside | 8045 | 14 | 12.95 | Residential | Yes | Behind the Meter | Net-metered residential rooftop and canopy |  | None | Pro Custom Solar dba Momentum Solar | PSE&G | Accepted | 2020-08-28 | 2020-09-02 | 2021-10-30 | LG ELECTRONICS | LG 350N1C-V5 | Solar Panels |  | 0.35 | 2 | 261 | 21 |  | Fixed | Roof
NJSTRE1545520419 |  | Transition Incentive Program | HAMILTON TWP | 8690 | 12 | 12.51 | Residential | Yes | Behind the Meter | Net-metered residential rooftop and canopy |  | None | Sunrun Installation Services, Inc. | PSE&G | Accepted | 2020-08-28 | 2020-09-02 | 2021-10-30 | Enphase Energy | IQ7-60-x-US (240V) | Inverters | 240 |  | 41 |  |  | 0.96 |  | Outdoor | Rooftop
NJSTRE1545520419 |  | Transition Incentive Program | HAMILTON TWP | 8690 | 12 | 12.51 | Residential | Yes | Behind the Meter | Net-metered residential rooftop and canopy |  | None | Sunrun Installation Services, Inc. | PSE&G | Accepted | 2020-08-28 | 2020-09-02 | 2021-10-30 | LONGi Green Energy Technology Co Ltd | LR6-60HPB-305M | Solar Panels |  | 0.305 | 21 | 188 | 32 |  | Fixed | Roof
NJSTRE1545520419 |  | Transition Incentive Program | HAMILTON TWP | 8690 | 12 | 12.51 | Residential | Yes | Behind the Meter | Net-metered residential rooftop and canopy |  | None | Sunrun Installation Services, Inc. | PSE&G | Accepted | 2020-08-28 | 2020-09-02 | 2021-10-30 | LONGi Green Energy Technology Co Ltd | LR6-60HPB-305M | Solar Panels |  | 0.305 | 6 | 8 | 32 |  | Fixed | Roof
NJSTRE1545520419 |  | Transition Incentive Program | HAMILTON TWP | 8690 | 12 | 12.51 | Residential | Yes | Behind the Meter | Net-metered residential rooftop and canopy |  | None | Sunrun Installation Services, Inc. | PSE&G | Accepted | 2020-08-28 | 2020-09-02 | 2021-10-30 | LONGi Green Energy Technology Co Ltd | LR6-60HPB-305M | Solar Panels |  | 0.305 | 14 | 98 | 37 |  | Fixed | Roof
NJSTRE1545520424 |  | Transition Incentive Program | Perth Amboy | 8861 | 11 | 11.73 | Residential | No | Behind the Meter | Net-metered residential rooftop and canopy |  | None | Ad Energy | PSE&G | Accepted | 2020-08-31 | 2020-09-02 | 2021-10-30 | Enphase Energy | IQ7XS-96-ACM-US | Inverters | 315 |  | 35 |  |  | 0.975 |  | Outdoor | At each panel
NJSTRE1545520424 |  | Transition Incentive Program | Perth Amboy | 8861 | 11 | 11.73 | Residential | No | Behind the Meter | Net-metered residential rooftop and canopy |  | None | Ad Energy | PSE&G | Accepted | 2020-08-31 | 2020-09-02 | 2021-10-30 | SunPower | SPR-X21-335-E-AC | Solar Panels |  | 0.335 | 14 | 111 | 45 |  | Fixed | Roof
NJSTRE1545520424 |  | Transition Incentive Program | Perth Amboy | 8861 | 11 | 11.73 | Residential | No | Behind the Meter | Net-metered residential rooftop and canopy |  | None | Ad Energy | PSE&G | Accepted | 2020-08-31 | 2020-09-02 | 2021-10-30 | SunPower | SPR-X21-335-E-AC | Solar Panels |  | 0.335 | 4 | 291 | 37 |  | Fixed | Roof
NJSTRE1545520424 |  | Transition Incentive Program | Perth Amboy | 8861 | 11 | 11.73 | Residential | No | Behind the Meter | Net-metered residential rooftop and canopy |  | None | Ad Energy | PSE&G | Accepted | 2020-08-31 | 2020-09-02 | 2021-10-30 | SunPower | SPR-X21-335-E-AC | Solar Panels |  | 0.335 | 4 | 111 | 37 |  | Fixed | Roof
NJSTRE1545520424 |  | Transition Incentive Program | Perth Amboy | 8861 | 11 | 11.73 | Residential | No | Behind the Meter | Net-metered residential rooftop and canopy |  | None | Ad Energy | PSE&G | Accepted | 2020-08-31 | 2020-09-02 | 2021-10-30 | SunPower | SPR-X21-335-E-AC | Solar Panels |  | 0.335 | 13 | 291 | 45 |  | Fixed | Roof
NJSTRE1545520425 |  | Transition Incentive Program | WEST ORANGE | 7052 | 9 | 5.53 | Residential | Yes | Behind the Meter | Net-metered residential rooftop and canopy |  | None | Vivint Solar Developer, LLC | PSE&G | Accepted | 2020-09-11 | 2020-09-14 | 2021-10-30 | Solar Edge | SE3800H-US | Inverters | 3800 |  | 1 |  |  | 0.992 |  | Outdoor | Near the Utility Meter
NJSTRE1545520425 |  | Transition Incentive Program | WEST ORANGE | 7052 | 9 | 5.53 | Residential | Yes | Behind the Meter | Net-metered residential rooftop and canopy |  | None | Vivint Solar Developer, LLC | PSE&G | Accepted | 2020-09-11 | 2020-09-14 | 2021-10-30 | JINKO SOLAR | JKM325M-60HBL | Solar Panels |  | 0.325 | 6 | 320 | 42 |  | Fixed | Roof
NJSTRE1545520425 |  | Transition Incentive Program | WEST ORANGE | 7052 | 9 | 5.53 | Residential | Yes | Behind the Meter | Net-metered residential rooftop and canopy |  | None | Vivint Solar Developer, LLC | PSE&G | Accepted | 2020-09-11 | 2020-09-14 | 2021-10-30 | JINKO SOLAR | JKM325M-60HBL | Solar Panels |  | 0.325 | 11 | 140 | 42 |  | Fixed | Roof
NJSTRE1545522207 |  | Transition Incentive Program | Hillsborough TWP | 8844 | 5 | 4.08 | Residential | No | Behind the Meter | Net-metered residential rooftop and canopy |  | None | Tesla Energy Operations Inc. | PSE&G | Accepted | 2020-08-29 | 2020-09-02 | 2021-10-30 | SolarEdge Technologies | SE3800H-US [240V] | Inverters | 3800 |  | 1 |  |  | 0.99 |  | Indoor | Inside
NJSTRE1545522207 |  | Transition Incentive Program | Hillsborough TWP | 8844 | 5 | 4.08 | Residential | No | Behind the Meter | Net-metered residential rooftop and canopy |  | None | Tesla Energy Operations Inc. | PSE&G | Accepted | 2020-08-29 | 2020-09-02 | 2021-10-30 | Hanwha Q-CELLS | Q.Peak DUO BLK-G6+ 340 | Solar Panels |  | 0.34 | 12 | 96 | 23 |  | Fixed | Roof
NJSTRE1545522211 |  | Transition Incentive Program | Montville | 7045 | 3 | 16.32 | Residential | Yes | Behind the Meter | Net-metered residential rooftop and canopy |  | None | Tesla Energy Operations Inc. | JCP&L | Accepted | 2020-08-29 | 2020-09-04 | 2021-10-30 | Tesla | AC Powerwall 2.0 | Electric Storage Battery |  |  | 4 |  |  |  | Lithium Ion |  | Inside garage
NJSTRE1545522211 |  | Transition Incentive Program | Montville | 7045 | 3 | 16.32 | Residential | Yes | Behind the Meter | Net-metered residential rooftop and canopy |  | None | Tesla Energy Operations Inc. | JCP&L | Accepted | 2020-08-29 | 2020-09-04 | 2021-10-30 | SolarEdge Technologies | SE7600H-US [240V] | Inverters | 7600 |  | 2 |  |  | 0.99 |  | Indoor | Inside garage
NJSTRE1545522211 |  | Transition Incentive Program | Montville | 7045 | 3 | 16.32 | Residential | Yes | Behind the Meter | Net-metered residential rooftop and canopy |  | None | Tesla Energy Operations Inc. | JCP&L | Accepted | 2020-08-29 | 2020-09-04 | 2021-10-30 | Hanwha Q-CELLS | Q.Peak DUO BLK-G6+ 340 | Solar Panels |  | 0.34 | 25 | 299 | 23 |  | Fixed | Roof
NJSTRE1545522211 |  | Transition Incentive Program | Montville | 7045 | 3 | 16.32 | Residential | Yes | Behind the Meter | Net-metered residential rooftop and canopy |  | None | Tesla Energy Operations Inc. | JCP&L | Accepted | 2020-08-29 | 2020-09-04 | 2021-10-30 | Hanwha Q-CELLS | Q.Peak DUO BLK-G6+ 340 | Solar Panels |  | 0.34 | 8 | 28 | 16 |  | Fixed | Roof
NJSTRE1545522211 |  | Transition Incentive Program | Montville | 7045 | 3 | 16.32 | Residential | Yes | Behind the Meter | Net-metered residential rooftop and canopy |  | None | Tesla Energy Operations Inc. | JCP&L | Accepted | 2020-08-29 | 2020-09-04 | 2021-10-30 | Hanwha Q-CELLS | Q.Peak DUO BLK-G6+ 340 | Solar Panels |  | 0.34 | 4 | 29 | 23 |  | Fixed | Roof
NJSTRE1545522211 |  | Transition Incentive Program | Montville | 7045 | 3 | 16.32 | Residential | Yes | Behind the Meter | Net-metered residential rooftop and canopy |  | None | Tesla Energy Operations Inc. | JCP&L | Accepted | 2020-08-29 | 2020-09-04 | 2021-10-30 | Hanwha Q-CELLS | Q.Peak DUO BLK-G6+ 340 | Solar Panels |  | 0.34 | 6 | 119 | 23 |  | Fixed | Roof
NJSTRE1545522211 |  | Transition Incentive Program | Montville | 7045 | 3 | 16.32 | Residential | Yes | Behind the Meter | Net-metered residential rooftop and canopy |  | None | Tesla Energy Operations Inc. | JCP&L | Accepted | 2020-08-29 | 2020-09-04 | 2021-10-30 | Hanwha Q-CELLS | Q.Peak DUO BLK-G6+ 340 | Solar Panels |  | 0.34 | 5 | 29 | 23 |  | Fixed | Roof
NJSTRE1545522342 |  | Transition Incentive Program | Montvale | 7645 | 7 | 11.22 | Residential | Yes | Behind the Meter | Net-metered residential rooftop and canopy |  | None | Tesla Energy Operations Inc. | Orange Rockland Electric | Accepted | 2020-08-29 | 2020-09-02 | 2021-10-30 | Tesla | AC Powerwall 2.0 | Electric Storage Battery |  |  | 4 |  |  |  | Lithium Ion |  | Inside
NJSTRE1545522342 |  | Transition Incentive Program | Montvale | 7645 | 7 | 11.22 | Residential | Yes | Behind the Meter | Net-metered residential rooftop and canopy |  | None | Tesla Energy Operations Inc. | Orange Rockland Electric | Accepted | 2020-08-29 | 2020-09-02 | 2021-10-30 | SolarEdge Technologies | SE10000H-US [240V] | Inverters | 10000 |  | 1 |  |  | 0.99 |  | Indoor | Inside
NJSTRE1545522342 |  | Transition Incentive Program | Montvale | 7645 | 7 | 11.22 | Residential | Yes | Behind the Meter | Net-metered residential rooftop and canopy |  | None | Tesla Energy Operations Inc. | Orange Rockland Electric | Accepted | 2020-08-29 | 2020-09-02 | 2021-10-30 | Hanwha Q-CELLS | Q.Peak DUO BLK-G6+ 340 | Solar Panels |  | 0.34 | 20 | 218 | 23 |  | Fixed | Roof
NJSTRE1545522342 |  | Transition Incentive Program | Montvale | 7645 | 7 | 11.22 | Residential | Yes | Behind the Meter | Net-metered residential rooftop and canopy |  | None | Tesla Energy Operations Inc. | Orange Rockland Electric | Accepted | 2020-08-29 | 2020-09-02 | 2021-10-30 | Hanwha Q-CELLS | Q.Peak DUO BLK-G6+ 340 | Solar Panels |  | 0.34 | 13 | 308 | 34 |  | Fixed | Roof
NJSTRE1545523117 |  | Transition Incentive Program | Clifton | 7013 | 6 | 6.93 | Residential | No | Behind the Meter | Net-metered residential rooftop and canopy |  | None | Suntuity Solar LLC | PSE&G | Accepted | 2020-08-31 | 2020-09-03 | 2021-10-30 | Enphase Energy | IQ7-60-2-US | Inverters | 240 |  | 22 |  |  | 0.97 |  | Outdoor | Behind the PV Modules
NJSTRE1545523117 |  | Transition Incentive Program | Clifton | 7013 | 6 | 6.93 | Residential | No | Behind the Meter | Net-metered residential rooftop and canopy |  | None | Suntuity Solar LLC | PSE&G | Accepted | 2020-08-31 | 2020-09-03 | 2021-10-30 | Longi | LR6-60HPB-315M | Solar Panels |  | 0.315 | 16 | 222 | 39 |  | Fixed | Roof
NJSTRE1545523117 |  | Transition Incentive Program | Clifton | 7013 | 6 | 6.93 | Residential | No | Behind the Meter | Net-metered residential rooftop and canopy |  | None | Suntuity Solar LLC | PSE&G | Accepted | 2020-08-31 | 2020-09-03 | 2021-10-30 | Longi | LR6-60HPB-315M | Solar Panels |  | 0.315 | 6 | 42 | 39 |  | Fixed | Roof
NJSTRE1545523120 |  | Transition Incentive Program | SEWELL | 8080 | 15 | 9.77 | Residential | Yes | Behind the Meter | Net-metered residential rooftop and canopy |  | None | Suntuity Solar LLC | AC Electric | Accepted | 2020-08-31 | 2020-09-02 | 2021-10-30 | Enphase Energy | IQ7-60-2-US | Inverters | 240 |  | 31 |  |  | 0.97 |  | Outdoor | Behind the PV Modules
NJSTRE1545523120 |  | Transition Incentive Program | SEWELL | 8080 | 15 | 9.77 | Residential | Yes | Behind the Meter | Net-metered residential rooftop and canopy |  | None | Suntuity Solar LLC | AC Electric | Accepted | 2020-08-31 | 2020-09-02 | 2021-10-30 | Longi | LR6-60HPB-315M | Solar Panels |  | 0.315 | 12 | 25 | 27 |  | Fixed | Roof
NJSTRE1545523120 |  | Transition Incentive Program | SEWELL | 8080 | 15 | 9.77 | Residential | Yes | Behind the Meter | Net-metered residential rooftop and canopy |  | None | Suntuity Solar LLC | AC Electric | Accepted | 2020-08-31 | 2020-09-02 | 2021-10-30 | Longi | LR6-60HPB-315M | Solar Panels |  | 0.315 | 4 | 206 | 27 |  | Fixed | Roof
NJSTRE1545523120 |  | Transition Incentive Program | SEWELL | 8080 | 15 | 9.77 | Residential | Yes | Behind the Meter | Net-metered residential rooftop and canopy |  | None | Suntuity Solar LLC | AC Electric | Accepted | 2020-08-31 | 2020-09-02 | 2021-10-30 | Longi | LR6-60HPB-315M | Solar Panels |  | 0.315 | 4 | 26 | 27 |  | Fixed | Roof
NJSTRE1545523120 |  | Transition Incentive Program | SEWELL | 8080 | 15 | 9.77 | Residential | Yes | Behind the Meter | Net-metered residential rooftop and canopy |  | None | Suntuity Solar LLC | AC Electric | Accepted | 2020-08-31 | 2020-09-02 | 2021-10-30 | Longi | LR6-60HPB-315M | Solar Panels |  | 0.315 | 11 | 205 | 27 |  | Fixed | Roof
NJSTRE1545523123 |  | Transition Incentive Program | KIRKWOOD | 8043 | 14 | 16.07 | Residential | No | Behind the Meter | Net-metered residential rooftop and canopy |  | None | Suntuity Solar LLC | AC Electric | Accepted | 2020-08-31 | 2020-09-03 | 2021-10-30 | Enphase Energy | IQ7-60-2-US | Inverters | 240 |  | 51 |  |  | 0.97 |  | Outdoor | Behind the PV Modules
NJSTRE1545523123 |  | Transition Incentive Program | KIRKWOOD | 8043 | 14 | 16.07 | Residential | No | Behind the Meter | Net-metered residential rooftop and canopy |  | None | Suntuity Solar LLC | AC Electric | Accepted | 2020-08-31 | 2020-09-03 | 2021-10-30 | Longi | LR6-60HPB-315M | Solar Panels |  | 0.315 | 4 | 38 | 33 |  | Fixed | Roof
NJSTRE1545523123 |  | Transition Incentive Program | KIRKWOOD | 8043 | 14 | 16.07 | Residential | No | Behind the Meter | Net-metered residential rooftop and canopy |  | None | Suntuity Solar LLC | AC Electric | Accepted | 2020-08-31 | 2020-09-03 | 2021-10-30 | Longi | LR6-60HPB-315M | Solar Panels |  | 0.315 | 4 | 220 | 33 |  | Fixed | Roof
NJSTRE1545523123 |  | Transition Incentive Program | KIRKWOOD | 8043 | 14 | 16.07 | Residential | No | Behind the Meter | Net-metered residential rooftop and canopy |  | None | Suntuity Solar LLC | AC Electric | Accepted | 2020-08-31 | 2020-09-03 | 2021-10-30 | Longi | LR6-60HPB-315M | Solar Panels |  | 0.315 | 11 | 38 | 33 |  | Fixed | Roof
NJSTRE1545523123 |  | Transition Incentive Program | KIRKWOOD | 8043 | 14 | 16.07 | Residential | No | Behind the Meter | Net-metered residential rooftop and canopy |  | None | Suntuity Solar LLC | AC Electric | Accepted | 2020-08-31 | 2020-09-03 | 2021-10-30 | Longi | LR6-60HPB-315M | Solar Panels |  | 0.315 | 9 | 39 | 25 |  | Fixed | Roof
NJSTRE1545523123 |  | Transition Incentive Program | KIRKWOOD | 8043 | 14 | 16.07 | Residential | No | Behind the Meter | Net-metered residential rooftop and canopy |  | None | Suntuity Solar LLC | AC Electric | Accepted | 2020-08-31 | 2020-09-03 | 2021-10-30 | Longi | LR6-60HPB-315M | Solar Panels |  | 0.315 | 14 | 219 | 33 |  | Fixed | Roof
NJSTRE1545523123 |  | Transition Incentive Program | KIRKWOOD | 8043 | 14 | 16.07 | Residential | No | Behind the Meter | Net-metered residential rooftop and canopy |  | None | Suntuity Solar LLC | AC Electric | Accepted | 2020-08-31 | 2020-09-03 | 2021-10-30 | Longi | LR6-60HPB-315M | Solar Panels |  | 0.315 | 9 | 219 | 25 |  | Fixed | Roof
NJSTRE1545523124 |  | Transition Incentive Program | Elizabeth | 7208 | 10 | 10.08 | Residential | Yes | Behind the Meter | Net-metered residential rooftop and canopy |  | None | Suntuity Solar LLC | PSE&G | Accepted | 2020-08-31 | 2020-09-03 | 2021-10-30 | Enphase Energy | IQ7-60-2-US | Inverters | 240 |  | 32 |  |  | 0.97 |  | Outdoor | Behind the PV Modules
NJSTRE1545523124 |  | Transition Incentive Program | Elizabeth | 7208 | 10 | 10.08 | Residential | Yes | Behind the Meter | Net-metered residential rooftop and canopy |  | None | Suntuity Solar LLC | PSE&G | Accepted | 2020-08-31 | 2020-09-03 | 2021-10-30 | Longi | LR6-60HPB-315M | Solar Panels |  | 0.315 | 3 | 25 | 26 |  | Fixed | Roof
NJSTRE1545523124 |  | Transition Incentive Program | Elizabeth | 7208 | 10 | 10.08 | Residential | Yes | Behind the Meter | Net-metered residential rooftop and canopy |  | None | Suntuity Solar LLC | PSE&G | Accepted | 2020-08-31 | 2020-09-03 | 2021-10-30 | Longi | LR6-60HPB-315M | Solar Panels |  | 0.315 | 8 | 295 | 40 |  | Fixed | Roof
NJSTRE1545523124 |  | Transition Incentive Program | Elizabeth | 7208 | 10 | 10.08 | Residential | Yes | Behind the Meter | Net-metered residential rooftop and canopy |  | None | Suntuity Solar LLC | PSE&G | Accepted | 2020-08-31 | 2020-09-03 | 2021-10-30 | Longi | LR6-60HPB-315M | Solar Panels |  | 0.315 | 4 | 295 | 14 |  | Fixed | Roof
NJSTRE1545523124 |  | Transition Incentive Program | Elizabeth | 7208 | 10 | 10.08 | Residential | Yes | Behind the Meter | Net-metered residential rooftop and canopy |  | None | Suntuity Solar LLC | PSE&G | Accepted | 2020-08-31 | 2020-09-03 | 2021-10-30 | Longi | LR6-60HPB-315M | Solar Panels |  | 0.315 | 17 | 115 | 40 |  | Fixed | Roof
NJSTRE1545523125 |  | Transition Incentive Program | NEW MILFORD | 7646 | 7 | 8.82 | Residential | Yes | Behind the Meter | Net-metered residential rooftop and canopy |  | None | Suntuity Solar LLC | PSE&G | Accepted | 2020-08-31 | 2020-09-02 | 2021-10-30 | Enphase Energy | IQ7-60-2-US | Inverters | 240 |  | 28 |  |  | 0.97 |  | Outdoor | Behind the PV Modules
NJSTRE1545523125 |  | Transition Incentive Program | NEW MILFORD | 7646 | 7 | 8.82 | Residential | Yes | Behind the Meter | Net-metered residential rooftop and canopy |  | None | Suntuity Solar LLC | PSE&G | Accepted | 2020-08-31 | 2020-09-02 | 2021-10-30 | Longi | LR6-60HPB-315M | Solar Panels |  | 0.315 | 28 | 180 | 29 |  | Fixed | Roof
NJSTRE1545523126 |  | Transition Incentive Program | MOUNT LAUREL | 8054 | 13 | 10.4 | Residential | Yes | Behind the Meter | Net-metered residential rooftop and canopy |  | None | Suntuity Solar LLC | PSE&G | Accepted | 2020-09-02 | 2020-09-02 | 2021-10-30 | Enphase Energy | IQ7-60-2-US | Inverters | 240 |  | 33 |  |  | 0.97 |  | Outdoor | Behind the PV Modules
NJSTRE1545523126 |  | Transition Incentive Program | MOUNT LAUREL | 8054 | 13 | 10.4 | Residential | Yes | Behind the Meter | Net-metered residential rooftop and canopy |  | None | Suntuity Solar LLC | PSE&G | Accepted | 2020-09-02 | 2020-09-02 | 2021-10-30 | Longi | LR6-60HPB-315M | Solar Panels |  | 0.315 | 12 | 152 | 28 |  | Fixed | Roof
NJSTRE1545523126 |  | Transition Incentive Program | MOUNT LAUREL | 8054 | 13 | 10.4 | Residential | Yes | Behind the Meter | Net-metered residential rooftop and canopy |  | None | Suntuity Solar LLC | PSE&G | Accepted | 2020-09-02 | 2020-09-02 | 2021-10-30 | Longi | LR6-60HPB-315M | Solar Panels |  | 0.315 | 3 | 152 | 28 |  | Fixed | Roof
NJSTRE1545523126 |  | Transition Incentive Program | MOUNT LAUREL | 8054 | 13 | 10.4 | Residential | Yes | Behind the Meter | Net-metered residential rooftop and canopy |  | None | Suntuity Solar LLC | PSE&G | Accepted | 2020-09-02 | 2020-09-02 | 2021-10-30 | Longi | LR6-60HPB-315M | Solar Panels |  | 0.315 | 18 | 332 | 28 |  | Fixed | Roof
NJSTRE1545523128 |  | Transition Incentive Program | SOMERDALE | 8083 | 14 | 11.34 | Residential | Yes | Behind the Meter | Net-metered residential rooftop and canopy |  | None | Suntuity Solar LLC | PSE&G | Accepted | 2020-09-02 | 2020-09-02 | 2021-10-30 | Enphase Energy | IQ7-60-2-US | Inverters | 240 |  | 36 |  |  | 0.97 |  | Outdoor | Behind the PV Modules
NJSTRE1545523128 |  | Transition Incentive Program | SOMERDALE | 8083 | 14 | 11.34 | Residential | Yes | Behind the Meter | Net-metered residential rooftop and canopy |  | None | Suntuity Solar LLC | PSE&G | Accepted | 2020-09-02 | 2020-09-02 | 2021-10-30 | Longi | LR6-60HPB-315M | Solar Panels |  | 0.315 | 12 | 180 | 26 |  | Fixed | Roof
NJSTRE1545523128 |  | Transition Incentive Program | SOMERDALE | 8083 | 14 | 11.34 | Residential | Yes | Behind the Meter | Net-metered residential rooftop and canopy |  | None | Suntuity Solar LLC | PSE&G | Accepted | 2020-09-02 | 2020-09-02 | 2021-10-30 | Longi | LR6-60HPB-315M | Solar Panels |  | 0.315 | 24 | 180 | 29 |  | Fixed | Roof
NJSTRE1545523130 |  | Transition Incentive Program | CAMDEN | 8105 | 14 | 8.82 | Residential | Yes | Behind the Meter | Net-metered residential rooftop and canopy |  | None | Suntuity Solar LLC | PSE&G | Accepted | 2020-09-02 | 2020-09-02 | 2021-10-30 | Enphase Energy | IQ7-60-2-US | Inverters | 240 |  | 28 |  |  | 0.97 |  | Outdoor | Behind the PV Modules
NJSTRE1545523130 |  | Transition Incentive Program | CAMDEN | 8105 | 14 | 8.82 | Residential | Yes | Behind the Meter | Net-metered residential rooftop and canopy |  | None | Suntuity Solar LLC | PSE&G | Accepted | 2020-09-02 | 2020-09-02 | 2021-10-30 | Longi | LR6-60HPB-315M | Solar Panels |  | 0.315 | 13 | 59 | 30 |  | Fixed | Roof
NJSTRE1545523130 |  | Transition Incentive Program | CAMDEN | 8105 | 14 | 8.82 | Residential | Yes | Behind the Meter | Net-metered residential rooftop and canopy |  | None | Suntuity Solar LLC | PSE&G | Accepted | 2020-09-02 | 2020-09-02 | 2021-10-30 | Longi | LR6-60HPB-315M | Solar Panels |  | 0.315 | 15 | 239 | 30 |  | Fixed | Roof
NJSTRE1545523144 |  | Transition Incentive Program | Maple Shade | 8052 | 13 | 11.73 | Residential | Yes | Behind the Meter | Net-metered residential rooftop and canopy |  | None | Vision Solar LLC | PSE&G | Accepted | 2020-08-31 | 2020-09-03 | 2021-10-30 | ENPHASE | IQ7-60-2-US | Inverters | 0.24 |  | 35 |  |  | 0.96 |  | Other | BEHIND EACH PANEL
NJSTRE1545523144 |  | Transition Incentive Program | Maple Shade | 8052 | 13 | 11.73 | Residential | Yes | Behind the Meter | Net-metered residential rooftop and canopy |  | None | Vision Solar LLC | PSE&G | Accepted | 2020-08-31 | 2020-09-03 | 2021-10-30 | HANWHA Q-CELLS | Q.PEAK DUO-G6+ 335 | Solar Panels |  | 0.335 | 25 | 59 | 20 |  | Fixed | Roof
NJSTRE1545523144 |  | Transition Incentive Program | Maple Shade | 8052 | 13 | 11.73 | Residential | Yes | Behind the Meter | Net-metered residential rooftop and canopy |  | None | Vision Solar LLC | PSE&G | Accepted | 2020-08-31 | 2020-09-03 | 2021-10-30 | HANWHA Q-CELLS | Q.PEAK DUO-G6+ 335 | Solar Panels |  | 0.335 | 10 | 59 | 20 |  | Fixed | Roof
NJSTRE1545523152 |  | Transition Incentive Program | Hackensack | 7601 | 7 | 6.8 | Residential | Yes | Behind the Meter | Net-metered residential rooftop and canopy |  | None | Trinity Solar | PSE&G | Accepted | 2020-08-31 | 2020-09-02 | 2021-10-30 | Solar Edge | SE6000 | Inverters | 6000 |  | 1 |  |  | 0.97 |  | Outside | side of home
NJSTRE1545523152 |  | Transition Incentive Program | Hackensack | 7601 | 7 | 6.8 | Residential | Yes | Behind the Meter | Net-metered residential rooftop and canopy |  | None | Trinity Solar | PSE&G | Accepted | 2020-08-31 | 2020-09-02 | 2021-10-30 | Hanwha | Q.PEAK DUO BLK-G6 340 | Solar Panels |  | 0.34 | 12 | 217 | 38 |  | Fixed | Roof
NJSTRE1545523152 |  | Transition Incentive Program | Hackensack | 7601 | 7 | 6.8 | Residential | Yes | Behind the Meter | Net-metered residential rooftop and canopy |  | None | Trinity Solar | PSE&G | Accepted | 2020-08-31 | 2020-09-02 | 2021-10-30 | Hanwha | Q.PEAK DUO BLK-G6 340 | Solar Panels |  | 0.34 | 8 | 127 | 25 |  | Fixed | Roof
NJSTRE1545523155 |  | Transition Incentive Program | Pennsauken | 8109 | 14 | 3.84 | Residential | Yes | Behind the Meter | Net-metered residential rooftop and canopy |  | None | Posigen NJ LLC | PSE&G | Accepted | 2020-08-31 | 2020-09-02 | 2021-10-30 | SolarEdge | SE3800H-US | Inverters | 3800 |  | 1 |  |  | 0.99 |  | Outside | within ten feet of meter
NJSTRE1545523155 |  | Transition Incentive Program | Pennsauken | 8109 | 14 | 3.84 | Residential | Yes | Behind the Meter | Net-metered residential rooftop and canopy |  | None | Posigen NJ LLC | PSE&G | Accepted | 2020-08-31 | 2020-09-02 | 2021-10-30 | Silfab | SLA320BL | Solar Panels |  | 0.32 | 12 | 214 | 25 |  | Fixed | Roof
NJSTRE1545523162 |  | Transition Incentive Program | Toms River | 8753 | 18 | 9.6 | Residential | No | Behind the Meter | Net-metered residential rooftop and canopy |  | None | Posigen NJ LLC | JCP&L | Accepted | 2020-08-31 | 2020-09-03 | 2021-10-30 | SolarEdge | SE10000H-US | Inverters | 10000 |  | 1 |  |  | 0.99 |  | Outside | within ten feet of meter
NJSTRE1545523162 |  | Transition Incentive Program | Toms River | 8753 | 18 | 9.6 | Residential | No | Behind the Meter | Net-metered residential rooftop and canopy |  | None | Posigen NJ LLC | JCP&L | Accepted | 2020-08-31 | 2020-09-03 | 2021-10-30 | Silfab | SLA320M | Solar Panels |  | 0.32 | 30 | 172352 | 22 |  | Fixed | Roof
NJSTRE1545523206 |  | Transition Incentive Program | West Depford | 8086 | 15 | 5.12 | Residential | Yes | Behind the Meter | Net-metered residential rooftop and canopy |  | None | Posigen NJ LLC | PSE&G | Accepted | 2020-08-31 | 2020-09-02 | 2021-10-30 | SolarEdge | SE6000H-US | Inverters | 6000 |  | 1 |  |  | 0.99 |  | Outside | within ten feet of meter
NJSTRE1545523206 |  | Transition Incentive Program | West Depford | 8086 | 15 | 5.12 | Residential | Yes | Behind the Meter | Net-metered residential rooftop and canopy |  | None | Posigen NJ LLC | PSE&G | Accepted | 2020-08-31 | 2020-09-02 | 2021-10-30 | Silfab | SLA320M | Solar Panels |  | 0.32 | 16 | 0 | 1 |  | Fixed | Roof
NJSTRE1545523212 |  | Transition Incentive Program | Hopewell Twp | 8525 | 12 | 15.75 | Residential | No | Behind the Meter | Net-metered residential rooftop and canopy |  | None | Green Power Energy | PSE&G | Accepted | 2020-08-31 | 2020-09-02 | 2021-10-30 | Solar Edge | SE7600H-US | Inverters | 7600 |  | 2 |  |  | 0.97 |  | Outside | next to meter
NJSTRE1545523212 |  | Transition Incentive Program | Hopewell Twp | 8525 | 12 | 15.75 | Residential | No | Behind the Meter | Net-metered residential rooftop and canopy |  | None | Green Power Energy | PSE&G | Accepted | 2020-08-31 | 2020-09-02 | 2021-10-30 | LG Electronics | LG335N1K-V5 | Solar Panels |  | 0.335 | 23 | 214 | 20 |  | Fixed | Roof
NJSTRE1545523212 |  | Transition Incentive Program | Hopewell Twp | 8525 | 12 | 15.75 | Residential | No | Behind the Meter | Net-metered residential rooftop and canopy |  | None | Green Power Energy | PSE&G | Accepted | 2020-08-31 | 2020-09-02 | 2021-10-30 | LG Electronics | LG335N1K-V5 | Solar Panels |  | 0.335 | 5 | 216 | 30 |  | Fixed | Roof
NJSTRE1545523212 |  | Transition Incentive Program | Hopewell Twp | 8525 | 12 | 15.75 | Residential | No | Behind the Meter | Net-metered residential rooftop and canopy |  | None | Green Power Energy | PSE&G | Accepted | 2020-08-31 | 2020-09-02 | 2021-10-30 | LG Electronics | LG335N1K-V5 | Solar Panels |  | 0.335 | 19 | 214 | 30 |  | Fixed | Roof
NJSTRE1545523215 |  | Transition Incentive Program | West Deptford | 8096 | 15 | 6.03 | Residential | Yes | Behind the Meter | Net-metered residential rooftop and canopy |  | None | Vision Solar LLC | PSE&G | Accepted | 2020-08-31 | 2020-09-02 | 2021-10-30 | ENPHASE | IQ7-60-2-US | Inverters | 0.24 |  | 18 |  |  | 0.96 |  | Other | BEHIND EACH PANEL
NJSTRE1545523215 |  | Transition Incentive Program | West Deptford | 8096 | 15 | 6.03 | Residential | Yes | Behind the Meter | Net-metered residential rooftop and canopy |  | None | Vision Solar LLC | PSE&G | Accepted | 2020-08-31 | 2020-09-02 | 2021-10-30 | HANWHA Q-CELLS | Q.PEAK DUO-G6+ 335 | Solar Panels |  | 0.335 | 7 | 226 | 32 |  | Fixed | Roof
NJSTRE1545523215 |  | Transition Incentive Program | West Deptford | 8096 | 15 | 6.03 | Residential | Yes | Behind the Meter | Net-metered residential rooftop and canopy |  | None | Vision Solar LLC | PSE&G | Accepted | 2020-08-31 | 2020-09-02 | 2021-10-30 | HANWHA Q-CELLS | Q.PEAK DUO-G6+ 335 | Solar Panels |  | 0.335 | 1 | 226 | 15 |  | Fixed | Roof
NJSTRE1545523215 |  | Transition Incentive Program | West Deptford | 8096 | 15 | 6.03 | Residential | Yes | Behind the Meter | Net-metered residential rooftop and canopy |  | None | Vision Solar LLC | PSE&G | Accepted | 2020-08-31 | 2020-09-02 | 2021-10-30 | HANWHA Q-CELLS | Q.PEAK DUO-G6+ 335 | Solar Panels |  | 0.335 | 10 | 226 | 13 |  | Fixed | Roof
NJSTRE1545523228 |  | Transition Incentive Program | Cinnaminson | 8077 | 13 | 9.86 | Residential | Yes | Behind the Meter | Net-metered residential rooftop and canopy |  | None | Vision Solar LLC | PSE&G | Accepted | 2020-08-31 | 2020-09-02 | 2021-10-30 | ENPHASE | IQ7-60-2-US | Inverters | 0.24 |  | 29 |  |  | 0.96 |  | Other | BEHIND EACH PANEL
NJSTRE1545523228 |  | Transition Incentive Program | Cinnaminson | 8077 | 13 | 9.86 | Residential | Yes | Behind the Meter | Net-metered residential rooftop and canopy |  | None | Vision Solar LLC | PSE&G | Accepted | 2020-08-31 | 2020-09-02 | 2021-10-30 | HANWHA Q-CELLS | Q.PEAK DUO-G6 340 | Solar Panels |  | 0.34 | 3 | 314 | 20 |  | Fixed | Roof
NJSTRE1545523228 |  | Transition Incentive Program | Cinnaminson | 8077 | 13 | 9.86 | Residential | Yes | Behind the Meter | Net-metered residential rooftop and canopy |  | None | Vision Solar LLC | PSE&G | Accepted | 2020-08-31 | 2020-09-02 | 2021-10-30 | HANWHA Q-CELLS | Q.PEAK DUO-G6 340 | Solar Panels |  | 0.34 | 3 | 134 | 20 |  | Fixed | Roof
NJSTRE1545523228 |  | Transition Incentive Program | Cinnaminson | 8077 | 13 | 9.86 | Residential | Yes | Behind the Meter | Net-metered residential rooftop and canopy |  | None | Vision Solar LLC | PSE&G | Accepted | 2020-08-31 | 2020-09-02 | 2021-10-30 | HANWHA Q-CELLS | Q.PEAK DUO-G6 340 | Solar Panels |  | 0.34 | 15 | 223 | 20 |  | Fixed | Roof
NJSTRE1545523228 |  | Transition Incentive Program | Cinnaminson | 8077 | 13 | 9.86 | Residential | Yes | Behind the Meter | Net-metered residential rooftop and canopy |  | None | Vision Solar LLC | PSE&G | Accepted | 2020-08-31 | 2020-09-02 | 2021-10-30 | HANWHA Q-CELLS | Q.PEAK DUO-G6 340 | Solar Panels |  | 0.34 | 8 | 43 | 20 |  | Fixed | Roof
NJSTRE1545523237 |  | Transition Incentive Program | Toms River | 8753 | 18 | 8.38 | Residential | Yes | Behind the Meter | Net-metered residential rooftop and canopy |  | None | Trinity Solar | JCP&L | Accepted | 2020-08-31 | 2020-09-02 | 2021-10-30 | SOLAR EDGE | SE7600H-US | Inverters | 7600 |  | 1 |  |  | 0.97 |  | Outside | SIDE OF HOME
NJSTRE1545523237 |  | Transition Incentive Program | Toms River | 8753 | 18 | 8.38 | Residential | Yes | Behind the Meter | Net-metered residential rooftop and canopy |  | None | Trinity Solar | JCP&L | Accepted | 2020-08-31 | 2020-09-02 | 2021-10-30 | HANWHA 335 (Q.PEAK DUO BLK-G6 335) | HANWHA 335 (Q.PEAK DUO BLK-G6 335) | Solar Panels |  | 0.335 | 11 | 72 | 43 |  | Fixed | Roof
NJSTRE1545523237 |  | Transition Incentive Program | Toms River | 8753 | 18 | 8.38 | Residential | Yes | Behind the Meter | Net-metered residential rooftop and canopy |  | None | Trinity Solar | JCP&L | Accepted | 2020-08-31 | 2020-09-02 | 2021-10-30 | HANWHA 335 (Q.PEAK DUO BLK-G6 335) | HANWHA 335 (Q.PEAK DUO BLK-G6 335) | Solar Panels |  | 0.335 | 8 | 162 | 43 |  | Fixed | Roof
NJSTRE1545523237 |  | Transition Incentive Program | Toms River | 8753 | 18 | 8.38 | Residential | Yes | Behind the Meter | Net-metered residential rooftop and canopy |  | None | Trinity Solar | JCP&L | Accepted | 2020-08-31 | 2020-09-02 | 2021-10-30 | HANWHA 335 (Q.PEAK DUO BLK-G6 335) | HANWHA 335 (Q.PEAK DUO BLK-G6 335) | Solar Panels |  | 0.335 | 6 | 252 | 43 |  | Fixed | Roof
NJSTRE1545523268 |  | Transition Incentive Program | Pennsville | 8070 | 16 | 8.04 | Residential | No | Behind the Meter | Net-metered residential rooftop and canopy |  | None | Vision Solar LLC | AC Electric | Accepted | 2020-08-31 | 2020-09-03 | 2021-10-30 | ENPHASE | IQ7-60-2-US | Inverters | 0.24 |  | 24 |  |  | 0.96 |  | Other | behind each panel
NJSTRE1545523268 |  | Transition Incentive Program | Pennsville | 8070 | 16 | 8.04 | Residential | No | Behind the Meter | Net-metered residential rooftop and canopy |  | None | Vision Solar LLC | AC Electric | Accepted | 2020-08-31 | 2020-09-03 | 2021-10-30 | HANWHA Q-CELLS | Q.PEAK DUO-G6+ 335 | Solar Panels |  | 0.335 | 14 | 36 | 34 |  | Fixed | Roof
NJSTRE1545523268 |  | Transition Incentive Program | Pennsville | 8070 | 16 | 8.04 | Residential | No | Behind the Meter | Net-metered residential rooftop and canopy |  | None | Vision Solar LLC | AC Electric | Accepted | 2020-08-31 | 2020-09-03 | 2021-10-30 | HANWHA Q-CELLS | Q.PEAK DUO-G6+ 335 | Solar Panels |  | 0.335 | 8 | 36 | 34 |  | Fixed | Roof
NJSTRE1545523268 |  | Transition Incentive Program | Pennsville | 8070 | 16 | 8.04 | Residential | No | Behind the Meter | Net-metered residential rooftop and canopy |  | None | Vision Solar LLC | AC Electric | Accepted | 2020-08-31 | 2020-09-03 | 2021-10-30 | HANWHA Q-CELLS | Q.PEAK DUO-G6+ 335 | Solar Panels |  | 0.335 | 2 | 216 | 34 |  | Fixed | Roof
NJSTRE1545523319 |  | Transition Incentive Program | Bayville | 8721 | 18 | 5.78 | Residential | Yes | Behind the Meter | Net-metered residential rooftop and canopy |  | None | Vision Solar LLC | JCP&L | Accepted | 2020-08-31 | 2020-09-02 | 2021-10-30 | ENPHASE | IQ7-60-2-US | Inverters | 0.24 |  | 17 |  |  | 0.96 |  | Other | BEHIND EACH PANEL
NJSTRE1545523319 |  | Transition Incentive Program | Bayville | 8721 | 18 | 5.78 | Residential | Yes | Behind the Meter | Net-metered residential rooftop and canopy |  | None | Vision Solar LLC | JCP&L | Accepted | 2020-08-31 | 2020-09-02 | 2021-10-30 | HANWHA Q-CELLS | Q.PEAK DUO-G6 340 | Solar Panels |  | 0.34 | 11 | 142 | 17 |  | Fixed | Roof
NJSTRE1545523319 |  | Transition Incentive Program | Bayville | 8721 | 18 | 5.78 | Residential | Yes | Behind the Meter | Net-metered residential rooftop and canopy |  | None | Vision Solar LLC | JCP&L | Accepted | 2020-08-31 | 2020-09-02 | 2021-10-30 | HANWHA Q-CELLS | Q.PEAK DUO-G6 340 | Solar Panels |  | 0.34 | 6 | 233 | 17 |  | Fixed | Roof
NJSTRE1545523344 |  | Transition Incentive Program | Mantoloking | 8738 | 18 | 10.06 | Residential | No | Behind the Meter | Net-metered residential rooftop and canopy |  | None | Tesla Energy Operations Inc | JCP&L | Accepted | 2020-08-31 | 2020-09-02 | 2021-10-30 | Delta Electronics | M8-TL-US [240V] | Inverters | 7680 |  | 1 |  |  | 0.975 |  | Outdoor | Outdoor
NJSTRE1545523344 |  | Transition Incentive Program | Mantoloking | 8738 | 18 | 10.06 | Residential | No | Behind the Meter | Net-metered residential rooftop and canopy |  | None | Tesla Energy Operations Inc | JCP&L | Accepted | 2020-08-31 | 2020-09-02 | 2021-10-30 | Tesla | SR60T1 | Solar Panels |  | 0.05847 | 52 | 266 | 18 |  | Fixed | Roof
NJSTRE1545523344 |  | Transition Incentive Program | Mantoloking | 8738 | 18 | 10.06 | Residential | No | Behind the Meter | Net-metered residential rooftop and canopy |  | None | Tesla Energy Operations Inc | JCP&L | Accepted | 2020-08-31 | 2020-09-02 | 2021-10-30 | Tesla | SR60T1 | Solar Panels |  | 0.05847 | 120 | 176 | 18 |  | Fixed | Roof
NJSTRE1545523373 |  | Transition Incentive Program | Matawan | 7747 | 17 | 7.82 | Residential | No | Behind the Meter | Net-metered residential rooftop and canopy |  | None | Trinity Solar | JCP&L | Accepted | 2020-08-31 | 2020-09-02 | 2021-10-30 | Solar Edge | SE6000H-US | Inverters | 6000 |  | 1 |  |  | 0.97 |  | Outside | side of home
NJSTRE1545523373 |  | Transition Incentive Program | Matawan | 7747 | 17 | 7.82 | Residential | No | Behind the Meter | Net-metered residential rooftop and canopy |  | None | Trinity Solar | JCP&L | Accepted | 2020-08-31 | 2020-09-02 | 2021-10-30 | Hanwwha 340 | Q.PEAK DUO BLK-G6 340 | Solar Panels |  | 0.34 | 3 | 176 | 18 |  | Fixed | Roof
NJSTRE1545523373 |  | Transition Incentive Program | Matawan | 7747 | 17 | 7.82 | Residential | No | Behind the Meter | Net-metered residential rooftop and canopy |  | None | Trinity Solar | JCP&L | Accepted | 2020-08-31 | 2020-09-02 | 2021-10-30 | Hanwha 340 | Q.PEAK DUO BLK-G6 340 | Solar Panels |  | 0.34 | 20 | 176 | 18 |  | Fixed | Roof
NJSTRE1545523398 |  | Transition Incentive Program | Pennsville | 8070 | 16 | 9.72 | Residential | No | Behind the Meter | Net-metered residential rooftop and canopy |  | None | Vision Solar LLC | AC Electric | Accepted | 2020-08-31 | 2020-09-02 | 2021-10-30 | ENPHASE | IQ7-60-2-US | Inverters | 0.24 |  | 29 |  |  | 0.96 |  | Other | behind each panel
NJSTRE1545523398 |  | Transition Incentive Program | Pennsville | 8070 | 16 | 9.72 | Residential | No | Behind the Meter | Net-metered residential rooftop and canopy |  | None | Vision Solar LLC | AC Electric | Accepted | 2020-08-31 | 2020-09-02 | 2021-10-30 | HANWHA Q-CELLS | Q.PEAK DUO-G6+ 335 | Solar Panels |  | 0.335 | 17 | 353 | 45 |  | Fixed | Roof
NJSTRE1545523398 |  | Transition Incentive Program | Pennsville | 8070 | 16 | 9.72 | Residential | No | Behind the Meter | Net-metered residential rooftop and canopy |  | None | Vision Solar LLC | AC Electric | Accepted | 2020-08-31 | 2020-09-02 | 2021-10-30 | HANWHA Q-CELLS | Q.PEAK DUO-G6+ 335 | Solar Panels |  | 0.335 | 8 | 84 | 12 |  | Fixed | Roof
NJSTRE1545523398 |  | Transition Incentive Program | Pennsville | 8070 | 16 | 9.72 | Residential | No | Behind the Meter | Net-metered residential rooftop and canopy |  | None | Vision Solar LLC | AC Electric | Accepted | 2020-08-31 | 2020-09-02 | 2021-10-30 | HANWHA Q-CELLS | Q.PEAK DUO-G6+ 335 | Solar Panels |  | 0.335 | 4 | 173 | 45 |  | Fixed | Roof
NJSTRE1545523401 |  | Transition Incentive Program | Jackson | 8527 | 18 | 7.82 | Residential | No | Behind the Meter | Net-metered residential rooftop and canopy |  | None | Tesla Energy Operations Inc. | JCP&L | Accepted | 2020-08-31 | 2020-09-02 | 2021-10-30 | SolarEdge Technologies | SE7600H-US [240V] | Inverters | 7600 |  | 1 |  |  | 0.99 |  | Outside | Outside
NJSTRE1545523401 |  | Transition Incentive Program | Jackson | 8527 | 18 | 7.82 | Residential | No | Behind the Meter | Net-metered residential rooftop and canopy |  | None | Tesla Energy Operations Inc. | JCP&L | Accepted | 2020-08-31 | 2020-09-02 | 2021-10-30 | Hanwha Q-CELLS | Q.Peak DUO BLK-G6+ 340 | Solar Panels |  | 0.34 | 17 | 200 | 21 |  | Fixed | Roof
NJSTRE1545523401 |  | Transition Incentive Program | Jackson | 8527 | 18 | 7.82 | Residential | No | Behind the Meter | Net-metered residential rooftop and canopy |  | None | Tesla Energy Operations Inc. | JCP&L | Accepted | 2020-08-31 | 2020-09-02 | 2021-10-30 | Hanwha Q-CELLS | Q.Peak DUO BLK-G6+ 340 | Solar Panels |  | 0.34 | 6 | 201 | 23 |  | Fixed | Roof
NJSTRE1545523410 |  | Transition Incentive Program | Lumberton | 8048 | 13 | 10.4 | Residential | Yes | Behind the Meter | Net-metered residential rooftop and canopy |  | None | SunnyMac LLC | PSE&G | Accepted | 2020-08-31 | 2020-09-02 | 2021-10-30 | Solaredge | SE7600H-US | Inverters | 7600 |  | 1 |  |  | 0.99 |  | Outdoor | Next to Meter
NJSTRE1545523410 |  | Transition Incentive Program | Lumberton | 8048 | 13 | 10.4 | Residential | Yes | Behind the Meter | Net-metered residential rooftop and canopy |  | None | SunnyMac LLC | PSE&G | Accepted | 2020-08-31 | 2020-09-02 | 2021-10-30 | REC | 325 TwinPeak 2 Mono | Solar Panels |  | 0.325 | 32 | 76 | 34 |  | Fixed | Roof
NJSTRE1545523420 |  | Transition Incentive Program | Franklinville | 8322 | 15 | 18.02 | Residential | No | Behind the Meter | Net-metered residential rooftop and canopy |  | None | Maier Solar Engineering dba Solar Me | AC Electric | Accepted | 2020-08-31 | 2020-09-02 | 2021-10-30 | Enphase | IQ7+ | Inverters | 290 |  | 53 |  |  | 0.96 |  | Outside | Next to meter
NJSTRE1545523420 |  | Transition Incentive Program | Franklinville | 8322 | 15 | 18.02 | Residential | No | Behind the Meter | Net-metered residential rooftop and canopy |  | None | Maier Solar Engineering dba Solar Me | AC Electric | Accepted | 2020-08-31 | 2020-09-02 | 2021-10-30 | Hanwha | Q.CELL DUO BLK-G5 335 | Solar Panels |  | 0.34 | 53 | 232 | 15 |  | Fixed | Roof
NJSTRE1545523438 |  | Transition Incentive Program | Red Bank | 7701 | 17 | 21.44 | Residential | No | Behind the Meter | Net-metered residential rooftop and canopy |  | None | Whitman Construction, LLC | JCP&L | Accepted | 2020-08-31 | 2020-09-02 | 2021-10-30 | ENPHASE ENERGY | IQ7-60-2-US | Inverters | 240 |  | 67 |  |  | 0.975 |  | Outdoor | microinverters located under modules
NJSTRE1545523438 |  | Transition Incentive Program | Red Bank | 7701 | 17 | 21.44 | Residential | No | Behind the Meter | Net-metered residential rooftop and canopy |  | None | Whitman Construction, LLC | JCP&L | Accepted | 2020-08-31 | 2020-09-02 | 2021-10-30 | TRINA | tsm 320 DD05H.05 | Solar Panels |  | 0.32 | 4 | 156 | 15 |  | Fixed | Roof
NJSTRE1545523438 |  | Transition Incentive Program | Red Bank | 7701 | 17 | 21.44 | Residential | No | Behind the Meter | Net-metered residential rooftop and canopy |  | None | Whitman Construction, LLC | JCP&L | Accepted | 2020-08-31 | 2020-09-02 | 2021-10-30 | trina | tsm 320 DD05H.05 | Solar Panels |  | 0.32 | 5 | 156 | 15 |  | Fixed | Roof
NJSTRE1545523438 |  | Transition Incentive Program | Red Bank | 7701 | 17 | 21.44 | Residential | No | Behind the Meter | Net-metered residential rooftop and canopy |  | None | Whitman Construction, LLC | JCP&L | Accepted | 2020-08-31 | 2020-09-02 | 2021-10-30 | TRINA | tsm 320 DD05H.05 | Solar Panels |  | 0.32 | 10 | 156 | 35 |  | Fixed | Roof
NJSTRE1545523438 |  | Transition Incentive Program | Red Bank | 7701 | 17 | 21.44 | Residential | No | Behind the Meter | Net-metered residential rooftop and canopy |  | None | Whitman Construction, LLC | JCP&L | Accepted | 2020-08-31 | 2020-09-02 | 2021-10-30 | TRINA | tsm 320 DD05H.05 | Solar Panels |  | 0.32 | 22 | 156 | 31 |  | Fixed | Roof
NJSTRE1545523438 |  | Transition Incentive Program | Red Bank | 7701 | 17 | 21.44 | Residential | No | Behind the Meter | Net-metered residential rooftop and canopy |  | None | Whitman Construction, LLC | JCP&L | Accepted | 2020-08-31 | 2020-09-02 | 2021-10-30 | TRINA | tsm 320 DD05H.05 | Solar Panels |  | 0.32 | 26 | 246 | 35 |  | Fixed | Roof
NJSTRE1545523458 |  | Transition Incentive Program | Brick | 8724 | 18 | 12.96 | Residential | No | Behind the Meter | Net-metered residential rooftop and canopy |  | None | Green power Energy | JCP&L | Accepted | 2020-08-31 | 2020-09-02 | 2021-10-30 | Enphase Energy | IQ7PLUS-72-2-US | Inverters | 0.29 |  | 36 |  |  | 0.975 |  | Outside | next to meter
NJSTRE1545523458 |  | Transition Incentive Program | Brick | 8724 | 18 | 12.96 | Residential | No | Behind the Meter | Net-metered residential rooftop and canopy |  | None | Green power Energy | JCP&L | Accepted | 2020-08-31 | 2020-09-02 | 2021-10-30 | LG Electronics | LG360Q1C-V5 | Solar Panels |  | 0.36 | 18 | 175 | 20 |  | Fixed | Roof
NJSTRE1545523458 |  | Transition Incentive Program | Brick | 8724 | 18 | 12.96 | Residential | No | Behind the Meter | Net-metered residential rooftop and canopy |  | None | Green power Energy | JCP&L | Accepted | 2020-08-31 | 2020-09-02 | 2021-10-30 | LG Electronics | LG360Q1C-V5 | Solar Panels |  | 0.36 | 18 | 175 | 20 |  | Fixed | Roof
NJSTRE1545523467 |  | Transition Incentive Program | Princeton Boro | 8540 | 12 | 16.56 | Residential | No | Behind the Meter | Net-metered residential rooftop and canopy |  | None | Green Power energy | PSE&G | Accepted | 2020-08-31 | 2020-09-03 | 2021-10-30 | Enphase Energy | IQ7PLUS-72-2-US | Inverters | 0.29 |  | 46 |  |  | 0.975 |  | Outside | next to meter
NJSTRE1545523467 |  | Transition Incentive Program | Princeton Boro | 8540 | 12 | 16.56 | Residential | No | Behind the Meter | Net-metered residential rooftop and canopy |  | None | Green Power energy | PSE&G | Accepted | 2020-08-31 | 2020-09-03 | 2021-10-30 | LG Electronics | LG360Q1K-V5 | Solar Panels |  | 0.36 | 7 | 165 | 25 |  | Fixed | Roof
NJSTRE1545523467 |  | Transition Incentive Program | Princeton Boro | 8540 | 12 | 16.56 | Residential | No | Behind the Meter | Net-metered residential rooftop and canopy |  | None | Green Power energy | PSE&G | Accepted | 2020-08-31 | 2020-09-03 | 2021-10-30 | LG Electronics | LG360Q1K-V5 | Solar Panels |  | 0.36 | 9 | 165 | 30 |  | Fixed | Roof
NJSTRE1545523467 |  | Transition Incentive Program | Princeton Boro | 8540 | 12 | 16.56 | Residential | No | Behind the Meter | Net-metered residential rooftop and canopy |  | None | Green Power energy | PSE&G | Accepted | 2020-08-31 | 2020-09-03 | 2021-10-30 | LG Electronics | LG360Q1K-V5 | Solar Panels |  | 0.36 | 3 | 75 | 25 |  | Fixed | Roof
NJSTRE1545523467 |  | Transition Incentive Program | Princeton Boro | 8540 | 12 | 16.56 | Residential | No | Behind the Meter | Net-metered residential rooftop and canopy |  | None | Green Power energy | PSE&G | Accepted | 2020-08-31 | 2020-09-03 | 2021-10-30 | LG Electronics | LG360Q1K-V5 | Solar Panels |  | 0.36 | 6 | 165 | 23 |  | Fixed | Roof
NJSTRE1545523467 |  | Transition Incentive Program | Princeton Boro | 8540 | 12 | 16.56 | Residential | No | Behind the Meter | Net-metered residential rooftop and canopy |  | None | Green Power energy | PSE&G | Accepted | 2020-08-31 | 2020-09-03 | 2021-10-30 | LG Electronics | LG360Q1K-V5 | Solar Panels |  | 0.36 | 4 | 255 | 25 |  | Fixed | Roof
NJSTRE1545523467 |  | Transition Incentive Program | Princeton Boro | 8540 | 12 | 16.56 | Residential | No | Behind the Meter | Net-metered residential rooftop and canopy |  | None | Green Power energy | PSE&G | Accepted | 2020-08-31 | 2020-09-03 | 2021-10-30 | LG Electronics | LG360Q1K-V5 | Solar Panels |  | 0.36 | 17 | 75 | 25 |  | Fixed | Roof
NJSTRE1545523485 |  | Transition Incentive Program | Orange | 7050 | 9 | 4.2 | Residential | Yes | Behind the Meter | Net-metered residential rooftop and canopy |  | None | Pro Custom Solar dba Momentum Solar | PSE&G | Accepted | 2020-08-31 | 2020-09-02 | 2021-10-30 | Enphase | IQ7Plus-72-2-US | Inverters | 290 |  | 12 |  |  | 0.97 |  | Outdoor | Roof
NJSTRE1545523485 |  | Transition Incentive Program | Orange | 7050 | 9 | 4.2 | Residential | Yes | Behind the Meter | Net-metered residential rooftop and canopy |  | None | Pro Custom Solar dba Momentum Solar | PSE&G | Accepted | 2020-08-31 | 2020-09-02 | 2021-10-30 | LG ELECTRONICS | LG 350N1C-V5 | Solar Panels |  | 0.35 | 7 | 103 | 28 |  | Fixed | Roof
NJSTRE1545523485 |  | Transition Incentive Program | Orange | 7050 | 9 | 4.2 | Residential | Yes | Behind the Meter | Net-metered residential rooftop and canopy |  | None | Pro Custom Solar dba Momentum Solar | PSE&G | Accepted | 2020-08-31 | 2020-09-02 | 2021-10-30 | LG ELECTRONICS | LG 350N1C-V5 | Solar Panels |  | 0.35 | 5 | 283 | 28 |  | Fixed | Roof
NJSTRE1545523509 |  | Transition Incentive Program | Fort Lee | 7024 | 7 | 7.04 | Residential | No | Behind the Meter | Net-metered residential rooftop and canopy |  | None | Green Power Energy | PSE&G | Accepted | 2020-08-31 | 2020-09-03 | 2021-10-30 | Solar Edge | SE6000H-US | Inverters | 6000 |  | 1 |  |  | 0.97 |  | Outside | next to meter
NJSTRE1545523509 |  | Transition Incentive Program | Fort Lee | 7024 | 7 | 7.04 | Residential | No | Behind the Meter | Net-metered residential rooftop and canopy |  | None | Green Power Energy | PSE&G | Accepted | 2020-08-31 | 2020-09-03 | 2021-10-30 | Hanwha | Q.PEAK DUO BLK-G6 335 | Solar Panels |  | 0.335 | 16 | 130 | 20 |  | Fixed | Roof
NJSTRE1545523509 |  | Transition Incentive Program | Fort Lee | 7024 | 7 | 7.04 | Residential | No | Behind the Meter | Net-metered residential rooftop and canopy |  | None | Green Power Energy | PSE&G | Accepted | 2020-08-31 | 2020-09-03 | 2021-10-30 | Hanwha | Q.PEAK DUO BLK-G6 335 | Solar Panels |  | 0.335 | 5 | 130 | 10 |  | Fixed | Roof
NJSTRE1545523537 |  | Transition Incentive Program | tabernacle | 8088 | 13 | 21.12 | Residential | Yes | Behind the Meter | Net-metered residential rooftop and canopy |  | None | Orbit Energy & Power, LLC | AC Electric | Accepted | 2020-08-31 | 2020-09-03 | 2021-10-30 | enphase | x-iq-am1-240-3 | Meters |  |  | 1 |  |  |  | Yes | Outdoor
NJSTRE1545523537 |  | Transition Incentive Program | tabernacle | 8088 | 13 | 21.12 | Residential | Yes | Behind the Meter | Net-metered residential rooftop and canopy |  | None | Orbit Energy & Power, LLC | AC Electric | Accepted | 2020-08-31 | 2020-09-03 | 2021-10-30 | enphase | iq7-60-2-us | Inverters | 0.24 |  | 66 |  |  | 0.99 |  | Other | behind panels
NJSTRE1545523537 |  | Transition Incentive Program | tabernacle | 8088 | 13 | 21.12 | Residential | Yes | Behind the Meter | Net-metered residential rooftop and canopy |  | None | Orbit Energy & Power, LLC | AC Electric | Accepted | 2020-08-31 | 2020-09-03 | 2021-10-30 | hanwha qcells | qpeak 320w | Solar Panels |  | 0.32 | 8 | 309 | 18 |  | Fixed | Roof
NJSTRE1545523537 |  | Transition Incentive Program | tabernacle | 8088 | 13 | 21.12 | Residential | Yes | Behind the Meter | Net-metered residential rooftop and canopy |  | None | Orbit Energy & Power, LLC | AC Electric | Accepted | 2020-08-31 | 2020-09-03 | 2021-10-30 | hanwha qcells | qpeak 320w | Solar Panels |  | 0.32 | 6 | 97 | 19 |  | Fixed | Roof
NJSTRE1545523537 |  | Transition Incentive Program | tabernacle | 8088 | 13 | 21.12 | Residential | Yes | Behind the Meter | Net-metered residential rooftop and canopy |  | None | Orbit Energy & Power, LLC | AC Electric | Accepted | 2020-08-31 | 2020-09-03 | 2021-10-30 | hanwha qcells | qpeak 320w | Solar Panels |  | 0.32 | 10 | 99 | 25 |  | Fixed | Roof
NJSTRE1545523537 |  | Transition Incentive Program | tabernacle | 8088 | 13 | 21.12 | Residential | Yes | Behind the Meter | Net-metered residential rooftop and canopy |  | None | Orbit Energy & Power, LLC | AC Electric | Accepted | 2020-08-31 | 2020-09-03 | 2021-10-30 | hanwha qcells | qpeak 320w | Solar Panels |  | 0.32 | 14 | 131 | 17 |  | Fixed | Roof
NJSTRE1545523537 |  | Transition Incentive Program | tabernacle | 8088 | 13 | 21.12 | Residential | Yes | Behind the Meter | Net-metered residential rooftop and canopy |  | None | Orbit Energy & Power, LLC | AC Electric | Accepted | 2020-08-31 | 2020-09-03 | 2021-10-30 | hanwha qcells | qpeak 302w | Solar Panels |  | 0.32 | 8 | 129 | 18 |  | Fixed | Roof
NJSTRE1545523537 |  | Transition Incentive Program | tabernacle | 8088 | 13 | 21.12 | Residential | Yes | Behind the Meter | Net-metered residential rooftop and canopy |  | None | Orbit Energy & Power, LLC | AC Electric | Accepted | 2020-08-31 | 2020-09-03 | 2021-10-30 | hanwha qcells | qpeak 320w | Solar Panels |  | 0.32 | 10 | 279 | 25 |  | Fixed | Roof
NJSTRE1545523537 |  | Transition Incentive Program | tabernacle | 8088 | 13 | 21.12 | Residential | Yes | Behind the Meter | Net-metered residential rooftop and canopy |  | None | Orbit Energy & Power, LLC | AC Electric | Accepted | 2020-08-31 | 2020-09-03 | 2021-10-30 | hanwha qcells | qpeak 320w | Solar Panels |  | 0.32 | 10 | 280 | 19 |  | Fixed | Roof
NJSTRE1545523543 |  | Transition Incentive Program | PISCATAWAY | 8854 | 11 | 8.13 | Residential | No | Behind the Meter | Net-metered residential rooftop and canopy |  | None | Infinity Solar Systems | PSE&G | Accepted | 2020-08-31 | 2020-09-03 | 2021-10-30 | ENPHASE | IQ7-60-X-US | Inverters | 240 |  | 25 |  |  | 0.97 |  | Outside | MICROINVERTERS
NJSTRE1545523543 |  | Transition Incentive Program | PISCATAWAY | 8854 | 11 | 8.13 | Residential | No | Behind the Meter | Net-metered residential rooftop and canopy |  | None | Infinity Solar Systems | PSE&G | Accepted | 2020-08-31 | 2020-09-03 | 2021-10-30 | CANADIAN SOLAR | CS1H-325-MS | Solar Panels |  | 0.325 | 10 | 151 | 15 |  | Fixed | Roof
NJSTRE1545523543 |  | Transition Incentive Program | PISCATAWAY | 8854 | 11 | 8.13 | Residential | No | Behind the Meter | Net-metered residential rooftop and canopy |  | None | Infinity Solar Systems | PSE&G | Accepted | 2020-08-31 | 2020-09-03 | 2021-10-30 | CANADIAN SOLAR | CS1H-325-MS | Solar Panels |  | 0.325 | 15 | 151 | 15 |  | Fixed | Roof
NJSTRE1545523544 |  | Transition Incentive Program | Marlton | 8053 | 13 | 8.13 | Residential | No | Behind the Meter | Net-metered residential rooftop and canopy |  | None | Whitman Construction, LLC | PSE&G | Accepted | 2020-08-31 | 2020-09-08 | 2021-10-30 | enphase energy | IQ7-60-2-US | Inverters | 240 |  | 25 |  |  | 0.975 |  | Outdoor | Microinverters located under modules
NJSTRE1545523544 |  | Transition Incentive Program | Marlton | 8053 | 13 | 8.13 | Residential | No | Behind the Meter | Net-metered residential rooftop and canopy |  | None | Whitman Construction, LLC | PSE&G | Accepted | 2020-08-31 | 2020-09-08 | 2021-10-30 | TRINA | TSM-325 DE06M | Solar Panels |  | 0.325 | 6 | 38 | 24 |  | Fixed | Roof
NJSTRE1545523544 |  | Transition Incentive Program | Marlton | 8053 | 13 | 8.13 | Residential | No | Behind the Meter | Net-metered residential rooftop and canopy |  | None | Whitman Construction, LLC | PSE&G | Accepted | 2020-08-31 | 2020-09-08 | 2021-10-30 | TRINA | TSM-325 DE06M | Solar Panels |  | 0.325 | 5 | 308 | 24 |  | Fixed | Roof
NJSTRE1545523544 |  | Transition Incentive Program | Marlton | 8053 | 13 | 8.13 | Residential | No | Behind the Meter | Net-metered residential rooftop and canopy |  | None | Whitman Construction, LLC | PSE&G | Accepted | 2020-08-31 | 2020-09-08 | 2021-10-30 | Trina | TSM-325 DE06M | Solar Panels |  | 0.325 | 8 | 128 | 0.24 |  | Fixed | Roof
NJSTRE1545523544 |  | Transition Incentive Program | Marlton | 8053 | 13 | 8.13 | Residential | No | Behind the Meter | Net-metered residential rooftop and canopy |  | None | Whitman Construction, LLC | PSE&G | Accepted | 2020-08-31 | 2020-09-08 | 2021-10-30 | TRINA | TSM-325 DE06M | Solar Panels |  | 0.325 | 6 | 218 | 24 |  | Fixed | Roof
NJSTRE1545523546 |  | Transition Incentive Program | Sicklerville | 8081 | 14 | 10.5 | Residential | Yes | Behind the Meter | Net-metered residential rooftop and canopy |  | None | Pro Custom Solar dba Momentum Solar | AC Electric | Accepted | 2020-08-31 | 2020-09-03 | 2021-10-30 | Enphase | IQ7Plus-72-2-US | Inverters | 290 |  | 30 |  |  | 0.97 |  | Outdoor | Roof
NJSTRE1545523546 |  | Transition Incentive Program | Sicklerville | 8081 | 14 | 10.5 | Residential | Yes | Behind the Meter | Net-metered residential rooftop and canopy |  | None | Pro Custom Solar dba Momentum Solar | AC Electric | Accepted | 2020-08-31 | 2020-09-03 | 2021-10-30 | LG ELECTRONICS | LG 350N1C-V5 | Solar Panels |  | 0.35 | 5 | 283 | 30 |  | Fixed | Roof
NJSTRE1545523546 |  | Transition Incentive Program | Sicklerville | 8081 | 14 | 10.5 | Residential | Yes | Behind the Meter | Net-metered residential rooftop and canopy |  | None | Pro Custom Solar dba Momentum Solar | AC Electric | Accepted | 2020-08-31 | 2020-09-03 | 2021-10-30 | LG ELECTRONICS | LG 350N1C-V5 | Solar Panels |  | 0.35 | 25 | 283 | 20 |  | Fixed | Roof
NJSTRE1545523779 |  | Transition Incentive Program | Woodbridge Township | 7095 | 11 | 14.43 | Residential | No | Behind the Meter | Net-metered residential rooftop and canopy |  | None | Green Power Energy | PSE&G | Accepted | 2020-08-31 | 2020-09-03 | 2021-10-30 | Enphase Energy | IQ7PLUS-72-2-US | Inverters | 0.29 |  | 39 |  |  | 0.975 |  | Outside | next to meter
NJSTRE1545523779 |  | Transition Incentive Program | Woodbridge Township | 7095 | 11 | 14.43 | Residential | No | Behind the Meter | Net-metered residential rooftop and canopy |  | None | Green Power Energy | PSE&G | Accepted | 2020-08-31 | 2020-09-03 | 2021-10-30 | Solaria Power | XT-370R-PD | Solar Panels |  | 0.37 | 19 | 160 | 30 |  | Fixed | Roof
NJSTRE1545523779 |  | Transition Incentive Program | Woodbridge Township | 7095 | 11 | 14.43 | Residential | No | Behind the Meter | Net-metered residential rooftop and canopy |  | None | Green Power Energy | PSE&G | Accepted | 2020-08-31 | 2020-09-03 | 2021-10-30 | Solaria Power | XT-370R-PD | Solar Panels |  | 0.37 | 20 | 340 | 30 |  | Fixed | Roof
NJSTRE1545523780 |  | Transition Incentive Program | Old Bridge Township | 8857 | 11 | 6.65 | Residential | No | Behind the Meter | Net-metered residential rooftop and canopy |  | None | Pro Custom Solar dba Momentum Solar | JCP&L | Accepted | 2020-08-31 | 2020-09-03 | 2021-10-30 | Enphase | IQ7PLUS-72-2-US | Inverters | 290 |  | 19 |  |  | 0.97 |  | Outdoor | Roof
NJSTRE1545523780 |  | Transition Incentive Program | Old Bridge Township | 8857 | 11 | 6.65 | Residential | No | Behind the Meter | Net-metered residential rooftop and canopy |  | None | Pro Custom Solar dba Momentum Solar | JCP&L | Accepted | 2020-08-31 | 2020-09-03 | 2021-10-30 | LG | LG 350N1C-V5 | Solar Panels |  | 0.35 | 4 | 285 | 30 |  | Fixed | Roof
NJSTRE1545523780 |  | Transition Incentive Program | Old Bridge Township | 8857 | 11 | 6.65 | Residential | No | Behind the Meter | Net-metered residential rooftop and canopy |  | None | Pro Custom Solar dba Momentum Solar | JCP&L | Accepted | 2020-08-31 | 2020-09-03 | 2021-10-30 | LG | LG 350N1C-V5 | Solar Panels |  | 0.35 | 15 | 105 | 30 |  | Fixed | Roof
NJSTRE1545523790 |  | Transition Incentive Program | Cherry Hill Twp | 8003 | 14 | 7.2 | Residential | No | Behind the Meter | Net-metered residential rooftop and canopy |  | None | Green Power energy | PSE&G | Accepted | 2020-08-31 | 2020-09-03 | 2021-10-30 | Solar Edge | SE6000H-US | Inverters | 6000 |  | 1 |  |  | 0.97 |  | Outside | next to meter
NJSTRE1545523790 |  | Transition Incentive Program | Cherry Hill Twp | 8003 | 14 | 7.2 | Residential | No | Behind the Meter | Net-metered residential rooftop and canopy |  | None | Green Power energy | PSE&G | Accepted | 2020-08-31 | 2020-09-03 | 2021-10-30 | LG Electronics | LG360Q1C-V5 | Solar Panels |  | 0.36 | 20 | 134 | 25 |  | Fixed | Roof
NJSTRE1545523799 |  | Transition Incentive Program | Montgomery | 8502 | 5 | 12.24 | Residential | No | Behind the Meter | Net-metered residential rooftop and canopy |  | None | Tesla Energy Operations Inc. | PSE&G | Accepted | 2020-08-31 | 2020-09-03 | 2021-10-30 | SolarEdge Technologies | SE11400H-US [240V] | Inverters | 11400 |  | 1 |  |  | 0.99 |  | Outside | Outside
NJSTRE1545523799 |  | Transition Incentive Program | Montgomery | 8502 | 5 | 12.24 | Residential | No | Behind the Meter | Net-metered residential rooftop and canopy |  | None | Tesla Energy Operations Inc. | PSE&G | Accepted | 2020-08-31 | 2020-09-03 | 2021-10-30 | Hanwha Q-CELLS | Q.Peak DUO BLK-G6+ 340 | Solar Panels |  | 0.34 | 18 | 231 | 37 |  | Fixed | Roof
NJSTRE1545523799 |  | Transition Incentive Program | Montgomery | 8502 | 5 | 12.24 | Residential | No | Behind the Meter | Net-metered residential rooftop and canopy |  | None | Tesla Energy Operations Inc. | PSE&G | Accepted | 2020-08-31 | 2020-09-03 | 2021-10-30 | Hanwha Q-CELLS | Q.Peak DUO BLK-G6+ 340 | Solar Panels |  | 0.34 | 18 | 51 | 37 |  | Fixed | Roof
NJSTRE1545523809 |  | Transition Incentive Program | North Haledon | 7508 | 6 | 11.55 | Residential | Yes | Behind the Meter | Net-metered residential rooftop and canopy |  | None | Pro Custom Solar dba Momentum Solar | PSE&G | Accepted | 2020-08-31 | 2020-09-03 | 2021-10-30 | Enphase | IQ7PLUS-72-2-US | Inverters | 290 |  | 33 |  |  | 0.97 |  | Outdoor | Roof
NJSTRE1545523809 |  | Transition Incentive Program | North Haledon | 7508 | 6 | 11.55 | Residential | Yes | Behind the Meter | Net-metered residential rooftop and canopy |  | None | Pro Custom Solar dba Momentum Solar | PSE&G | Accepted | 2020-08-31 | 2020-09-03 | 2021-10-30 | LG | LG 350N1C-V5 | Solar Panels |  | 0.35 | 11 | 99 | 14 |  | Fixed | Roof
NJSTRE1545523809 |  | Transition Incentive Program | North Haledon | 7508 | 6 | 11.55 | Residential | Yes | Behind the Meter | Net-metered residential rooftop and canopy |  | None | Pro Custom Solar dba Momentum Solar | PSE&G | Accepted | 2020-08-31 | 2020-09-03 | 2021-10-30 | LG | LG 350N1C-V5 | Solar Panels |  | 0.35 | 22 | 99 | 37 |  | Fixed | Roof
NJSTRE1545523814 |  | Transition Incentive Program | Beachwood | 8722 | 18 | 7.5 | Residential | No | Behind the Meter | Net-metered residential rooftop and canopy |  | None | Power Home Remodeling Group | JCP&L | Accepted | 2020-08-31 | 2020-09-03 | 2021-10-30 | SolarEdge | Revenue Grade Data Ansi C12.20 | Meters |  |  | 1 |  |  |  | Yes | Outdoor
NJSTRE1545523814 |  | Transition Incentive Program | Beachwood | 8722 | 18 | 7.5 | Residential | No | Behind the Meter | Net-metered residential rooftop and canopy |  | None | Power Home Remodeling Group | JCP&L | Accepted | 2020-08-31 | 2020-09-03 | 2021-10-30 | SolarEdge | SE5000H-US | Inverters | 5000 |  | 1 |  |  | 0.99 |  | Outdoor | Near meter
NJSTRE1545523814 |  | Transition Incentive Program | Beachwood | 8722 | 18 | 7.5 | Residential | No | Behind the Meter | Net-metered residential rooftop and canopy |  | None | Power Home Remodeling Group | JCP&L | Accepted | 2020-08-31 | 2020-09-03 | 2021-10-30 | Hyundai | HiS-S300RG | Solar Panels |  | 0.3 | 25 | 125 | 24 |  | Fixed | Roof
NJSTRE1545523862 |  | Transition Incentive Program | Sparta | 7871 | 1 | 13.86 | Residential | Yes | Behind the Meter | Net-metered residential rooftop and canopy |  | None | Tesla Energy Operations Inc. | JCP&L | Accepted | 2020-08-31 | 2020-09-03 | 2021-10-30 | Tesla | AC Powerwall 2.0 | Electric Storage Battery |  |  | 2 |  |  |  | Lithium Ion |  | Inside garage
NJSTRE1545523862 |  | Transition Incentive Program | Sparta | 7871 | 1 | 13.86 | Residential | Yes | Behind the Meter | Net-metered residential rooftop and canopy |  | None | Tesla Energy Operations Inc. | JCP&L | Accepted | 2020-08-31 | 2020-09-03 | 2021-10-30 | Delta Electronics | M8-TL-US [240V] | Inverters | 7680 |  | 2 |  |  | 0.975 |  | Indoor | Inside garage
NJSTRE1545523862 |  | Transition Incentive Program | Sparta | 7871 | 1 | 13.86 | Residential | Yes | Behind the Meter | Net-metered residential rooftop and canopy |  | None | Tesla Energy Operations Inc. | JCP&L | Accepted | 2020-08-31 | 2020-09-03 | 2021-10-30 | Tesla | SR60T1 | Solar Panels |  | 0.05847 | 138 | 143 | 34 |  | Fixed | Roof
NJSTRE1545523862 |  | Transition Incentive Program | Sparta | 7871 | 1 | 13.86 | Residential | Yes | Behind the Meter | Net-metered residential rooftop and canopy |  | None | Tesla Energy Operations Inc. | JCP&L | Accepted | 2020-08-31 | 2020-09-03 | 2021-10-30 | Tesla | SR60T1 | Solar Panels |  | 0.05847 | 99 | 322 | 34 |  | Fixed | Roof
NJSTRE1545523869 |  | Transition Incentive Program | Shrewsbury | 7702 | 17 | 3.05 | Residential | Yes | Behind the Meter | Net-metered residential rooftop and canopy |  | None | Sunrun Installation Services, Inc. | JCP&L | Accepted | 2020-08-31 | 2020-09-03 | 2021-10-30 | Enphase Energy | IQ7-60-x-US (240V) | Inverters | 240 |  | 10 |  |  | 0.96 |  | Outdoor | Rooftop
NJSTRE1545523869 |  | Transition Incentive Program | Shrewsbury | 7702 | 17 | 3.05 | Residential | Yes | Behind the Meter | Net-metered residential rooftop and canopy |  | None | Sunrun Installation Services, Inc. | JCP&L | Accepted | 2020-08-31 | 2020-09-03 | 2021-10-30 | LONGi Green Energy Technology Co Ltd | LR6-60HPB-305M | Solar Panels |  | 0.305 | 4 | 98 | 18 |  | Fixed | Roof
NJSTRE1545523869 |  | Transition Incentive Program | Shrewsbury | 7702 | 17 | 3.05 | Residential | Yes | Behind the Meter | Net-metered residential rooftop and canopy |  | None | Sunrun Installation Services, Inc. | JCP&L | Accepted | 2020-08-31 | 2020-09-03 | 2021-10-30 | LONGi Green Energy Technology Co Ltd | LR6-60HPB-305M | Solar Panels |  | 0.305 | 6 | 99 | 23 |  | Fixed | Roof
NJSTRE1545523934 |  | Transition Incentive Program | Plainsboro | 8536 | 11 | 12.16 | Residential | No | Behind the Meter | Net-metered residential rooftop and canopy |  | None | Greentech Solar USA LLC | PSE&G | Accepted | 2020-08-31 | 2020-09-03 | 2021-10-30 | Growatt | 10000MTLP-US | Inverters | 10000 |  | 1 |  |  | 0.97 |  | Indoor | Basement Wall
NJSTRE1545523934 |  | Transition Incentive Program | Plainsboro | 8536 | 11 | 12.16 | Residential | No | Behind the Meter | Net-metered residential rooftop and canopy |  | None | Greentech Solar USA LLC | PSE&G | Accepted | 2020-08-31 | 2020-09-03 | 2021-10-30 | Canadian Solar | CS1H-320MS | Solar Panels |  | 0.32 | 7 | 240 | 40 |  | Fixed | Roof
NJSTRE1545523934 |  | Transition Incentive Program | Plainsboro | 8536 | 11 | 12.16 | Residential | No | Behind the Meter | Net-metered residential rooftop and canopy |  | None | Greentech Solar USA LLC | PSE&G | Accepted | 2020-08-31 | 2020-09-03 | 2021-10-30 | Canadian Solar | CS1H-320MS | Solar Panels |  | 0.32 | 24 | 150 | 30 |  | Fixed | Roof
NJSTRE1545523934 |  | Transition Incentive Program | Plainsboro | 8536 | 11 | 12.16 | Residential | No | Behind the Meter | Net-metered residential rooftop and canopy |  | None | Greentech Solar USA LLC | PSE&G | Accepted | 2020-08-31 | 2020-09-03 | 2021-10-30 | Canadian Solar | CS1H-320MS | Solar Panels |  | 0.32 | 7 | 60 | 40 |  | Fixed | Roof
NJSTRE1545524011 |  | Transition Incentive Program | Mickleton | 8056 | 15 | 11.34 | Residential | No | Behind the Meter | Net-metered residential rooftop and canopy |  | None | Advanced Renewable Solutions | AC Electric | Accepted | 2020-08-31 | 2020-09-03 | 2021-10-30 | ENPHASE | IQ7-60-2-US | Inverters | 8640 |  | 36 |  |  | 0.976 |  | Outdoor | Micro-inverters are mounted to underside of every solar
NJSTRE1545524011 |  | Transition Incentive Program | Mickleton | 8056 | 15 | 11.34 | Residential | No | Behind the Meter | Net-metered residential rooftop and canopy |  | None | Advanced Renewable Solutions | AC Electric | Accepted | 2020-08-31 | 2020-09-03 | 2021-10-30 | CertainTeed | CT315M11-02 | Solar Panels |  | 0.315 | 19 | 143 | 20 |  | Fixed | Roof
NJSTRE1545524011 |  | Transition Incentive Program | Mickleton | 8056 | 15 | 11.34 | Residential | No | Behind the Meter | Net-metered residential rooftop and canopy |  | None | Advanced Renewable Solutions | AC Electric | Accepted | 2020-08-31 | 2020-09-03 | 2021-10-30 | CertainTeed | CT315M11-02 | Solar Panels |  | 0.315 | 17 | 323 | 20 |  | Fixed | Roof
NJSTRE1545524012 |  | Transition Incentive Program | Mt. Laurel | 8054 | 13 | 10.4 | Residential | No | Behind the Meter | Net-metered residential rooftop and canopy |  | None | Advanced Renewable Solutions | PSE&G | Accepted | 2020-08-31 | 2020-09-03 | 2021-10-30 | ENPHASE | IQ7-60-2-US | Inverters | 7920 |  | 33 |  |  | 0.976 |  | Outdoor | Micro-inverters are mounted to underside of each solar
NJSTRE1545524012 |  | Transition Incentive Program | Mt. Laurel | 8054 | 13 | 10.4 | Residential | No | Behind the Meter | Net-metered residential rooftop and canopy |  | None | Advanced Renewable Solutions | PSE&G | Accepted | 2020-08-31 | 2020-09-03 | 2021-10-30 | CertainTeed | CT315M11-02 | Solar Panels |  | 0.315 | 13 | 132 | 20 |  | Fixed | Roof
NJSTRE1545524012 |  | Transition Incentive Program | Mt. Laurel | 8054 | 13 | 10.4 | Residential | No | Behind the Meter | Net-metered residential rooftop and canopy |  | None | Advanced Renewable Solutions | PSE&G | Accepted | 2020-08-31 | 2020-09-03 | 2021-10-30 | CertainTeed | CT315M11-02 | Solar Panels |  | 0.315 | 16 | 222 | 20 |  | Fixed | Roof
NJSTRE1545524012 |  | Transition Incentive Program | Mt. Laurel | 8054 | 13 | 10.4 | Residential | No | Behind the Meter | Net-metered residential rooftop and canopy |  | None | Advanced Renewable Solutions | PSE&G | Accepted | 2020-08-31 | 2020-09-03 | 2021-10-30 | CertainTeed | CT315M11-02 | Solar Panels |  | 0.315 | 4 | 312 | 20 |  | Fixed | Roof
NJSTRE1545525176 |  | Transition Incentive Program | South Brunswick | 8824 | 11 | 7.04 | Residential | Yes | Behind the Meter | Net-metered residential rooftop and canopy |  | None | Vision Solar LLC | PSE&G | Accepted | 2020-09-01 | 2020-09-03 | 2021-10-30 | ENPHASE | IQ7-60-2-US | Inverters | 0.24 |  | 21 |  |  | 0.96 |  | Other | BEHIND EACH PANEL
NJSTRE1545525176 |  | Transition Incentive Program | South Brunswick | 8824 | 11 | 7.04 | Residential | Yes | Behind the Meter | Net-metered residential rooftop and canopy |  | None | Vision Solar LLC | PSE&G | Accepted | 2020-09-01 | 2020-09-03 | 2021-10-30 | HANWHA Q-CELLS | Q.PEAK DUO-G6+ 335 | Solar Panels |  | 0.335 | 7 | 212 | 15 |  | Fixed | Roof
NJSTRE1545525176 |  | Transition Incentive Program | South Brunswick | 8824 | 11 | 7.04 | Residential | Yes | Behind the Meter | Net-metered residential rooftop and canopy |  | None | Vision Solar LLC | PSE&G | Accepted | 2020-09-01 | 2020-09-03 | 2021-10-30 | HANWHA Q-CELLS | Q.PEAK DUO-G6+ 335 | Solar Panels |  | 0.335 | 6 | 32 | 15 |  | Fixed | Roof
NJSTRE1545525176 |  | Transition Incentive Program | South Brunswick | 8824 | 11 | 7.04 | Residential | Yes | Behind the Meter | Net-metered residential rooftop and canopy |  | None | Vision Solar LLC | PSE&G | Accepted | 2020-09-01 | 2020-09-03 | 2021-10-30 | HANWHA Q-CELLS | Q.PEAK DUO-G6+ 335 | Solar Panels |  | 0.335 | 8 | 122 | 25 |  | Fixed | Roof
NJSTRE1545525244 |  | Transition Incentive Program | Edison Township | 8820 | 11 | 19.8 | Residential | No | Behind the Meter | Net-metered residential rooftop and canopy |  | None | Green Power Energy | PSE&G | Accepted | 2020-09-01 | 2020-09-03 | 2021-10-30 | Solar Edge | SE10000H-US | Inverters | 10000 |  | 2 |  |  | 0.97 |  | Outside | next to meter
NJSTRE1545525244 |  | Transition Incentive Program | Edison Township | 8820 | 11 | 19.8 | Residential | No | Behind the Meter | Net-metered residential rooftop and canopy |  | None | Green Power Energy | PSE&G | Accepted | 2020-09-01 | 2020-09-03 | 2021-10-30 | LG Electronics | LG360Q1C-V5 | Solar Panels |  | 0.36 | 8 | 86 | 35 |  | Fixed | Roof
NJSTRE1545525244 |  | Transition Incentive Program | Edison Township | 8820 | 11 | 19.8 | Residential | No | Behind the Meter | Net-metered residential rooftop and canopy |  | None | Green Power Energy | PSE&G | Accepted | 2020-09-01 | 2020-09-03 | 2021-10-30 | LG Electronics | LG360Q1C-V5 | Solar Panels |  | 0.36 | 9 | 86 | 35 |  | Fixed | Roof
NJSTRE1545525244 |  | Transition Incentive Program | Edison Township | 8820 | 11 | 19.8 | Residential | No | Behind the Meter | Net-metered residential rooftop and canopy |  | None | Green Power Energy | PSE&G | Accepted | 2020-09-01 | 2020-09-03 | 2021-10-30 | LG Electronics | LG360Q1C-V5 | Solar Panels |  | 0.36 | 5 | 356 | 45 |  | Fixed | Roof
NJSTRE1545525244 |  | Transition Incentive Program | Edison Township | 8820 | 11 | 19.8 | Residential | No | Behind the Meter | Net-metered residential rooftop and canopy |  | None | Green Power Energy | PSE&G | Accepted | 2020-09-01 | 2020-09-03 | 2021-10-30 | LG Electronics | LG360Q1C-V5 | Solar Panels |  | 0.36 | 5 | 176 | 45 |  | Fixed | Roof
NJSTRE1545525244 |  | Transition Incentive Program | Edison Township | 8820 | 11 | 19.8 | Residential | No | Behind the Meter | Net-metered residential rooftop and canopy |  | None | Green Power Energy | PSE&G | Accepted | 2020-09-01 | 2020-09-03 | 2021-10-30 | LG Electronics | LG360Q1C-V5 | Solar Panels |  | 0.36 | 4 | 176 | 45 |  | Fixed | Roof
NJSTRE1545525244 |  | Transition Incentive Program | Edison Township | 8820 | 11 | 19.8 | Residential | No | Behind the Meter | Net-metered residential rooftop and canopy |  | None | Green Power Energy | PSE&G | Accepted | 2020-09-01 | 2020-09-03 | 2021-10-30 | LG Electronics | LG360Q1C-V5 | Solar Panels |  | 0.36 | 4 | 176 | 45 |  | Fixed | Roof
NJSTRE1545525244 |  | Transition Incentive Program | Edison Township | 8820 | 11 | 19.8 | Residential | No | Behind the Meter | Net-metered residential rooftop and canopy |  | None | Green Power Energy | PSE&G | Accepted | 2020-09-01 | 2020-09-03 | 2021-10-30 | LG Electronics | LG360Q1C-V5 | Solar Panels |  | 0.36 | 20 | 266 | 35 |  | Fixed | Roof
NJSTRE1545525246 |  | Transition Incentive Program | MORRISTOWN | 7960 | 3 | 3.25 | Residential | Yes | Behind the Meter | Net-metered residential rooftop and canopy |  | None | Vivint Solar Developer, LLC | PSE&G | Accepted | 2020-09-03 | 2020-09-03 | 2021-10-30 | Solar Edge | SE3800H-US | Inverters | 3800 |  | 1 |  |  | 0.992 |  | Outdoor | Near the Utility Meter
NJSTRE1545525246 |  | Transition Incentive Program | MORRISTOWN | 7960 | 3 | 3.25 | Residential | Yes | Behind the Meter | Net-metered residential rooftop and canopy |  | None | Vivint Solar Developer, LLC | PSE&G | Accepted | 2020-09-03 | 2020-09-03 | 2021-10-30 | JINKO SOLAR | JKM325M-60HBL | Solar Panels |  | 0.325 | 6 | 291 | 22 |  | Fixed | Roof
NJSTRE1545525246 |  | Transition Incentive Program | MORRISTOWN | 7960 | 3 | 3.25 | Residential | Yes | Behind the Meter | Net-metered residential rooftop and canopy |  | None | Vivint Solar Developer, LLC | PSE&G | Accepted | 2020-09-03 | 2020-09-03 | 2021-10-30 | JINKO SOLAR | JKM325M-60HBL | Solar Panels |  | 0.325 | 4 | 111 | 22 |  | Fixed | Roof
NJSTRE1545525275 |  | Transition Incentive Program | Bargaintown | 8234 | 19 | 6.4 | Residential | Yes | Behind the Meter | Net-metered residential rooftop and canopy |  | None | All Season Solar | AC Electric | Accepted | 2020-09-01 | 2020-09-03 | 2021-10-30 | Enphase | IQ7 | Inverters | 240 |  | 20 |  |  | 0.97 |  | Outdoor | under module
NJSTRE1545525275 |  | Transition Incentive Program | Bargaintown | 8234 | 19 | 6.4 | Residential | Yes | Behind the Meter | Net-metered residential rooftop and canopy |  | None | All Season Solar | AC Electric | Accepted | 2020-09-01 | 2020-09-03 | 2021-10-30 | Trina | TSMDD06M.05II | Solar Panels |  | 0.32 | 20 | 200 | 22 |  | Fixed | Roof
NJSTRE1545525308 |  | Transition Incentive Program | Ventnor City | 8406 | 19 | 11.52 | Residential | Yes | Behind the Meter | Net-metered residential rooftop and canopy |  | None | All Season Solar | AC Electric | Accepted | 2020-09-01 | 2020-09-03 | 2021-10-30 | Enphase | IQ7 | Inverters | 240 |  | 36 |  |  | 0.97 |  | Outdoor | under Module
NJSTRE1545525308 |  | Transition Incentive Program | Ventnor City | 8406 | 19 | 11.52 | Residential | Yes | Behind the Meter | Net-metered residential rooftop and canopy |  | None | All Season Solar | AC Electric | Accepted | 2020-09-01 | 2020-09-03 | 2021-10-30 | Trina | TSMDD06m.05II | Solar Panels |  | 0.32 | 2 | 148 | 39 |  | Fixed | Roof
NJSTRE1545525308 |  | Transition Incentive Program | Ventnor City | 8406 | 19 | 11.52 | Residential | Yes | Behind the Meter | Net-metered residential rooftop and canopy |  | None | All Season Solar | AC Electric | Accepted | 2020-09-01 | 2020-09-03 | 2021-10-30 | Trina | TSMDD06m.05II | Solar Panels |  | 0.32 | 6 | 58 | 33 |  | Fixed | Roof
NJSTRE1545525308 |  | Transition Incentive Program | Ventnor City | 8406 | 19 | 11.52 | Residential | Yes | Behind the Meter | Net-metered residential rooftop and canopy |  | None | All Season Solar | AC Electric | Accepted | 2020-09-01 | 2020-09-03 | 2021-10-30 | Trina | TSMDD06m.05II | Solar Panels |  | 0.32 | 3 | 148 | 39 |  | Fixed | Roof
NJSTRE1545525308 |  | Transition Incentive Program | Ventnor City | 8406 | 19 | 11.52 | Residential | Yes | Behind the Meter | Net-metered residential rooftop and canopy |  | None | All Season Solar | AC Electric | Accepted | 2020-09-01 | 2020-09-03 | 2021-10-30 | Trina | TSMDD06m.05II | Solar Panels |  | 0.32 | 25 | 238 | 33 |  | Fixed | Roof
NJSTRE1545525331 |  | Transition Incentive Program | Harrison Town | 7029 | 8 | 6.12 | Residential | No | Behind the Meter | Net-metered residential rooftop and canopy |  | None | Tesla Energy Operations Inc. | PSE&G | Accepted | 2020-09-01 | 2020-09-03 | 2021-10-30 | SolarEdge Technologies | SE7600H-US [240V] | Inverters | 7600 |  | 1 |  |  | 0.99 |  | Outside | Outside
NJSTRE1545525331 |  | Transition Incentive Program | Harrison Town | 7029 | 8 | 6.12 | Residential | No | Behind the Meter | Net-metered residential rooftop and canopy |  | None | Tesla Energy Operations Inc. | PSE&G | Accepted | 2020-09-01 | 2020-09-03 | 2021-10-30 | Hanwha Q-CELLS | Q.Peak DUO BLK-G6+ 340 | Solar Panels |  | 0.34 | 18 | 259 | 45 |  | Fixed | Roof
NJSTRE1545525352 |  | Transition Incentive Program | Galloway | 8205 | 19 | 11.52 | Residential | Yes | Behind the Meter | Net-metered residential rooftop and canopy |  | None | Trinity Solar | AC Electric | Accepted | 2020-09-01 | 2020-09-03 | 2021-10-30 | Solar Edge | SE10000 | Inverters | 10000 |  | 1 |  |  | 0.97 |  | Outside | side of home
NJSTRE1545525352 |  | Transition Incentive Program | Galloway | 8205 | 19 | 11.52 | Residential | Yes | Behind the Meter | Net-metered residential rooftop and canopy |  | None | Trinity Solar | AC Electric | Accepted | 2020-09-01 | 2020-09-03 | 2021-10-30 | Hanwha | Q.PEAK DUO BLK-G5 320 | Solar Panels |  | 0.32 | 19 | 101 | 23 |  | Fixed | Roof
NJSTRE1545525352 |  | Transition Incentive Program | Galloway | 8205 | 19 | 11.52 | Residential | Yes | Behind the Meter | Net-metered residential rooftop and canopy |  | None | Trinity Solar | AC Electric | Accepted | 2020-09-01 | 2020-09-03 | 2021-10-30 | Hanwha | Q.PEAK DUO BLK-G5 320 | Solar Panels |  | 0.32 | 11 | 281 | 23 |  | Fixed | Roof
NJSTRE1545525352 |  | Transition Incentive Program | Galloway | 8205 | 19 | 11.52 | Residential | Yes | Behind the Meter | Net-metered residential rooftop and canopy |  | None | Trinity Solar | AC Electric | Accepted | 2020-09-01 | 2020-09-03 | 2021-10-30 | Hanwha | Q.PEAK DUO BLK-G5 320 | Solar Panels |  | 0.32 | 6 | 281 | 27 |  | Fixed | Roof
NJSTRE1545525402 |  | Transition Incentive Program | Holmdel | 7733 | 17 | 14.76 | Residential | No | Behind the Meter | Net-metered residential rooftop and canopy |  | None | Green Power energy | JCP&L | Accepted | 2020-09-01 | 2020-09-03 | 2021-10-30 | Enphase Energy | IQ7PLUS-72-2-US | Inverters | 0.29 |  | 41 |  |  | 0.975 |  | Outside | next to meter
NJSTRE1545525402 |  | Transition Incentive Program | Holmdel | 7733 | 17 | 14.76 | Residential | No | Behind the Meter | Net-metered residential rooftop and canopy |  | None | Green Power energy | JCP&L | Accepted | 2020-09-01 | 2020-09-03 | 2021-10-30 | LG Electronics | LG360Q1C-V5 | Solar Panels |  | 0.36 | 17 | 260 | 40 |  | Fixed | Roof
NJSTRE1545525402 |  | Transition Incentive Program | Holmdel | 7733 | 17 | 14.76 | Residential | No | Behind the Meter | Net-metered residential rooftop and canopy |  | None | Green Power energy | JCP&L | Accepted | 2020-09-01 | 2020-09-03 | 2021-10-30 | LG Electronics | LG360Q1C-V5 | Solar Panels |  | 0.36 | 8 | 260 | 30 |  | Fixed | Roof
NJSTRE1545525402 |  | Transition Incentive Program | Holmdel | 7733 | 17 | 14.76 | Residential | No | Behind the Meter | Net-metered residential rooftop and canopy |  | None | Green Power energy | JCP&L | Accepted | 2020-09-01 | 2020-09-03 | 2021-10-30 | LG Electronics | LG360Q1C-V5 | Solar Panels |  | 0.36 | 16 | 270 | 40 |  | Fixed | Roof
NJSTRE1545525407 |  | Transition Incentive Program | Gloucester Twp | 8012 | 14 | 8.64 | Residential | Yes | Behind the Meter | Net-metered residential rooftop and canopy |  | None | All Season Solar | PSE&G | Accepted | 2020-09-01 | 2020-09-03 | 2021-10-30 | Enphase | IQ7 | Inverters | 240 |  | 27 |  |  | 0.97 |  | Outdoor | under module
NJSTRE1545525407 |  | Transition Incentive Program | Gloucester Twp | 8012 | 14 | 8.64 | Residential | Yes | Behind the Meter | Net-metered residential rooftop and canopy |  | None | All Season Solar | PSE&G | Accepted | 2020-09-01 | 2020-09-03 | 2021-10-30 | Trina | TSMDD06M.05II | Solar Panels |  | 0.32 | 27 | 222 | 30 |  | Fixed | Roof
NJSTRE1545526458 |  | Transition Incentive Program | EGG HARBOR TOWNSHIP | 8234 | 19 | 13.98 | Residential | Yes | Behind the Meter | Net-metered residential rooftop and canopy |  | None | Vivint Solar Developer, LLC | AC Electric | Accepted | 2020-09-03 | 2020-09-03 | 2021-10-30 | Solar Edge | SE3800H-US | Inverters | 3800 |  | 1 |  |  | 0.992 |  | Outdoor | Near the Utility Meter
NJSTRE1545526458 |  | Transition Incentive Program | EGG HARBOR TOWNSHIP | 8234 | 19 | 13.98 | Residential | Yes | Behind the Meter | Net-metered residential rooftop and canopy |  | None | Vivint Solar Developer, LLC | AC Electric | Accepted | 2020-09-03 | 2020-09-03 | 2021-10-30 | Solar Edge | SE7600H-US | Inverters | 7600 |  | 1 |  |  | 0.992 |  | Outdoor | Near the Utility Meter
NJSTRE1545526458 |  | Transition Incentive Program | EGG HARBOR TOWNSHIP | 8234 | 19 | 13.98 | Residential | Yes | Behind the Meter | Net-metered residential rooftop and canopy |  | None | Vivint Solar Developer, LLC | AC Electric | Accepted | 2020-09-03 | 2020-09-03 | 2021-10-30 | JINKO SOLAR | JKM325M-60HBL | Solar Panels |  | 0.325 | 6 | 36 | 10 |  | Fixed | Roof
NJSTRE1545526458 |  | Transition Incentive Program | EGG HARBOR TOWNSHIP | 8234 | 19 | 13.98 | Residential | Yes | Behind the Meter | Net-metered residential rooftop and canopy |  | None | Vivint Solar Developer, LLC | AC Electric | Accepted | 2020-09-03 | 2020-09-03 | 2021-10-30 | JINKO SOLAR | JKM325M-60HBL | Solar Panels |  | 0.325 | 17 | 36 | 18 |  | Fixed | Roof
NJSTRE1545526458 |  | Transition Incentive Program | EGG HARBOR TOWNSHIP | 8234 | 19 | 13.98 | Residential | Yes | Behind the Meter | Net-metered residential rooftop and canopy |  | None | Vivint Solar Developer, LLC | AC Electric | Accepted | 2020-09-03 | 2020-09-03 | 2021-10-30 | JINKO SOLAR | JKM325M-60HBL | Solar Panels |  | 0.325 | 20 | 216 | 18 |  | Fixed | Roof
NJSTRE1545526472 |  | Transition Incentive Program | Livingston | 7039 | 9 | 10.44 | Residential | No | Behind the Meter | Net-metered residential rooftop and canopy |  | None | Skyline Solar LLC | PSE&G | Accepted | 2020-09-01 | 2020-09-03 | 2021-10-30 | Enphase | IQ7+ | Inverters | 290 |  | 29 |  |  | 0.99 |  | Outside | under panels
NJSTRE1545526472 |  | Transition Incentive Program | Livingston | 7039 | 9 | 10.44 | Residential | No | Behind the Meter | Net-metered residential rooftop and canopy |  | None | Skyline Solar LLC | PSE&G | Accepted | 2020-09-01 | 2020-09-03 | 2021-10-30 | REC | REC260 | Solar Panels |  | 0.36 | 18 | 116 | 25 |  | Fixed | Roof
NJSTRE1545526472 |  | Transition Incentive Program | Livingston | 7039 | 9 | 10.44 | Residential | No | Behind the Meter | Net-metered residential rooftop and canopy |  | None | Skyline Solar LLC | PSE&G | Accepted | 2020-09-01 | 2020-09-03 | 2021-10-30 | REC | REC360AA | Solar Panels |  | 0.36 | 11 | 296 | 25 |  | Fixed | Roof
NJSTRE1545526491 |  | Transition Incentive Program | Hewitt | 07421-1784 |  | 13.6 | Residential | Yes | Behind the Meter | Net-metered residential rooftop and canopy |  | None | Trinity Solar | Orange Rockland Electric | Accepted | 2020-09-01 | 2020-09-03 | 2021-10-30 | Solar Edge | SE11400 | Inverters | 11400 |  | 1 |  |  | 0.97 |  | Outside | side of home
NJSTRE1545526491 |  | Transition Incentive Program | Hewitt | 07421-1784 |  | 13.6 | Residential | Yes | Behind the Meter | Net-metered residential rooftop and canopy |  | None | Trinity Solar | Orange Rockland Electric | Accepted | 2020-09-01 | 2020-09-03 | 2021-10-30 | Hanwha | Q.PEAK DUO BLK-G6 340 | Solar Panels |  | 0.34 | 13 | 257 | 23 |  | Fixed | Roof
NJSTRE1545526491 |  | Transition Incentive Program | Hewitt | 07421-1784 |  | 13.6 | Residential | Yes | Behind the Meter | Net-metered residential rooftop and canopy |  | None | Trinity Solar | Orange Rockland Electric | Accepted | 2020-09-01 | 2020-09-03 | 2021-10-30 | Hanwha | Q.PEAK DUO BLK-G6 340 | Solar Panels |  | 0.34 | 8 | 77 | 23 |  | Fixed | Roof
NJSTRE1545526491 |  | Transition Incentive Program | Hewitt | 07421-1784 |  | 13.6 | Residential | Yes | Behind the Meter | Net-metered residential rooftop and canopy |  | None | Trinity Solar | Orange Rockland Electric | Accepted | 2020-09-01 | 2020-09-03 | 2021-10-30 | Hanwha | Q.PEAK DUO BLK-G6 340 | Solar Panels |  | 0.34 | 9 | 167 | 15 |  | Fixed | Roof
NJSTRE1545526491 |  | Transition Incentive Program | Hewitt | 07421-1784 |  | 13.6 | Residential | Yes | Behind the Meter | Net-metered residential rooftop and canopy |  | None | Trinity Solar | Orange Rockland Electric | Accepted | 2020-09-01 | 2020-09-03 | 2021-10-30 | Hanwha | Q.PEAK DUO BLK-G6 340 | Solar Panels |  | 0.34 | 10 | 347 | 16 |  | Fixed | Roof
NJSTRE1545526512 |  | Transition Incentive Program | Dumont Boro | 7628 | 7 | 4.08 | Residential | Yes | Behind the Meter | Net-metered residential rooftop and canopy |  | None | Tesla Energy Operations Inc. | PSE&G | Accepted | 2020-09-01 | 2020-09-03 | 2021-10-30 | SolarEdge Technologies | SE3800H-US [240V] | Inverters | 3800 |  | 1 |  |  | 0.99 |  | Outside | Outside
NJSTRE1545526512 |  | Transition Incentive Program | Dumont Boro | 7628 | 7 | 4.08 | Residential | Yes | Behind the Meter | Net-metered residential rooftop and canopy |  | None | Tesla Energy Operations Inc. | PSE&G | Accepted | 2020-09-01 | 2020-09-03 | 2021-10-30 | Hanwha Q-CELLS | Q.Peak DUO BLK-G6+ 340 | Solar Panels |  | 0.34 | 12 | 266 | 43 |  | Fixed | Roof
NJSTRE1545526513 |  | Transition Incentive Program | Stockton | 8559 | 4 | 6.4 | Residential | No | Behind the Meter | Net-metered residential rooftop and canopy |  | None | Green Power Energy | JCP&L | Accepted | 2020-09-01 | 2020-09-03 | 2021-10-30 | SolarEdge | SE6000H-US | Inverters | 6000 |  | 1 |  |  | 0.97 |  | Outside | next to meter
NJSTRE1545526513 |  | Transition Incentive Program | Stockton | 8559 | 4 | 6.4 | Residential | No | Behind the Meter | Net-metered residential rooftop and canopy |  | None | Green Power Energy | JCP&L | Accepted | 2020-09-01 | 2020-09-03 | 2021-10-30 | Hanwha | Q.PEAK DUO L-G7.2 400 | Solar Panels |  | 0.4 | 16 | 260 | 35 |  | Fixed | Roof
NJSTRE1545526515 |  | Transition Incentive Program | Toms River | 8753 | 18 | 7.36 | Residential | Yes | Behind the Meter | Net-metered residential rooftop and canopy |  | None | All Season Solar | JCP&L | Accepted | 2020-09-01 | 2020-09-03 | 2021-10-30 | Enphase | IQ7 | Inverters | 240 |  | 23 |  |  | 0.97 |  | Outdoor | under module
NJSTRE1545526515 |  | Transition Incentive Program | Toms River | 8753 | 18 | 7.36 | Residential | Yes | Behind the Meter | Net-metered residential rooftop and canopy |  | None | All Season Solar | JCP&L | Accepted | 2020-09-01 | 2020-09-03 | 2021-10-30 | Trina | TSMDD06M.05II | Solar Panels |  | 0.32 | 7 | 241 | 38 |  | Fixed | Roof
NJSTRE1545526515 |  | Transition Incentive Program | Toms River | 8753 | 18 | 7.36 | Residential | Yes | Behind the Meter | Net-metered residential rooftop and canopy |  | None | All Season Solar | JCP&L | Accepted | 2020-09-01 | 2020-09-03 | 2021-10-30 | Trina | TSMDD06M.05II | Solar Panels |  | 0.32 | 8 | 241 | 38 |  | Fixed | Roof
NJSTRE1545526515 |  | Transition Incentive Program | Toms River | 8753 | 18 | 7.36 | Residential | Yes | Behind the Meter | Net-metered residential rooftop and canopy |  | None | All Season Solar | JCP&L | Accepted | 2020-09-01 | 2020-09-03 | 2021-10-30 | Trina | TSMDD06M.05II | Solar Panels |  | 0.32 | 3 | 331 | 38 |  | Fixed | Roof
NJSTRE1545526515 |  | Transition Incentive Program | Toms River | 8753 | 18 | 7.36 | Residential | Yes | Behind the Meter | Net-metered residential rooftop and canopy |  | None | All Season Solar | JCP&L | Accepted | 2020-09-01 | 2020-09-03 | 2021-10-30 | Trina | TSMDD06M.05II | Solar Panels |  | 0.32 | 2 | 241 | 19 |  | Fixed | Roof
NJSTRE1545526515 |  | Transition Incentive Program | Toms River | 8753 | 18 | 7.36 | Residential | Yes | Behind the Meter | Net-metered residential rooftop and canopy |  | None | All Season Solar | JCP&L | Accepted | 2020-09-01 | 2020-09-03 | 2021-10-30 | tRINA | TSMDD06M.05II | Solar Panels |  | 0.32 | 3 | 151 | 38 |  | Fixed | Roof
NJSTRE1545526516 |  | Transition Incentive Program | Hackensack | 7601 | 7 | 4.55 | Residential | Yes | Behind the Meter | Net-metered residential rooftop and canopy |  | None | Pro Custom Solar dba Momentum Solar | PSE&G | Accepted | 2020-09-01 | 2020-09-03 | 2021-10-30 | Enphase | IQ7PLUS-72-2-US | Inverters | 290 |  | 13 |  |  | 0.97 |  | Outdoor | Roof
NJSTRE1545526516 |  | Transition Incentive Program | Hackensack | 7601 | 7 | 4.55 | Residential | Yes | Behind the Meter | Net-metered residential rooftop and canopy |  | None | Pro Custom Solar dba Momentum Solar | PSE&G | Accepted | 2020-09-01 | 2020-09-03 | 2021-10-30 | LG | LG 350N1C-V5 | Solar Panels |  | 0.35 | 7 | 26 | 29 |  | Fixed | Roof
NJSTRE1545526516 |  | Transition Incentive Program | Hackensack | 7601 | 7 | 4.55 | Residential | Yes | Behind the Meter | Net-metered residential rooftop and canopy |  | None | Pro Custom Solar dba Momentum Solar | PSE&G | Accepted | 2020-09-01 | 2020-09-03 | 2021-10-30 | LG | LG 350N1C-V5 | Solar Panels |  | 0.35 | 6 | 206 | 29 |  | Fixed | Roof
NJSTRE1545526517 |  | Transition Incentive Program | Gloucester Township | 8012 | 14 | 12.75 | Residential | Yes | Behind the Meter | Net-metered residential rooftop and canopy |  | None | Ad Energy | PSE&G | Accepted | 2020-09-01 | 2020-09-03 | 2021-10-30 | Enphase Energy | IQ7XS-96-ACM-US | Inverters | 315 |  | 39 |  |  | 0.975 |  | Outdoor | At each panel
NJSTRE1545526517 |  | Transition Incentive Program | Gloucester Township | 8012 | 14 | 12.75 | Residential | Yes | Behind the Meter | Net-metered residential rooftop and canopy |  | None | Ad Energy | PSE&G | Accepted | 2020-09-01 | 2020-09-03 | 2021-10-30 | SunPower | SPR-E20-327-E-AC | Solar Panels |  | 0.327 | 19 | 240 | 23 |  | Fixed | Roof
NJSTRE1545526517 |  | Transition Incentive Program | Gloucester Township | 8012 | 14 | 12.75 | Residential | Yes | Behind the Meter | Net-metered residential rooftop and canopy |  | None | Ad Energy | PSE&G | Accepted | 2020-09-01 | 2020-09-03 | 2021-10-30 | SunPower | SPR-E20-327-E-AC | Solar Panels |  | 0.327 | 8 | 60 | 23 |  | Fixed | Roof
NJSTRE1545526517 |  | Transition Incentive Program | Gloucester Township | 8012 | 14 | 12.75 | Residential | Yes | Behind the Meter | Net-metered residential rooftop and canopy |  | None | Ad Energy | PSE&G | Accepted | 2020-09-01 | 2020-09-03 | 2021-10-30 | SunPower | SPR-E20-327-E-AC | Solar Panels |  | 0.327 | 8 | 150 | 21 |  | Fixed | Roof
NJSTRE1545526517 |  | Transition Incentive Program | Gloucester Township | 8012 | 14 | 12.75 | Residential | Yes | Behind the Meter | Net-metered residential rooftop and canopy |  | None | Ad Energy | PSE&G | Accepted | 2020-09-01 | 2020-09-03 | 2021-10-30 | SunPower | SPR-E20-327-E-AC | Solar Panels |  | 0.327 | 4 | 150 | 23 |  | Fixed | Roof
NJSTRE1545526535 |  | Transition Incentive Program | Glen Ridge Boro | 7028 | 9 | 3.41 | Residential | Yes | Behind the Meter | Net-metered residential rooftop and canopy |  | None | Bright Planet Solar | PSE&G | Accepted | 2020-09-01 | 2020-09-03 | 2021-10-30 | SOLAR EDGE | SE3000H-USRGM | Inverters | 3000 |  | 1 |  |  | 0.98 |  | Outdoor | OUTSIDE
NJSTRE1545526535 |  | Transition Incentive Program | Glen Ridge Boro | 7028 | 9 | 3.41 | Residential | Yes | Behind the Meter | Net-metered residential rooftop and canopy |  | None | Bright Planet Solar | PSE&G | Accepted | 2020-09-01 | 2020-09-03 | 2021-10-30 | LONGI | LR6-60HPB-310M | Solar Panels |  | 0.31 | 3 | 221 | 18 |  | Fixed | Roof
NJSTRE1545526535 |  | Transition Incentive Program | Glen Ridge Boro | 7028 | 9 | 3.41 | Residential | Yes | Behind the Meter | Net-metered residential rooftop and canopy |  | None | Bright Planet Solar | PSE&G | Accepted | 2020-09-01 | 2020-09-03 | 2021-10-30 | LONGI | LR6-60HPB-310M | Solar Panels |  | 0.31 | 8 | 219 | 42 |  | Fixed | Roof
NJSTRE1545526555 |  | Transition Incentive Program | Ewing Twp | 8628 | 12 | 18.29 | Residential | Yes | Behind the Meter | Net-metered residential rooftop and canopy |  | None | Bright Planet Solar | PSE&G | Accepted | 2020-09-01 | 2020-09-03 | 2021-10-30 | SOLAR EDGE | SE11400H-USRGM | Inverters | 11400 |  | 1 |  |  | 0.98 |  | Outdoor | OUTSIDE
NJSTRE1545526555 |  | Transition Incentive Program | Ewing Twp | 8628 | 12 | 18.29 | Residential | Yes | Behind the Meter | Net-metered residential rooftop and canopy |  | None | Bright Planet Solar | PSE&G | Accepted | 2020-09-01 | 2020-09-03 | 2021-10-30 | SOLAR EDGE | SE3000H-USRGM | Inverters | 3000 |  | 1 |  |  | 0.98 |  | Outdoor | OUTSIDE
NJSTRE1545526555 |  | Transition Incentive Program | Ewing Twp | 8628 | 12 | 18.29 | Residential | Yes | Behind the Meter | Net-metered residential rooftop and canopy |  | None | Bright Planet Solar | PSE&G | Accepted | 2020-09-01 | 2020-09-03 | 2021-10-30 | LONGI | LR6-60HPB-310M | Solar Panels |  | 0.31 | 31 | 156 | 36 |  | Fixed | Roof
NJSTRE1545526555 |  | Transition Incentive Program | Ewing Twp | 8628 | 12 | 18.29 | Residential | Yes | Behind the Meter | Net-metered residential rooftop and canopy |  | None | Bright Planet Solar | PSE&G | Accepted | 2020-09-01 | 2020-09-03 | 2021-10-30 | LONGI | LR6-60HPB-310M | Solar Panels |  | 0.31 | 28 | 338 | 26 |  | Fixed | Roof
NJSTRE1545526563 |  | Transition Incentive Program | Pleasantville | 8232 | 19 | 7.82 | Residential | Yes | Behind the Meter | Net-metered residential rooftop and canopy |  | None | Castle Energy, LLC | AC Electric | Accepted | 2020-09-01 | 2020-09-03 | 2021-10-30 | Enphase Energy | IQ7-60-2-US | Inverters | 240 |  | 23 |  |  | 0.967 |  | Outdoor | on the rooftop under each solar panel
NJSTRE1545526563 |  | Transition Incentive Program | Pleasantville | 8232 | 19 | 7.82 | Residential | Yes | Behind the Meter | Net-metered residential rooftop and canopy |  | None | Castle Energy, LLC | AC Electric | Accepted | 2020-09-01 | 2020-09-03 | 2021-10-30 | Hanwha Q-Cells | Q.Peak DUO BLK-G6 340 | Solar Panels |  | 0.34 | 8 | 205 | 35 |  | Fixed | Roof
NJSTRE1545526563 |  | Transition Incentive Program | Pleasantville | 8232 | 19 | 7.82 | Residential | Yes | Behind the Meter | Net-metered residential rooftop and canopy |  | None | Castle Energy, LLC | AC Electric | Accepted | 2020-09-01 | 2020-09-03 | 2021-10-30 | Hanwha Q-Cells | Q.Peak DUO BLK-G6 340 | Solar Panels |  | 0.34 | 15 | 115 | 35 |  | Fixed | Roof
NJSTRE1545526565 |  | Transition Incentive Program | Eatontown | 7724 | 17 | 8.75 | Residential | Yes | Behind the Meter | Net-metered residential rooftop and canopy |  | None | Pro Custom Solar dba Momentum Solar | JCP&L | Accepted | 2020-09-01 | 2020-09-03 | 2021-10-30 | Enphase | IQ7PLUS-72-2-US | Inverters | 290 |  | 25 |  |  | 0.97 |  | Outdoor | Roof
NJSTRE1545526565 |  | Transition Incentive Program | Eatontown | 7724 | 17 | 8.75 | Residential | Yes | Behind the Meter | Net-metered residential rooftop and canopy |  | None | Pro Custom Solar dba Momentum Solar | JCP&L | Accepted | 2020-09-01 | 2020-09-03 | 2021-10-30 | LG | LG 350N1C-V5 | Solar Panels |  | 0.35 | 25 | 188 | 30 |  | Fixed | Roof
NJSTRE1545526570 |  | Transition Incentive Program | NORTHVALE | 7647 | 7 | 11.05 | Residential | Yes | Behind the Meter | Net-metered residential rooftop and canopy |  | None | Vivint Solar Developer, LLC | Orange Rockland Electric | Accepted | 2020-09-03 | 2020-09-03 | 2021-10-30 | Solar Edge | SE7600H-US | Inverters | 7600 |  | 1 |  |  | 0.992 |  | Outdoor | Near the Utility Meter
NJSTRE1545526570 |  | Transition Incentive Program | NORTHVALE | 7647 | 7 | 11.05 | Residential | Yes | Behind the Meter | Net-metered residential rooftop and canopy |  | None | Vivint Solar Developer, LLC | Orange Rockland Electric | Accepted | 2020-09-03 | 2020-09-03 | 2021-10-30 | JINKO SOLAR | JKM325M-60HBL | Solar Panels |  | 0.325 | 8 | 174 | 20 |  | Fixed | Roof
NJSTRE1545526570 |  | Transition Incentive Program | NORTHVALE | 7647 | 7 | 11.05 | Residential | Yes | Behind the Meter | Net-metered residential rooftop and canopy |  | None | Vivint Solar Developer, LLC | Orange Rockland Electric | Accepted | 2020-09-03 | 2020-09-03 | 2021-10-30 | JINKO SOLAR | JKM325M-60HBL | Solar Panels |  | 0.325 | 10 | 354 | 20 |  | Fixed | Roof
NJSTRE1545526570 |  | Transition Incentive Program | NORTHVALE | 7647 | 7 | 11.05 | Residential | Yes | Behind the Meter | Net-metered residential rooftop and canopy |  | None | Vivint Solar Developer, LLC | Orange Rockland Electric | Accepted | 2020-09-03 | 2020-09-03 | 2021-10-30 | JINKO SOLAR | JKM325M-60HBL | Solar Panels |  | 0.325 | 16 | 354 | 21 |  | Fixed | Roof
NJSTRE1545526572 |  | Transition Incentive Program | Colts Neck | 7722 | 17 | 18.87 | Residential | No | Behind the Meter | Net-metered residential rooftop and canopy |  | None | Green Sun Energy Services, LLC | JCP&L | Accepted | 2020-09-01 | 2020-09-03 | 2021-10-30 | SolarEdge | SE7600H-US000NC2 | Meters | 7600 |  | 2 |  |  |  | Yes | Outdoor
NJSTRE1545526572 |  | Transition Incentive Program | Colts Neck | 7722 | 17 | 18.87 | Residential | No | Behind the Meter | Net-metered residential rooftop and canopy |  | None | Green Sun Energy Services, LLC | JCP&L | Accepted | 2020-09-01 | 2020-09-03 | 2021-10-30 | SolarEdge | SE7600H-US000NC2 | Inverters | 7600 |  | 2 |  |  | 0.99 |  | Outdoor | Outdoors on barn structures wall
NJSTRE1545526572 |  | Transition Incentive Program | Colts Neck | 7722 | 17 | 18.87 | Residential | No | Behind the Meter | Net-metered residential rooftop and canopy |  | None | Green Sun Energy Services, LLC | JCP&L | Accepted | 2020-09-01 | 2020-09-03 | 2021-10-30 | Solaria | PowerXT 370R-PD Mono | Solar Panels |  | 0.37 | 51 | 249 | 23 |  | Fixed | Roof
NJSTRE1545526585 |  | Transition Incentive Program | Burlington | 8016 | 13 | 9.1 | Residential | Yes | Behind the Meter | Net-metered residential rooftop and canopy |  | None | Pro Custom Solar dba Momentum Solar | PSE&G | Accepted | 2020-09-01 | 2020-09-03 | 2021-10-30 | Enphase | IQ7PLUS-72-2-US | Inverters | 290 |  | 26 |  |  | 0.97 |  | Outdoor | Roof
NJSTRE1545526585 |  | Transition Incentive Program | Burlington | 8016 | 13 | 9.1 | Residential | Yes | Behind the Meter | Net-metered residential rooftop and canopy |  | None | Pro Custom Solar dba Momentum Solar | PSE&G | Accepted | 2020-09-01 | 2020-09-03 | 2021-10-30 | LG | LG 350N1C-V5 | Solar Panels |  | 0.35 | 2 | 50 | 20 |  | Fixed | Roof
NJSTRE1545526585 |  | Transition Incentive Program | Burlington | 8016 | 13 | 9.1 | Residential | Yes | Behind the Meter | Net-metered residential rooftop and canopy |  | None | Pro Custom Solar dba Momentum Solar | PSE&G | Accepted | 2020-09-01 | 2020-09-03 | 2021-10-30 | LG | LG 350N1C-V5 | Solar Panels |  | 0.35 | 24 | 230 | 20 |  | Fixed | Roof
NJSTRE1545526591 |  | Transition Incentive Program | Little Falls Twp | 7424 | 6 | 5.58 | Residential | Yes | Behind the Meter | Net-metered residential rooftop and canopy |  | None | Bright Planet Solar | PSE&G | Accepted | 2020-09-01 | 2020-09-03 | 2021-10-30 | SOLAR EDGE | SE5000H-USRGM | Inverters | 5000 |  | 1 |  |  | 0.98 |  | Outdoor | OUTSIDE
NJSTRE1545526591 |  | Transition Incentive Program | Little Falls Twp | 7424 | 6 | 5.58 | Residential | Yes | Behind the Meter | Net-metered residential rooftop and canopy |  | None | Bright Planet Solar | PSE&G | Accepted | 2020-09-01 | 2020-09-03 | 2021-10-30 | LONGI | LR6-60HPB-310M | Solar Panels |  | 0.31 | 18 | 113 | 22 |  | Fixed | Roof
NJSTRE1545526595 |  | Transition Incentive Program | Pleasantville | 8232 | 19 | 3.2 | Residential | Yes | Behind the Meter | Net-metered residential rooftop and canopy |  | None | Castle Energy, LLC | AC Electric | Accepted | 2020-09-01 | 2020-09-03 | 2021-10-30 | Enphase Energy | IQ7-60-2-US | Inverters | 240 |  | 10 |  |  | 0.967 |  | Outdoor | on the rooftop under each solar panel
NJSTRE1545526595 |  | Transition Incentive Program | Pleasantville | 8232 | 19 | 3.2 | Residential | Yes | Behind the Meter | Net-metered residential rooftop and canopy |  | None | Castle Energy, LLC | AC Electric | Accepted | 2020-09-01 | 2020-09-03 | 2021-10-30 | Hanwha Q-Cells | Q.Peak DUO-G5 320 | Solar Panels |  | 0.32 | 10 | 205 | 33 |  | Fixed | Roof
NJSTRE1545526605 |  | Transition Incentive Program | Union | 7083 | 10 | 3.85 | Residential | Yes | Behind the Meter | Net-metered residential rooftop and canopy |  | None | Pro Custom Solar dba Momentum Solar | PSE&G | Accepted | 2020-09-01 | 2020-09-03 | 2021-10-30 | Enphase | IQ7PLUS-72-2-US | Inverters | 290 |  | 11 |  |  | 0.97 |  | Outdoor | Roof
NJSTRE1545526605 |  | Transition Incentive Program | Union | 7083 | 10 | 3.85 | Residential | Yes | Behind the Meter | Net-metered residential rooftop and canopy |  | None | Pro Custom Solar dba Momentum Solar | PSE&G | Accepted | 2020-09-01 | 2020-09-03 | 2021-10-30 | LG | LG 350N1C-V5 | Solar Panels |  | 0.35 | 9 | 216 | 21 |  | Fixed | Roof
NJSTRE1545526605 |  | Transition Incentive Program | Union | 7083 | 10 | 3.85 | Residential | Yes | Behind the Meter | Net-metered residential rooftop and canopy |  | None | Pro Custom Solar dba Momentum Solar | PSE&G | Accepted | 2020-09-01 | 2020-09-03 | 2021-10-30 | LG | LG 350N1C-V5 | Solar Panels |  | 0.35 | 2 | 23 | 216 |  | Fixed | Roof
NJSTRE1545526653 |  | Transition Incentive Program | Elizabeth | 7208 | 10 | 4.2 | Residential | Yes | Behind the Meter | Net-metered residential rooftop and canopy |  | None | Pro Custom Solar dba Momentum Solar | PSE&G | Accepted | 2020-09-01 | 2020-09-03 | 2021-10-30 | Enphase | IQ7PLUS-72-2-US | Inverters | 290 |  | 12 |  |  | 0.97 |  | Outdoor | Roof
NJSTRE1545526653 |  | Transition Incentive Program | Elizabeth | 7208 | 10 | 4.2 | Residential | Yes | Behind the Meter | Net-metered residential rooftop and canopy |  | None | Pro Custom Solar dba Momentum Solar | PSE&G | Accepted | 2020-09-01 | 2020-09-03 | 2021-10-30 | LG | LG 350N1C-V5 | Solar Panels |  | 0.35 | 9 | 216 | 20 |  | Fixed | Roof
NJSTRE1545526653 |  | Transition Incentive Program | Elizabeth | 7208 | 10 | 4.2 | Residential | Yes | Behind the Meter | Net-metered residential rooftop and canopy |  | None | Pro Custom Solar dba Momentum Solar | PSE&G | Accepted | 2020-09-01 | 2020-09-03 | 2021-10-30 | LG | LG 350N1C-V5 | Solar Panels |  | 0.35 | 3 | 36 | 20 |  | Fixed | Roof
NJSTRE1545526680 |  | Transition Incentive Program | Lindenwold | 8021 | 14 | 17.16 | Residential | No | Behind the Meter | Net-metered residential rooftop and canopy |  | None | Castle Energy, LLC | AC Electric | Accepted | 2020-09-01 | 2020-09-03 | 2021-10-30 | Enphase Energy | IQ7PLUS-72-2-US | Inverters | 290 |  | 47 |  |  | 0.967 |  | Outdoor | on the rooftop under each solar panel
NJSTRE1545526680 |  | Transition Incentive Program | Lindenwold | 8021 | 14 | 17.16 | Residential | No | Behind the Meter | Net-metered residential rooftop and canopy |  | None | Castle Energy, LLC | AC Electric | Accepted | 2020-09-01 | 2020-09-03 | 2021-10-30 | REC Solar | REC365AA | Solar Panels |  | 0.365 | 6 | 123 | 40 |  | Fixed | Roof
NJSTRE1545526680 |  | Transition Incentive Program | Lindenwold | 8021 | 14 | 17.16 | Residential | No | Behind the Meter | Net-metered residential rooftop and canopy |  | None | Castle Energy, LLC | AC Electric | Accepted | 2020-09-01 | 2020-09-03 | 2021-10-30 | REC Solar | REC365AA | Solar Panels |  | 0.365 | 12 | 213 | 25 |  | Fixed | Roof
NJSTRE1545526680 |  | Transition Incentive Program | Lindenwold | 8021 | 14 | 17.16 | Residential | No | Behind the Meter | Net-metered residential rooftop and canopy |  | None | Castle Energy, LLC | AC Electric | Accepted | 2020-09-01 | 2020-09-03 | 2021-10-30 | REC Solar | REC365AA | Solar Panels |  | 0.365 | 2 | 213 | 30 |  | Fixed | Roof
NJSTRE1545526680 |  | Transition Incentive Program | Lindenwold | 8021 | 14 | 17.16 | Residential | No | Behind the Meter | Net-metered residential rooftop and canopy |  | None | Castle Energy, LLC | AC Electric | Accepted | 2020-09-01 | 2020-09-03 | 2021-10-30 | REC Solar | REC365AA | Solar Panels |  | 0.365 | 12 | 33 | 25 |  | Fixed | Roof
NJSTRE1545526680 |  | Transition Incentive Program | Lindenwold | 8021 | 14 | 17.16 | Residential | No | Behind the Meter | Net-metered residential rooftop and canopy |  | None | Castle Energy, LLC | AC Electric | Accepted | 2020-09-01 | 2020-09-03 | 2021-10-30 | REC Solar | REC365AA | Solar Panels |  | 0.365 | 7 | 40 | 213 |  | Fixed | Roof
NJSTRE1545526680 |  | Transition Incentive Program | Lindenwold | 8021 | 14 | 17.16 | Residential | No | Behind the Meter | Net-metered residential rooftop and canopy |  | None | Castle Energy, LLC | AC Electric | Accepted | 2020-09-01 | 2020-09-03 | 2021-10-30 | REC Solar | REC365AA | Solar Panels |  | 0.365 | 2 | 303 | 40 |  | Fixed | Roof
NJSTRE1545526680 |  | Transition Incentive Program | Lindenwold | 8021 | 14 | 17.16 | Residential | No | Behind the Meter | Net-metered residential rooftop and canopy |  | None | Castle Energy, LLC | AC Electric | Accepted | 2020-09-01 | 2020-09-03 | 2021-10-30 | REC Solar | REC365AA | Solar Panels |  | 0.365 | 6 | 213 | 40 |  | Fixed | Roof
NJSTRE1545526753 |  | Transition Incentive Program | BROWNS MILLS | 8015 | 13 | 5.44 | Residential | Yes | Behind the Meter | Net-metered residential rooftop and canopy |  | None | Trinity Solar | JCP&L | Accepted | 2020-09-01 | 2020-09-03 | 2021-10-30 | Solar Edge | SE5000H-US000BNC4 | Inverters | 5000 |  | 1 |  |  | 0.97 |  | Outdoor | side of home
NJSTRE1545526753 |  | Transition Incentive Program | BROWNS MILLS | 8015 | 13 | 5.44 | Residential | Yes | Behind the Meter | Net-metered residential rooftop and canopy |  | None | Trinity Solar | JCP&L | Accepted | 2020-09-01 | 2020-09-03 | 2021-10-30 | HANWHA | Q.PEAK DUO BLK-G6 340 | Solar Panels |  | 0.34 | 16 | 139 | 23 |  | Fixed | Roof
NJSTRE1545526766 |  | Transition Incentive Program | Monroe Township | 8831 | 11 | 10.54 | Residential | No | Behind the Meter | Net-metered residential rooftop and canopy |  | None | Tesla Energy Operations Inc. | JCP&L | Accepted | 2020-09-01 | 2020-09-04 | 2021-10-30 | SolarEdge Technologies | SE10000H-US [240V] | Inverters | 10000 |  | 1 |  |  | 0.99 |  | Outside | Outside
NJSTRE1545526766 |  | Transition Incentive Program | Monroe Township | 8831 | 11 | 10.54 | Residential | No | Behind the Meter | Net-metered residential rooftop and canopy |  | None | Tesla Energy Operations Inc. | JCP&L | Accepted | 2020-09-01 | 2020-09-04 | 2021-10-30 | Hanwha Q-CELLS | Q.Peak DUO BLK-G6+ 340 | Solar Panels |  | 0.34 | 21 | 175 | 37 |  | Fixed | Roof
NJSTRE1545526766 |  | Transition Incentive Program | Monroe Township | 8831 | 11 | 10.54 | Residential | No | Behind the Meter | Net-metered residential rooftop and canopy |  | None | Tesla Energy Operations Inc. | JCP&L | Accepted | 2020-09-01 | 2020-09-04 | 2021-10-30 | Hanwha Q-CELLS | Q.Peak DUO BLK-G6+ 340 | Solar Panels |  | 0.34 | 10 | 355 | 37 |  | Fixed | Roof
NJSTRE1545526773 |  | Transition Incentive Program | Colts Neck | 7722 | 17 | 8.88 | Residential | No | Behind the Meter | Net-metered residential rooftop and canopy |  | None | Green Sun Energy Services, LLC | JCP&L | Accepted | 2020-09-01 | 2020-09-03 | 2021-10-30 | SolarEdge | SE7600H-US000NNC2 | Meters | 7600 |  | 1 |  |  |  | Yes
NJSTRE1545526773 |  | Transition Incentive Program | Colts Neck | 7722 | 17 | 8.88 | Residential | No | Behind the Meter | Net-metered residential rooftop and canopy |  | None | Green Sun Energy Services, LLC | JCP&L | Accepted | 2020-09-01 | 2020-09-03 | 2021-10-30 | SolarEdge | SE7600H-US000NNC2 | Inverters | 7600 |  | 1 |  |  | 0.99 |  | Outdoor | Outdoors on Structure Exterior Wall
NJSTRE1545526773 |  | Transition Incentive Program | Colts Neck | 7722 | 17 | 8.88 | Residential | No | Behind the Meter | Net-metered residential rooftop and canopy |  | None | Green Sun Energy Services, LLC | JCP&L | Accepted | 2020-09-01 | 2020-09-03 | 2021-10-30 | Solaria | PowerXT 370R-PD Mono | Solar Panels |  | 0.37 | 24 | 69 | 23 |  | Fixed | Roof
NJSTRE1545526780 |  | Transition Incentive Program | TOMS RIVER | 8757 | 18 | 7.82 | Residential | Yes | Behind the Meter | Net-metered residential rooftop and canopy |  | None | Trinity Solar | JCP&L | Accepted | 2020-09-01 | 2020-09-03 | 2021-10-30 | Solar Edge | SE6000H-US000BNC4 | Inverters | 6000 |  | 1 |  |  | 0.97 |  | Outdoor | side of home
NJSTRE1545526780 |  | Transition Incentive Program | TOMS RIVER | 8757 | 18 | 7.82 | Residential | Yes | Behind the Meter | Net-metered residential rooftop and canopy |  | None | Trinity Solar | JCP&L | Accepted | 2020-09-01 | 2020-09-03 | 2021-10-30 | HANWHA | Q.PEAK DUO BLK-G6 340 | Solar Panels |  | 0.34 | 23 | 102 | 18 |  | Fixed | Roof
NJSTRE1545526851 |  | Transition Incentive Program | Highlands | 7732 | 17 | 11.52 | Residential | No | Behind the Meter | Net-metered residential rooftop and canopy |  | None | Public Service Solar | JCP&L | Accepted | 2020-09-02 | 2020-09-04 | 2021-10-30 | Enphase | iQ7+ | Inverters | 0.29 |  | 32 |  |  | 0.96 |  | Outdoor | Roof mounted outdoor under panel
NJSTRE1545526851 |  | Transition Incentive Program | Highlands | 7732 | 17 | 11.52 | Residential | No | Behind the Meter | Net-metered residential rooftop and canopy |  | None | Public Service Solar | JCP&L | Accepted | 2020-09-02 | 2020-09-04 | 2021-10-30 | LG | Q1K-V5 | Solar Panels |  | 0.36 | 14 | 29 | 14 |  | Fixed | Roof
NJSTRE1545526851 |  | Transition Incentive Program | Highlands | 7732 | 17 | 11.52 | Residential | No | Behind the Meter | Net-metered residential rooftop and canopy |  | None | Public Service Solar | JCP&L | Accepted | 2020-09-02 | 2020-09-04 | 2021-10-30 | LG | Q1K-V5 | Solar Panels |  | 0.36 | 18 | 208 | 14 |  | Fixed | Roof
NJSTRE1545526912 |  | Transition Incentive Program | Randolph | 7869 | 3 | 21.08 | Residential | Yes | Behind the Meter | Net-metered residential rooftop and canopy |  | None | Tesla Energy Operations Inc. | JCP&L | Accepted | 2020-09-01 | 2020-09-04 | 2021-10-30 | Tesla | AC Powerwall 2.0 | Electric Storage Battery |  |  | 4 |  |  |  | Lithium Ion |  | Outside
NJSTRE1545526912 |  | Transition Incentive Program | Randolph | 7869 | 3 | 21.08 | Residential | Yes | Behind the Meter | Net-metered residential rooftop and canopy |  | None | Tesla Energy Operations Inc. | JCP&L | Accepted | 2020-09-01 | 2020-09-04 | 2021-10-30 | SolarEdge Technologies | SE11400H-US [240V] | Inverters | 11400 |  | 1 |  |  | 0.99 |  | Outside | Outside
NJSTRE1545526912 |  | Transition Incentive Program | Randolph | 7869 | 3 | 21.08 | Residential | Yes | Behind the Meter | Net-metered residential rooftop and canopy |  | None | Tesla Energy Operations Inc. | JCP&L | Accepted | 2020-09-01 | 2020-09-04 | 2021-10-30 | SolarEdge Technologies | SE7600H-US [240V] | Inverters | 7600 |  | 1 |  |  | 0.99 |  | Outside | Outside
NJSTRE1545526912 |  | Transition Incentive Program | Randolph | 7869 | 3 | 21.08 | Residential | Yes | Behind the Meter | Net-metered residential rooftop and canopy |  | None | Tesla Energy Operations Inc. | JCP&L | Accepted | 2020-09-01 | 2020-09-04 | 2021-10-30 | Hanwha Q-CELLS | Q.Peak DUO BLK-G6+ 340 | Solar Panels |  | 0.34 | 26 | 305 | 40 |  | Fixed | Roof
NJSTRE1545526912 |  | Transition Incentive Program | Randolph | 7869 | 3 | 21.08 | Residential | Yes | Behind the Meter | Net-metered residential rooftop and canopy |  | None | Tesla Energy Operations Inc. | JCP&L | Accepted | 2020-09-01 | 2020-09-04 | 2021-10-30 | Hanwha Q-CELLS | Q.Peak DUO BLK-G6+ 340 | Solar Panels |  | 0.34 | 3 | 215 | 45 |  | Fixed | Roof
NJSTRE1545526912 |  | Transition Incentive Program | Randolph | 7869 | 3 | 21.08 | Residential | Yes | Behind the Meter | Net-metered residential rooftop and canopy |  | None | Tesla Energy Operations Inc. | JCP&L | Accepted | 2020-09-01 | 2020-09-04 | 2021-10-30 | Hanwha Q-CELLS | Q.Peak DUO BLK-G6+ 340 | Solar Panels |  | 0.34 | 10 | 35 | 45 |  | Fixed | Roof
NJSTRE1545526912 |  | Transition Incentive Program | Randolph | 7869 | 3 | 21.08 | Residential | Yes | Behind the Meter | Net-metered residential rooftop and canopy |  | None | Tesla Energy Operations Inc. | JCP&L | Accepted | 2020-09-01 | 2020-09-04 | 2021-10-30 | Hanwha Q-CELLS | Q.Peak DUO BLK-G6+ 340 | Solar Panels |  | 0.34 | 4 | 35 | 45 |  | Fixed | Roof
NJSTRE1545526912 |  | Transition Incentive Program | Randolph | 7869 | 3 | 21.08 | Residential | Yes | Behind the Meter | Net-metered residential rooftop and canopy |  | None | Tesla Energy Operations Inc. | JCP&L | Accepted | 2020-09-01 | 2020-09-04 | 2021-10-30 | Hanwha Q-CELLS | Q.Peak DUO BLK-G6+ 340 | Solar Panels |  | 0.34 | 4 | 215 | 45 |  | Fixed | Roof
NJSTRE1545526912 |  | Transition Incentive Program | Randolph | 7869 | 3 | 21.08 | Residential | Yes | Behind the Meter | Net-metered residential rooftop and canopy |  | None | Tesla Energy Operations Inc. | JCP&L | Accepted | 2020-09-01 | 2020-09-04 | 2021-10-30 | Hanwha Q-CELLS | Q.Peak DUO BLK-G6+ 340 | Solar Panels |  | 0.34 | 2 | 215 | 45 |  | Fixed | Roof
NJSTRE1545526912 |  | Transition Incentive Program | Randolph | 7869 | 3 | 21.08 | Residential | Yes | Behind the Meter | Net-metered residential rooftop and canopy |  | None | Tesla Energy Operations Inc. | JCP&L | Accepted | 2020-09-01 | 2020-09-04 | 2021-10-30 | Hanwha Q-CELLS | Q.Peak DUO BLK-G6+ 340 | Solar Panels |  | 0.34 | 13 | 125 | 40 |  | Fixed | Roof
NJSTRE1545527035 |  | Transition Incentive Program | Sparta | 7871 | 1 | 5.44 | Residential | Yes | Behind the Meter | Net-metered residential rooftop and canopy |  | None | Tesla Energy Operations Inc. | JCP&L | Accepted | 2020-09-01 | 2020-09-03 | 2021-10-30 | Tesla | AC Powerwall 2.0 | Electric Storage Battery |  |  | 2 |  |  |  | Lithium Ion |  | Outside
NJSTRE1545527035 |  | Transition Incentive Program | Sparta | 7871 | 1 | 5.44 | Residential | Yes | Behind the Meter | Net-metered residential rooftop and canopy |  | None | Tesla Energy Operations Inc. | JCP&L | Accepted | 2020-09-01 | 2020-09-03 | 2021-10-30 | SolarEdge Technologies | SE7600H-US [240V] | Inverters | 7600 |  | 1 |  |  | 0.99 |  | Outside | Outside
NJSTRE1545527035 |  | Transition Incentive Program | Sparta | 7871 | 1 | 5.44 | Residential | Yes | Behind the Meter | Net-metered residential rooftop and canopy |  | None | Tesla Energy Operations Inc. | JCP&L | Accepted | 2020-09-01 | 2020-09-03 | 2021-10-30 | Hanwha Q-CELLS | Q.Peak DUO BLK-G6+ 340 | Solar Panels |  | 0.34 | 8 | 134 | 20 |  | Fixed | Roof
NJSTRE1545527035 |  | Transition Incentive Program | Sparta | 7871 | 1 | 5.44 | Residential | Yes | Behind the Meter | Net-metered residential rooftop and canopy |  | None | Tesla Energy Operations Inc. | JCP&L | Accepted | 2020-09-01 | 2020-09-03 | 2021-10-30 | Hanwha Q-CELLS | Q.Peak DUO BLK-G6+ 340 | Solar Panels |  | 0.34 | 8 | 224 | 15 |  | Fixed | Roof
NJSTRE1545527070 |  | Transition Incentive Program | Glendora | 8029 | 14 | 9.14 | Residential | No | Behind the Meter | Net-metered residential rooftop and canopy |  | None | Advanced Renewable Solutions | PSE&G | Accepted | 2020-09-01 | 2020-09-03 | 2021-10-30 | ENPHASE | IQ&-60-2-US | Inverters | 6960 |  | 29 |  |  | 0.976 |  | Outdoor | Micro-inverters are mounted to the underside of each so
NJSTRE1545527070 |  | Transition Incentive Program | Glendora | 8029 | 14 | 9.14 | Residential | No | Behind the Meter | Net-metered residential rooftop and canopy |  | None | Advanced Renewable Solutions | PSE&G | Accepted | 2020-09-01 | 2020-09-03 | 2021-10-30 | CertainTeed | CT315M11-02 | Solar Panels |  | 0.315 | 10 | 241 | 20 |  | Fixed | Roof
NJSTRE1545527070 |  | Transition Incentive Program | Glendora | 8029 | 14 | 9.14 | Residential | No | Behind the Meter | Net-metered residential rooftop and canopy |  | None | Advanced Renewable Solutions | PSE&G | Accepted | 2020-09-01 | 2020-09-03 | 2021-10-30 | CertainTeed | CT315M11-02 | Solar Panels |  | 0.315 | 3 | 242 | 20 |  | Fixed | Roof
NJSTRE1545527070 |  | Transition Incentive Program | Glendora | 8029 | 14 | 9.14 | Residential | No | Behind the Meter | Net-metered residential rooftop and canopy |  | None | Advanced Renewable Solutions | PSE&G | Accepted | 2020-09-01 | 2020-09-03 | 2021-10-30 | CertainTeed | CT315M11-02 | Solar Panels |  | 0.315 | 3 | 62 | 20 |  | Fixed | Roof
NJSTRE1545527070 |  | Transition Incentive Program | Glendora | 8029 | 14 | 9.14 | Residential | No | Behind the Meter | Net-metered residential rooftop and canopy |  | None | Advanced Renewable Solutions | PSE&G | Accepted | 2020-09-01 | 2020-09-03 | 2021-10-30 | CertainTeed | CT315M11-02 | Solar Panels |  | 0.315 | 5 | 152 | 20 |  | Fixed | Roof
NJSTRE1545527070 |  | Transition Incentive Program | Glendora | 8029 | 14 | 9.14 | Residential | No | Behind the Meter | Net-metered residential rooftop and canopy |  | None | Advanced Renewable Solutions | PSE&G | Accepted | 2020-09-01 | 2020-09-03 | 2021-10-30 | CertainTeed | CT315M11-02 | Solar Panels |  | 0.315 | 8 | 61 | 20 |  | Fixed | Roof
NJSTRE1545527076 |  | Transition Incentive Program | BURLINGTON | 8016 | 13 | 4.55 | Residential | Yes | Behind the Meter | Net-metered residential rooftop and canopy |  | None | Vivint Solar Developer, LLC | PSE&G | Accepted | 2020-09-03 | 2020-09-04 | 2021-10-30 | Solar Edge | SE3800H-US | Inverters | 3800 |  | 1 |  |  | 0.992 |  | Outdoor | Near the Utility Meter
NJSTRE1545527076 |  | Transition Incentive Program | BURLINGTON | 8016 | 13 | 4.55 | Residential | Yes | Behind the Meter | Net-metered residential rooftop and canopy |  | None | Vivint Solar Developer, LLC | PSE&G | Accepted | 2020-09-03 | 2020-09-04 | 2021-10-30 | JINKO SOLAR | JKM325M-60HBL | Solar Panels |  | 0.325 | 14 | 98 | 20 |  | Fixed | Roof
NJSTRE1545527085 |  | Transition Incentive Program | NORTH PLAINFIELD | 7060 | 10 | 8.78 | Residential | Yes | Behind the Meter | Net-metered residential rooftop and canopy |  | None | Vivint Solar Developer, LLC | PSE&G | Accepted | 2020-09-03 | 2020-09-14 | 2021-10-30 | Solar Edge | SE7600H-US | Inverters | 7600 |  | 1 |  |  | 0.992 |  | Outdoor | Near the Utility Meter
NJSTRE1545527085 |  | Transition Incentive Program | NORTH PLAINFIELD | 7060 | 10 | 8.78 | Residential | Yes | Behind the Meter | Net-metered residential rooftop and canopy |  | None | Vivint Solar Developer, LLC | PSE&G | Accepted | 2020-09-03 | 2020-09-14 | 2021-10-30 | JINKO SOLAR | JKM325M-60HBL | Solar Panels |  | 0.325 | 6 | 222 | 25 |  | Fixed | Roof
NJSTRE1545527085 |  | Transition Incentive Program | NORTH PLAINFIELD | 7060 | 10 | 8.78 | Residential | Yes | Behind the Meter | Net-metered residential rooftop and canopy |  | None | Vivint Solar Developer, LLC | PSE&G | Accepted | 2020-09-03 | 2020-09-14 | 2021-10-30 | JINKO SOLAR | JKM325M-60HBL | Solar Panels |  | 0.325 | 7 | 312 | 25 |  | Fixed | Roof
NJSTRE1545527085 |  | Transition Incentive Program | NORTH PLAINFIELD | 7060 | 10 | 8.78 | Residential | Yes | Behind the Meter | Net-metered residential rooftop and canopy |  | None | Vivint Solar Developer, LLC | PSE&G | Accepted | 2020-09-03 | 2020-09-14 | 2021-10-30 | JINKO SOLAR | JKM325M-60HBL | Solar Panels |  | 0.325 | 14 | 132 | 25 |  | Fixed | Roof
NJSTRE1545527093 |  | Transition Incentive Program | PATERSON | 7502 | 6 | 6.5 | Residential | Yes | Behind the Meter | Net-metered residential rooftop and canopy |  | None | Vivint Solar Developer, LLC | PSE&G | Accepted | 2020-09-03 | 2020-09-04 | 2021-10-30 | Solar Edge | SE7600H-US | Inverters | 7600 |  | 1 |  |  | 0.992 |  | Outdoor | Near the Utility Meter
NJSTRE1545527093 |  | Transition Incentive Program | PATERSON | 7502 | 6 | 6.5 | Residential | Yes | Behind the Meter | Net-metered residential rooftop and canopy |  | None | Vivint Solar Developer, LLC | PSE&G | Accepted | 2020-09-03 | 2020-09-04 | 2021-10-30 | JINKO SOLAR | JKM325M-60HBL | Solar Panels |  | 0.325 | 14 | 319 | 25 |  | Fixed | Roof
NJSTRE1545527093 |  | Transition Incentive Program | PATERSON | 7502 | 6 | 6.5 | Residential | Yes | Behind the Meter | Net-metered residential rooftop and canopy |  | None | Vivint Solar Developer, LLC | PSE&G | Accepted | 2020-09-03 | 2020-09-04 | 2021-10-30 | JINKO SOLAR | JKM325M-60HBL | Solar Panels |  | 0.325 | 6 | 49 | 25 |  | Fixed | Roof
NJSTRE1545528741 |  | Transition Incentive Program | ROSELLE PARK | 7204 | 10 | 7.56 | Residential | No | Behind the Meter | Net-metered residential rooftop and canopy |  | None | Suntuity Solar LLC | PSE&G | Accepted | 2020-09-02 | 2020-09-04 | 2021-10-30 | Enphase Energy | IQ7-60-2-US | Inverters | 240 |  | 24 |  |  | 0.97 |  | Outdoor | Behind the PV Modules
NJSTRE1545528741 |  | Transition Incentive Program | ROSELLE PARK | 7204 | 10 | 7.56 | Residential | No | Behind the Meter | Net-metered residential rooftop and canopy |  | None | Suntuity Solar LLC | PSE&G | Accepted | 2020-09-02 | 2020-09-04 | 2021-10-30 | Longi | LR6-60HPB-315M | Solar Panels |  | 0.315 | 8 | 229 | 36 |  | Fixed | Roof
NJSTRE1545528741 |  | Transition Incentive Program | ROSELLE PARK | 7204 | 10 | 7.56 | Residential | No | Behind the Meter | Net-metered residential rooftop and canopy |  | None | Suntuity Solar LLC | PSE&G | Accepted | 2020-09-02 | 2020-09-04 | 2021-10-30 | Longi | LR6-60HPB-315M | Solar Panels |  | 0.315 | 16 | 49 | 36 |  | Fixed | Roof
NJSTRE1545528742 |  | Transition Incentive Program | Landisville | 8326 | 19 | 9.1 | Residential | Yes | Behind the Meter | Net-metered residential rooftop and canopy |  | None | Suntuity Solar LLC | AC Electric | Accepted | 2020-09-02 | 2020-09-04 | 2021-10-30 | Enphase Energy | IQ7-60-2-US | Inverters | 240 |  | 26 |  |  | 0.97 |  | Outdoor | Behind the PV Modules
NJSTRE1545528742 |  | Transition Incentive Program | Landisville | 8326 | 19 | 9.1 | Residential | Yes | Behind the Meter | Net-metered residential rooftop and canopy |  | None | Suntuity Solar LLC | AC Electric | Accepted | 2020-09-02 | 2020-09-04 | 2021-10-30 | LG Electronics | LG350N1C-V5 | Solar Panels |  | 0.35 | 3 | 334 | 20 |  | Fixed | Roof
NJSTRE1545528742 |  | Transition Incentive Program | Landisville | 8326 | 19 | 9.1 | Residential | Yes | Behind the Meter | Net-metered residential rooftop and canopy |  | None | Suntuity Solar LLC | AC Electric | Accepted | 2020-09-02 | 2020-09-04 | 2021-10-30 | LG Electronics | LG350N1C-V5 | Solar Panels |  | 0.35 | 3 | 64 | 16 |  | Fixed | Roof
NJSTRE1545528742 |  | Transition Incentive Program | Landisville | 8326 | 19 | 9.1 | Residential | Yes | Behind the Meter | Net-metered residential rooftop and canopy |  | None | Suntuity Solar LLC | AC Electric | Accepted | 2020-09-02 | 2020-09-04 | 2021-10-30 | LG Electronics | LG350N1C-V5 | Solar Panels |  | 0.35 | 6 | 64 | 20 |  | Fixed | Roof
NJSTRE1545528742 |  | Transition Incentive Program | Landisville | 8326 | 19 | 9.1 | Residential | Yes | Behind the Meter | Net-metered residential rooftop and canopy |  | None | Suntuity Solar LLC | AC Electric | Accepted | 2020-09-02 | 2020-09-04 | 2021-10-30 | LG Electronics | LG350N1C-V5 | Solar Panels |  | 0.35 | 11 | 244 | 20 |  | Fixed | Roof
NJSTRE1545528742 |  | Transition Incentive Program | Landisville | 8326 | 19 | 9.1 | Residential | Yes | Behind the Meter | Net-metered residential rooftop and canopy |  | None | Suntuity Solar LLC | AC Electric | Accepted | 2020-09-02 | 2020-09-04 | 2021-10-30 | LG Electronics | LG350N1C-V5 | Solar Panels |  | 0.35 | 3 | 154 | 20 |  | Fixed | Roof
NJSTRE1545528743 |  | Transition Incentive Program | HOLMDEL | 7733 | 17 | 13.55 | Residential | No | Behind the Meter | Net-metered residential rooftop and canopy |  | None | Suntuity Solar LLC | JCP&L | Accepted | 2020-09-02 | 2020-09-04 | 2021-10-30 | Enphase Energy | IQ7-60-2-US | Inverters | 240 |  | 43 |  |  | 0.97 |  | Outdoor | Behind the PV Modules
NJSTRE1545528743 |  | Transition Incentive Program | HOLMDEL | 7733 | 17 | 13.55 | Residential | No | Behind the Meter | Net-metered residential rooftop and canopy |  | None | Suntuity Solar LLC | JCP&L | Accepted | 2020-09-02 | 2020-09-04 | 2021-10-30 | Longi | LR6-60HPB-315M | Solar Panels |  | 0.315 | 16 | 179 | 36 |  | Fixed | Roof
NJSTRE1545528743 |  | Transition Incentive Program | HOLMDEL | 7733 | 17 | 13.55 | Residential | No | Behind the Meter | Net-metered residential rooftop and canopy |  | None | Suntuity Solar LLC | JCP&L | Accepted | 2020-09-02 | 2020-09-04 | 2021-10-30 | Longi | LR6-60HPB-315M | Solar Panels |  | 0.315 | 12 | 268 | 37 |  | Fixed | Roof
NJSTRE1545528743 |  | Transition Incentive Program | HOLMDEL | 7733 | 17 | 13.55 | Residential | No | Behind the Meter | Net-metered residential rooftop and canopy |  | None | Suntuity Solar LLC | JCP&L | Accepted | 2020-09-02 | 2020-09-04 | 2021-10-30 | Longi | LR6-60HPB-315M | Solar Panels |  | 0.315 | 15 | 179 | 36 |  | Fixed | Roof
NJSTRE1545528747 |  | Transition Incentive Program | TOTOWA | 7512 | 6 | 5.67 | Residential | Yes | Behind the Meter | Net-metered residential rooftop and canopy |  | None | Suntuity Solar LLC | PSE&G | Accepted | 2020-09-02 | 2020-09-04 | 2021-10-30 | Enphase Energy | IQ7-60-2-US | Inverters | 240 |  | 18 |  |  | 0.97 |  | Outdoor | Behind the PV Modules
NJSTRE1545528747 |  | Transition Incentive Program | TOTOWA | 7512 | 6 | 5.67 | Residential | Yes | Behind the Meter | Net-metered residential rooftop and canopy |  | None | Suntuity Solar LLC | PSE&G | Accepted | 2020-09-02 | 2020-09-04 | 2021-10-30 | Longi | LR6-60HPB-315M | Solar Panels |  | 0.315 | 10 | 136 | 38 |  | Fixed | Roof
NJSTRE1545528747 |  | Transition Incentive Program | TOTOWA | 7512 | 6 | 5.67 | Residential | Yes | Behind the Meter | Net-metered residential rooftop and canopy |  | None | Suntuity Solar LLC | PSE&G | Accepted | 2020-09-02 | 2020-09-04 | 2021-10-30 | Longi | LR6-60HPB-315M | Solar Panels |  | 0.315 | 8 | 316 | 38 |  | Fixed | Roof
NJSTRE1545528749 |  | Transition Incentive Program | SOMERDALE | 8083 | 14 | 5.99 | Residential | Yes | Behind the Meter | Net-metered residential rooftop and canopy |  | None | Suntuity Solar LLC | PSE&G | Accepted | 2020-09-02 | 2020-09-04 | 2021-10-30 | Enphase Energy | IQ7-60-2-US | Inverters | 240 |  | 19 |  |  | 0.97 |  | Outdoor | Behind the PV Modules
NJSTRE1545528749 |  | Transition Incentive Program | SOMERDALE | 8083 | 14 | 5.99 | Residential | Yes | Behind the Meter | Net-metered residential rooftop and canopy |  | None | Suntuity Solar LLC | PSE&G | Accepted | 2020-09-02 | 2020-09-04 | 2021-10-30 | Longi | LR6-60HPB-315M | Solar Panels |  | 0.315 | 9 | 62 | 20 |  | Single Axis | Roof
NJSTRE1545528749 |  | Transition Incentive Program | SOMERDALE | 8083 | 14 | 5.99 | Residential | Yes | Behind the Meter | Net-metered residential rooftop and canopy |  | None | Suntuity Solar LLC | PSE&G | Accepted | 2020-09-02 | 2020-09-04 | 2021-10-30 | Longi | LR6-60HPB-315M | Solar Panels |  | 0.315 | 10 | 242 | 20 |  | Fixed | Roof
NJSTRE1545528754 |  | Transition Incentive Program | MOUNT LAUREL | 8054 | 13 | 9.77 | Residential | No | Behind the Meter | Net-metered residential rooftop and canopy |  | None | Suntuity Solar LLC | PSE&G | Accepted | 2020-09-02 | 2020-09-04 | 2021-10-30 | Enphase Energy | IQ7-60-2-US | Inverters | 240 |  | 31 |  |  | 0.97 |  | Outdoor | Behind the PV Modules
NJSTRE1545528754 |  | Transition Incentive Program | MOUNT LAUREL | 8054 | 13 | 9.77 | Residential | No | Behind the Meter | Net-metered residential rooftop and canopy |  | None | Suntuity Solar LLC | PSE&G | Accepted | 2020-09-02 | 2020-09-04 | 2021-10-30 | Longi | LR6-60HPB-315M | Solar Panels |  | 0.315 | 4 | 16 | 31 |  | Fixed | Roof
NJSTRE1545528754 |  | Transition Incentive Program | MOUNT LAUREL | 8054 | 13 | 9.77 | Residential | No | Behind the Meter | Net-metered residential rooftop and canopy |  | None | Suntuity Solar LLC | PSE&G | Accepted | 2020-09-02 | 2020-09-04 | 2021-10-30 | Longi | LR6-60HPB-315M | Solar Panels |  | 0.315 | 27 | 196 | 31 |  | Fixed | Roof
NJSTRE1545528775 |  | Transition Incentive Program | Westfield Township | 7090 | 10 | 15.91 | Residential | No | Behind the Meter | Net-metered residential rooftop and canopy |  | None | Green Power Energy | PSE&G | Accepted | 2020-09-02 | 2020-09-04 | 2021-10-30 | Enphase Energy | IQ7PLUS-72-2-US | Inverters | 0.29 |  | 43 |  |  | 0.975 |  | Outside | next to meter
NJSTRE1545528775 |  | Transition Incentive Program | Westfield Township | 7090 | 10 | 15.91 | Residential | No | Behind the Meter | Net-metered residential rooftop and canopy |  | None | Green Power Energy | PSE&G | Accepted | 2020-09-02 | 2020-09-04 | 2021-10-30 | Solaria | PowerXT-370R-PD | Solar Panels |  | 0.37 | 27 | 309 | 15 |  | Fixed | Roof
NJSTRE1545528775 |  | Transition Incentive Program | Westfield Township | 7090 | 10 | 15.91 | Residential | No | Behind the Meter | Net-metered residential rooftop and canopy |  | None | Green Power Energy | PSE&G | Accepted | 2020-09-02 | 2020-09-04 | 2021-10-30 | Solaria | PowerXT-370R-PD | Solar Panels |  | 0.37 | 4 | 218 | 35 |  | Fixed | Roof
NJSTRE1545528775 |  | Transition Incentive Program | Westfield Township | 7090 | 10 | 15.91 | Residential | No | Behind the Meter | Net-metered residential rooftop and canopy |  | None | Green Power Energy | PSE&G | Accepted | 2020-09-02 | 2020-09-04 | 2021-10-30 | Solaria | PowerXT-370R-PD | Solar Panels |  | 0.37 | 9 | 38 | 35 |  | Fixed | Roof
NJSTRE1545528775 |  | Transition Incentive Program | Westfield Township | 7090 | 10 | 15.91 | Residential | No | Behind the Meter | Net-metered residential rooftop and canopy |  | None | Green Power Energy | PSE&G | Accepted | 2020-09-02 | 2020-09-04 | 2021-10-30 | Solaria | PowerXT-370R-PD | Solar Panels |  | 0.37 | 3 | 307 | 15 |  | Fixed | Roof
NJSTRE1545528783 |  | Transition Incentive Program | Chatham | 7928 | 3 | 11.16 | Residential | No | Behind the Meter | Net-metered residential rooftop and canopy |  | None | Whitman Construction, LLC | JCP&L | Accepted | 2020-09-02 | 2020-09-04 | 2021-10-30 | enphase energy | IQ7plus-72-2-US | Inverters | 240 |  | 31 |  |  | 0.975 |  | Outdoor | microinverters located under modules
NJSTRE1545528783 |  | Transition Incentive Program | Chatham | 7928 | 3 | 11.16 | Residential | No | Behind the Meter | Net-metered residential rooftop and canopy |  | None | Whitman Construction, LLC | JCP&L | Accepted | 2020-09-02 | 2020-09-04 | 2021-10-30 | solaria power | XT-360R-PD | Solar Panels |  | 0.36 | 12 | 148 | 20 |  | Fixed | Roof
NJSTRE1545528783 |  | Transition Incentive Program | Chatham | 7928 | 3 | 11.16 | Residential | No | Behind the Meter | Net-metered residential rooftop and canopy |  | None | Whitman Construction, LLC | JCP&L | Accepted | 2020-09-02 | 2020-09-04 | 2021-10-30 | SOLARIA POWER | XT-360R-PD | Solar Panels |  | 0.36 | 3 | 58 | 20 |  | Fixed | Roof
NJSTRE1545528783 |  | Transition Incentive Program | Chatham | 7928 | 3 | 11.16 | Residential | No | Behind the Meter | Net-metered residential rooftop and canopy |  | None | Whitman Construction, LLC | JCP&L | Accepted | 2020-09-02 | 2020-09-04 | 2021-10-30 | SOLARIA POWER | XT-360R-PD | Solar Panels |  | 0.36 | 4 | 148 | 20 |  | Fixed | Roof
NJSTRE1545528783 |  | Transition Incentive Program | Chatham | 7928 | 3 | 11.16 | Residential | No | Behind the Meter | Net-metered residential rooftop and canopy |  | None | Whitman Construction, LLC | JCP&L | Accepted | 2020-09-02 | 2020-09-04 | 2021-10-30 | SOLARIA POWER | XT-360R-PD | Solar Panels |  | 0.36 | 3 | 58 | 20 |  | Fixed | Roof
NJSTRE1545528783 |  | Transition Incentive Program | Chatham | 7928 | 3 | 11.16 | Residential | No | Behind the Meter | Net-metered residential rooftop and canopy |  | None | Whitman Construction, LLC | JCP&L | Accepted | 2020-09-02 | 2020-09-04 | 2021-10-30 | SOLARIA POWER | XT-360R-PD | Solar Panels |  | 0.36 | 9 | 238 | 20 |  | Fixed | Roof
NJSTRE1545528786 |  | Transition Incentive Program | Toms River | 8755 | 18 | 9.72 | Residential | Yes | Behind the Meter | Net-metered residential rooftop and canopy |  | None | Vision Solar LLC | JCP&L | Accepted | 2020-09-02 | 2020-09-04 | 2021-10-30 | ENPHASE | IQ7-60-2-US | Inverters | 0.24 |  | 29 |  |  | 0.96 |  | Other | BEHIND EACH PANEL
NJSTRE1545528786 |  | Transition Incentive Program | Toms River | 8755 | 18 | 9.72 | Residential | Yes | Behind the Meter | Net-metered residential rooftop and canopy |  | None | Vision Solar LLC | JCP&L | Accepted | 2020-09-02 | 2020-09-04 | 2021-10-30 | HANWHA Q-CELLS | Q.PEAK DUO-G6+ 335 | Solar Panels |  | 0.335 | 8 | 253 | 34 |  | Fixed | Roof
NJSTRE1545528786 |  | Transition Incentive Program | Toms River | 8755 | 18 | 9.72 | Residential | Yes | Behind the Meter | Net-metered residential rooftop and canopy |  | None | Vision Solar LLC | JCP&L | Accepted | 2020-09-02 | 2020-09-04 | 2021-10-30 | HANWHA Q-CELLS | Q.PEAK DUO-G6+ 335 | Solar Panels |  | 0.335 | 6 | 163 | 34 |  | Fixed | Roof
NJSTRE1545528786 |  | Transition Incentive Program | Toms River | 8755 | 18 | 9.72 | Residential | Yes | Behind the Meter | Net-metered residential rooftop and canopy |  | None | Vision Solar LLC | JCP&L | Accepted | 2020-09-02 | 2020-09-04 | 2021-10-30 | HANWHA Q-CELLS | Q.PEAK DUO-G6+ 335 | Solar Panels |  | 0.335 | 15 | 73 | 34 |  | Fixed | Roof
NJSTRE1545528789 |  | Transition Incentive Program | Palisades Park Boro | 7650 | 7 | 7.37 | Residential | No | Behind the Meter | Net-metered residential rooftop and canopy |  | None | GreenPower Energy | PSE&G | Accepted | 2020-09-02 | 2020-09-04 | 2021-10-30 | Enphase Energy | IQ7PLUS-72-2-US | Inverters | 0.29 |  | 22 |  |  | 0.975 |  | Outside | next to meter
NJSTRE1545528789 |  | Transition Incentive Program | Palisades Park Boro | 7650 | 7 | 7.37 | Residential | No | Behind the Meter | Net-metered residential rooftop and canopy |  | None | GreenPower Energy | PSE&G | Accepted | 2020-09-02 | 2020-09-04 | 2021-10-30 | Hanwha | Q.PEAK DUO BLK-G6 335 | Solar Panels |  | 0.335 | 15 | 215 | 17 |  | Fixed | Roof
NJSTRE1545528789 |  | Transition Incentive Program | Palisades Park Boro | 7650 | 7 | 7.37 | Residential | No | Behind the Meter | Net-metered residential rooftop and canopy |  | None | GreenPower Energy | PSE&G | Accepted | 2020-09-02 | 2020-09-04 | 2021-10-30 | Hanwha | Q.PEAK DUO BLK-G6 335 | Solar Panels |  | 0.335 | 7 | 305 | 17 |  | Fixed | Roof
NJSTRE1545528792 |  | Transition Incentive Program | Mayslanding | 8330 | 19 | 7.37 | Residential | Yes | Behind the Meter | Net-metered residential rooftop and canopy |  | None | Vision Solar LLC | AC Electric | Accepted | 2020-09-02 | 2020-09-04 | 2021-10-30 | ENPHASE | IQ7-60-2-US | Inverters | 0.24 |  | 22 |  |  | 0.96 |  | Other | BEHIND EACH PANEL
NJSTRE1545528792 |  | Transition Incentive Program | Mayslanding | 8330 | 19 | 7.37 | Residential | Yes | Behind the Meter | Net-metered residential rooftop and canopy |  | None | Vision Solar LLC | AC Electric | Accepted | 2020-09-02 | 2020-09-04 | 2021-10-30 | HANWHA Q-CELLS | Q.PEAK DUO-G6+ 335 | Solar Panels |  | 0.335 | 7 | 132 | 15 |  | Fixed | Roof
NJSTRE1545528792 |  | Transition Incentive Program | Mayslanding | 8330 | 19 | 7.37 | Residential | Yes | Behind the Meter | Net-metered residential rooftop and canopy |  | None | Vision Solar LLC | AC Electric | Accepted | 2020-09-02 | 2020-09-04 | 2021-10-30 | HANWHA Q-CELLS | Q.PEAK DUO-G6+ 335 | Solar Panels |  | 0.335 | 5 | 313 | 22 |  | Fixed | Roof
NJSTRE1545528792 |  | Transition Incentive Program | Mayslanding | 8330 | 19 | 7.37 | Residential | Yes | Behind the Meter | Net-metered residential rooftop and canopy |  | None | Vision Solar LLC | AC Electric | Accepted | 2020-09-02 | 2020-09-04 | 2021-10-30 | HANWHA Q-CELLS | Q.PEAK DUO-G6+ 335 | Solar Panels |  | 0.335 | 4 | 312 | 10 |  | Fixed | Roof
NJSTRE1545528792 |  | Transition Incentive Program | Mayslanding | 8330 | 19 | 7.37 | Residential | Yes | Behind the Meter | Net-metered residential rooftop and canopy |  | None | Vision Solar LLC | AC Electric | Accepted | 2020-09-02 | 2020-09-04 | 2021-10-30 | HANWHA Q-CELLS | Q.PEAK DUO-G6+ 335 | Solar Panels |  | 0.335 | 6 | 133 | 22 |  | Fixed | Roof
NJSTRE1545528801 |  | Transition Incentive Program | Matawan | 8857 | 11 | 8.38 | Residential | Yes | Behind the Meter | Net-metered residential rooftop and canopy |  | None | Vision Solar LLC | JCP&L | Accepted | 2020-09-02 | 2020-09-08 | 2021-10-30 | ENPHASE | IQ7-60-2-US | Inverters | 0.24 |  | 25 |  |  | 0.96 |  | Other | BEHIND EACH PANEL
NJSTRE1545528801 |  | Transition Incentive Program | Matawan | 8857 | 11 | 8.38 | Residential | Yes | Behind the Meter | Net-metered residential rooftop and canopy |  | None | Vision Solar LLC | JCP&L | Accepted | 2020-09-02 | 2020-09-08 | 2021-10-30 | HANWHA Q-CELLS | Q.PEAK DUO-G6+ 335 | Solar Panels |  | 0.335 | 8 | 261 | 31 |  | Fixed | Roof
NJSTRE1545528801 |  | Transition Incentive Program | Matawan | 8857 | 11 | 8.38 | Residential | Yes | Behind the Meter | Net-metered residential rooftop and canopy |  | None | Vision Solar LLC | JCP&L | Accepted | 2020-09-02 | 2020-09-08 | 2021-10-30 | HANWHA Q-CELLS | Q.PEAK DUO-G6+ 335 | Solar Panels |  | 0.335 | 14 | 171 | 31 |  | Fixed | Roof
NJSTRE1545528801 |  | Transition Incentive Program | Matawan | 8857 | 11 | 8.38 | Residential | Yes | Behind the Meter | Net-metered residential rooftop and canopy |  | None | Vision Solar LLC | JCP&L | Accepted | 2020-09-02 | 2020-09-08 | 2021-10-30 | HANWHA Q-CELLS | Q.PEAK DUO-G6+ 335 | Solar Panels |  | 0.335 | 3 | 81 | 31 |  | Fixed | Roof
NJSTRE1545528812 |  | Transition Incentive Program | Bridgeton | 8302 | 20 | 11.47 | Residential | No | Behind the Meter | Net-metered residential rooftop and canopy |  | None | Whitman Construction, LLC | AC Electric | Accepted | 2020-09-02 | 2020-09-04 | 2021-10-30 | enphase energy | iq7plus-72-us | Inverters | 240 |  | 31 |  |  | 0.975 |  | Outdoor | microinverters located under modules
NJSTRE1545528812 |  | Transition Incentive Program | Bridgeton | 8302 | 20 | 11.47 | Residential | No | Behind the Meter | Net-metered residential rooftop and canopy |  | None | Whitman Construction, LLC | AC Electric | Accepted | 2020-09-02 | 2020-09-04 | 2021-10-30 | SOLARIA POWER | XT 370R-PD | Solar Panels |  | 0.37 | 21 | 162 | 20 |  | Fixed | Roof
NJSTRE1545528812 |  | Transition Incentive Program | Bridgeton | 8302 | 20 | 11.47 | Residential | No | Behind the Meter | Net-metered residential rooftop and canopy |  | None | Whitman Construction, LLC | AC Electric | Accepted | 2020-09-02 | 2020-09-04 | 2021-10-30 | solaria power | XT 370R-PD | Solar Panels |  | 0.37 | 10 | 342 | 20 |  | Fixed | Roof
NJSTRE1545528818 |  | Transition Incentive Program | MANASQUAN | 8736 | 17 | 3.69 | Residential | Yes | Behind the Meter | Net-metered residential rooftop and canopy |  | None | Vision Solar LLC | JCP&L | Accepted | 2020-09-02 | 2020-09-04 | 2021-10-30 | ENPHASE | IQ7-60-2-US | Inverters | 0.24 |  | 11 |  |  | 0.96 |  | Other | BEHIND EACH PANEL
NJSTRE1545528818 |  | Transition Incentive Program | MANASQUAN | 8736 | 17 | 3.69 | Residential | Yes | Behind the Meter | Net-metered residential rooftop and canopy |  | None | Vision Solar LLC | JCP&L | Accepted | 2020-09-02 | 2020-09-04 | 2021-10-30 | HANWHA Q-CELLS | Q.PEAK DUO-G6+ 335 | Solar Panels |  | 0.335 | 11 | 222 | 23 |  | Fixed | Roof
NJSTRE1545528833 |  | Transition Incentive Program | Lambertville | 8530 | 4 | 8.04 | Residential | Yes | Behind the Meter | Net-metered residential ground mount |  | None | Vision Solar LLC | JCP&L | Accepted | 2020-09-02 | 2020-09-04 | 2021-10-30 | ENPHASE | IQ7-60-2-US | Inverters | 0.24 |  | 24 |  |  | 0.96 |  | Other | BEHIND EACH PANEL
NJSTRE1545528833 |  | Transition Incentive Program | Lambertville | 8530 | 4 | 8.04 | Residential | Yes | Behind the Meter | Net-metered residential ground mount |  | None | Vision Solar LLC | JCP&L | Accepted | 2020-09-02 | 2020-09-04 | 2021-10-30 | HANWHA Q-CELLS | Q.PEAK DUO-G6+ 335 | Solar Panels |  | 0.335 | 24 | 180 | 30 |  | Fixed | Ground
NJSTRE1545528834 |  | Transition Incentive Program | Sicklerville | 8081 | 14 | 12.24 | Residential | No | Behind the Meter | Net-metered residential rooftop and canopy |  | None | Trinity Solar | AC Electric | Accepted | 2020-09-02 | 2020-09-04 | 2021-10-30 | Solar Edge | SE10000 | Inverters | 10000 |  | 1 |  |  | 0.97 |  | Outside | side of home
NJSTRE1545528834 |  | Transition Incentive Program | Sicklerville | 8081 | 14 | 12.24 | Residential | No | Behind the Meter | Net-metered residential rooftop and canopy |  | None | Trinity Solar | AC Electric | Accepted | 2020-09-02 | 2020-09-04 | 2021-10-30 | Hanwha | Q.PEAK DUO BLK-G6 340 | Solar Panels |  | 0.34 | 24 | 227 | 30 |  | Fixed | Roof
NJSTRE1545528834 |  | Transition Incentive Program | Sicklerville | 8081 | 14 | 12.24 | Residential | No | Behind the Meter | Net-metered residential rooftop and canopy |  | None | Trinity Solar | AC Electric | Accepted | 2020-09-02 | 2020-09-04 | 2021-10-30 | Hanwha | Q.PEAK DUO BLK-G6 340 | Solar Panels |  | 0.34 | 4 | 137 | 34 |  | Fixed | Roof
NJSTRE1545528834 |  | Transition Incentive Program | Sicklerville | 8081 | 14 | 12.24 | Residential | No | Behind the Meter | Net-metered residential rooftop and canopy |  | None | Trinity Solar | AC Electric | Accepted | 2020-09-02 | 2020-09-04 | 2021-10-30 | Hanwha | Q.PEAK DUO BLK-G6 340 | Solar Panels |  | 0.34 | 8 | 30 | 137 |  | Fixed | Roof
NJSTRE1545528838 |  | Transition Incentive Program | RED BANK | 7701 | 17 | 7.15 | Residential | Yes | Behind the Meter | Net-metered residential rooftop and canopy |  | None | Vivint Solar Developer, LLC | JCP&L | Accepted | 2020-09-08 | 2020-09-09 | 2021-10-30 | Solar Edge | SE7600H-US | Inverters | 7600 |  | 1 |  |  | 0.992 |  | Outdoor | Near the Utility Meter
NJSTRE1545528838 |  | Transition Incentive Program | RED BANK | 7701 | 17 | 7.15 | Residential | Yes | Behind the Meter | Net-metered residential rooftop and canopy |  | None | Vivint Solar Developer, LLC | JCP&L | Accepted | 2020-09-08 | 2020-09-09 | 2021-10-30 | JINKO SOLAR | JKM325M-60HBL | Solar Panels |  | 0.325 | 12 | 329 | 28 |  | Fixed | Roof
NJSTRE1545528838 |  | Transition Incentive Program | RED BANK | 7701 | 17 | 7.15 | Residential | Yes | Behind the Meter | Net-metered residential rooftop and canopy |  | None | Vivint Solar Developer, LLC | JCP&L | Accepted | 2020-09-08 | 2020-09-09 | 2021-10-30 | JINKO SOLAR | JKM325M-60HBL | Solar Panels |  | 0.325 | 2 | 239 | 45 |  | Fixed | Roof
NJSTRE1545528838 |  | Transition Incentive Program | RED BANK | 7701 | 17 | 7.15 | Residential | Yes | Behind the Meter | Net-metered residential rooftop and canopy |  | None | Vivint Solar Developer, LLC | JCP&L | Accepted | 2020-09-08 | 2020-09-09 | 2021-10-30 | JINKO SOLAR | JKM325M-60HBL | Solar Panels |  | 0.325 | 2 | 149 | 28 |  | Fixed | Roof
NJSTRE1545528838 |  | Transition Incentive Program | RED BANK | 7701 | 17 | 7.15 | Residential | Yes | Behind the Meter | Net-metered residential rooftop and canopy |  | None | Vivint Solar Developer, LLC | JCP&L | Accepted | 2020-09-08 | 2020-09-09 | 2021-10-30 | JINKO SOLAR | JKM325M-60HBL | Solar Panels |  | 0.325 | 6 | 59 | 45 |  | Fixed | Roof
NJSTRE1545528839 |  | Transition Incentive Program | Paterson | 7513 | 6 | 3.74 | Residential | Yes | Behind the Meter | Net-metered residential rooftop and canopy |  | None | Trinity Solar | PSE&G | Accepted | 2020-09-02 | 2020-09-04 | 2021-10-30 | solar edge | SE3000H-US | Inverters | 3000 |  | 1 |  |  | 0.97 |  | Outdoor | SIDE OF HOME
NJSTRE1545528839 |  | Transition Incentive Program | Paterson | 7513 | 6 | 3.74 | Residential | Yes | Behind the Meter | Net-metered residential rooftop and canopy |  | None | Trinity Solar | PSE&G | Accepted | 2020-09-02 | 2020-09-04 | 2021-10-30 | HANWHA 340 (Q.PEAK DUO BLK-G6 340) | HANWHA 340 (Q.PEAK DUO BLK-G6 340) | Solar Panels |  | 0.34 | 3 | 189 | 30 |  | Fixed | Roof
NJSTRE1545528839 |  | Transition Incentive Program | Paterson | 7513 | 6 | 3.74 | Residential | Yes | Behind the Meter | Net-metered residential rooftop and canopy |  | None | Trinity Solar | PSE&G | Accepted | 2020-09-02 | 2020-09-04 | 2021-10-30 | HANWHA 340 (Q.PEAK DUO BLK-G6 340) | HANWHA 340 (Q.PEAK DUO BLK-G6 340) | Solar Panels |  | 0.34 | 8 | 279 | 45 |  | Fixed | Roof
NJSTRE1545528842 |  | Transition Incentive Program | Brick | 8723 | 18 | 12.73 | Residential | No | Behind the Meter | Net-metered residential rooftop and canopy |  | None | Vantage Home Solar LLC | JCP&L | Accepted | 2020-09-18 | 2020-09-23 | 2021-10-30 | SunPower | PVS6X | Meters |  |  | 1 |  |  |  | Yes | Outdoor
NJSTRE1545528842 |  | Transition Incentive Program | Brick | 8723 | 18 | 12.73 | Residential | No | Behind the Meter | Net-metered residential rooftop and canopy |  | None | Vantage Home Solar LLC | JCP&L | Accepted | 2020-09-18 | 2020-09-23 | 2021-10-30 | SunPower | SPR-X21-335-BLK-E-AC | Inverters | 320 |  | 38 |  |  | 0.97 |  | Other | Roof mounted AC Modules
NJSTRE1545528842 |  | Transition Incentive Program | Brick | 8723 | 18 | 12.73 | Residential | No | Behind the Meter | Net-metered residential rooftop and canopy |  | None | Vantage Home Solar LLC | JCP&L | Accepted | 2020-09-18 | 2020-09-23 | 2021-10-30 | SunPower | SPR-X21-335-BLK-E-AC | Solar Panels |  | 0.335 | 17 | 206 | 40 |  | Fixed | Roof
NJSTRE1545528842 |  | Transition Incentive Program | Brick | 8723 | 18 | 12.73 | Residential | No | Behind the Meter | Net-metered residential rooftop and canopy |  | None | Vantage Home Solar LLC | JCP&L | Accepted | 2020-09-18 | 2020-09-23 | 2021-10-30 | SunPower | SPR-X21-335-BLK-E-AC | Solar Panels |  | 0.335 | 21 | 116 | 37 |  | Fixed | Roof
NJSTRE1545528849 |  | Transition Incentive Program | Rutherford | 7070 | 7 | 6.37 | Residential | Yes | Behind the Meter | Net-metered residential rooftop and canopy |  | None | Vision Solar LLC | PSE&G | Accepted | 2020-09-02 | 2020-09-04 | 2021-10-30 | ENPHASE | IQ7-60-2-US | Inverters | 0.24 |  | 19 |  |  | 0.96 |  | Other | BEHIND EACH PANEL
NJSTRE1545528849 |  | Transition Incentive Program | Rutherford | 7070 | 7 | 6.37 | Residential | Yes | Behind the Meter | Net-metered residential rooftop and canopy |  | None | Vision Solar LLC | PSE&G | Accepted | 2020-09-02 | 2020-09-04 | 2021-10-30 | HANWHA Q-CELLS | Q.PEAK DUO-G6+ 335 | Solar Panels |  | 0.335 | 19 | 119 | 32 |  | Fixed | Roof
NJSTRE1545528854 |  | Transition Incentive Program | Paterson | 7513 | 6 | 3.74 | Residential | Yes | Behind the Meter | Net-metered residential rooftop and canopy |  | None | Trinity Solar | PSE&G | Accepted | 2020-09-02 | 2020-09-04 | 2021-10-30 | SOLAR EDGE | SE3000H-US | Inverters | 3000 |  | 1 |  |  | 0.97 |  | Outside | SIDE OF HOME
NJSTRE1545528854 |  | Transition Incentive Program | Paterson | 7513 | 6 | 3.74 | Residential | Yes | Behind the Meter | Net-metered residential rooftop and canopy |  | None | Trinity Solar | PSE&G | Accepted | 2020-09-02 | 2020-09-04 | 2021-10-30 | HANWHA 340 (Q.PEAK DUO BLK-G6 340) | HANWHA 340 (Q.PEAK DUO BLK-G6 340) | Solar Panels |  | 0.34 | 3 | 189 | 30 |  | Fixed | Roof
NJSTRE1545528854 |  | Transition Incentive Program | Paterson | 7513 | 6 | 3.74 | Residential | Yes | Behind the Meter | Net-metered residential rooftop and canopy |  | None | Trinity Solar | PSE&G | Accepted | 2020-09-02 | 2020-09-04 | 2021-10-30 | HANWHA 340 (Q.PEAK DUO BLK-G6 340) | HANWHA 340 (Q.PEAK DUO BLK-G6 340) | Solar Panels |  | 0.34 | 8 | 99 | 45 |  | Fixed | Roof
NJSTRE1545528863 |  | Transition Incentive Program | Millville | 8332 | 20 | 8.38 | Residential | Yes | Behind the Meter | Net-metered residential rooftop and canopy |  | None | Trinity Solar | AC Electric | Accepted | 2020-09-02 | 2020-09-04 | 2021-10-30 | Solar Edge | SE7600 | Inverters | 7600 |  | 1 |  |  | 0.97 |  | Outside | side of home
NJSTRE1545528863 |  | Transition Incentive Program | Millville | 8332 | 20 | 8.38 | Residential | Yes | Behind the Meter | Net-metered residential rooftop and canopy |  | None | Trinity Solar | AC Electric | Accepted | 2020-09-02 | 2020-09-04 | 2021-10-30 | Hanwha | Q.PEAK DUO BLK-G6 335 | Solar Panels |  | 0.335 | 4 | 171 | 40 |  | Fixed | Roof
NJSTRE1545528863 |  | Transition Incentive Program | Millville | 8332 | 20 | 8.38 | Residential | Yes | Behind the Meter | Net-metered residential rooftop and canopy |  | None | Trinity Solar | AC Electric | Accepted | 2020-09-02 | 2020-09-04 | 2021-10-30 | Hanwha | Q.PEAK DUO BLK-G6 335 | Solar Panels |  | 0.335 | 21 | 171 | 40 |  | Fixed | Roof
NJSTRE1545528864 |  | Transition Incentive Program | Neotune | 7753 | 17 | 7.15 | Residential | No | Behind the Meter | Net-metered residential rooftop and canopy |  | None | Whitman Construction, LLC | JCP&L | Accepted | 2020-09-02 | 2020-09-04 | 2021-10-30 | enphase energy | iq7-60-2-us | Inverters | 240 |  | 22 |  |  | 0.975 |  | Outdoor | microinverters located under modules
NJSTRE1545528864 |  | Transition Incentive Program | Neotune | 7753 | 17 | 7.15 | Residential | No | Behind the Meter | Net-metered residential rooftop and canopy |  | None | Whitman Construction, LLC | JCP&L | Accepted | 2020-09-02 | 2020-09-04 | 2021-10-30 | trina | tsm 325 DE06M | Solar Panels |  | 0.325 | 22 | 155 | 17 |  | Fixed | Roof
NJSTRE1545528880 |  | Transition Incentive Program | Vineland | 8361 | 20 | 10.39 | Residential | Yes | Behind the Meter | Net-metered residential rooftop and canopy |  | None | Vision Solar LLC | Vineland Muni Electric | Accepted | 2020-09-02 | 2020-09-04 | 2021-10-30 | ENPHASE | IQ7-60-2-US | Inverters | 0.24 |  | 31 |  |  | 0.96 |  | Other | BEHIND EACH PANEL
NJSTRE1545528880 |  | Transition Incentive Program | Vineland | 8361 | 20 | 10.39 | Residential | Yes | Behind the Meter | Net-metered residential rooftop and canopy |  | None | Vision Solar LLC | Vineland Muni Electric | Accepted | 2020-09-02 | 2020-09-04 | 2021-10-30 | HANWHA Q-CELLS | Q.PEAK DUO-G6+ 335 | Solar Panels |  | 0.335 | 7 | 93 | 19 |  | Fixed | Roof
NJSTRE1545528880 |  | Transition Incentive Program | Vineland | 8361 | 20 | 10.39 | Residential | Yes | Behind the Meter | Net-metered residential rooftop and canopy |  | None | Vision Solar LLC | Vineland Muni Electric | Accepted | 2020-09-02 | 2020-09-04 | 2021-10-30 | HANWHA Q-CELLS | Q.PEAK DUO-G6+ 335 | Solar Panels |  | 0.335 | 7 | 184 | 18 |  | Fixed | Roof
NJSTRE1545528880 |  | Transition Incentive Program | Vineland | 8361 | 20 | 10.39 | Residential | Yes | Behind the Meter | Net-metered residential rooftop and canopy |  | None | Vision Solar LLC | Vineland Muni Electric | Accepted | 2020-09-02 | 2020-09-04 | 2021-10-30 | HANWHA Q-CELLS | Q.PEAK DUO-G6+ 335 | Solar Panels |  | 0.335 | 10 | 183 | 19 |  | Fixed | Roof
NJSTRE1545528880 |  | Transition Incentive Program | Vineland | 8361 | 20 | 10.39 | Residential | Yes | Behind the Meter | Net-metered residential rooftop and canopy |  | None | Vision Solar LLC | Vineland Muni Electric | Accepted | 2020-09-02 | 2020-09-04 | 2021-10-30 | HANWHA Q-CELLS | Q.PEAK DUO-G6+ 335 | Solar Panels |  | 0.335 | 7 | 273 | 18 |  | Fixed | Roof
NJSTRE1545528888 |  | Transition Incentive Program | EGG HARBOR TOWNSHIP | 8234 | 19 | 5.2 | Residential | Yes | Behind the Meter | Net-metered residential rooftop and canopy |  | None | Vivint Solar Developer, LLC | AC Electric | Accepted | 2020-09-08 | 2020-09-15 | 2021-10-30 | Solar Edge | SE3800H-US | Inverters | 3800 |  | 1 |  |  | 0.992 |  | Outdoor | Near the Utility Meter
NJSTRE1545528888 |  | Transition Incentive Program | EGG HARBOR TOWNSHIP | 8234 | 19 | 5.2 | Residential | Yes | Behind the Meter | Net-metered residential rooftop and canopy |  | None | Vivint Solar Developer, LLC | AC Electric | Accepted | 2020-09-08 | 2020-09-15 | 2021-10-30 | JINKO SOLAR | JKM325M-60HBL | Solar Panels |  | 0.325 | 6 | 260 | 20 |  | Fixed | Roof
NJSTRE1545528888 |  | Transition Incentive Program | EGG HARBOR TOWNSHIP | 8234 | 19 | 5.2 | Residential | Yes | Behind the Meter | Net-metered residential rooftop and canopy |  | None | Vivint Solar Developer, LLC | AC Electric | Accepted | 2020-09-08 | 2020-09-15 | 2021-10-30 | JINKO SOLAR | JKM325M-60HBL | Solar Panels |  | 0.325 | 10 | 80 | 20 |  | Fixed | Roof
NJSTRE1545528894 |  | Transition Incentive Program | Hammonton | 8037 | 19 | 7.82 | Residential | Yes | Behind the Meter | Net-metered residential rooftop and canopy |  | None | Vision Solar LLC | AC Electric | Accepted | 2020-09-02 | 2020-09-04 | 2021-10-30 | ENPHASE | IQ7-60-2-US | Inverters | 0.24 |  | 23 |  |  | 0.96 |  | Other | BEHIND EACH PANEL
NJSTRE1545528894 |  | Transition Incentive Program | Hammonton | 8037 | 19 | 7.82 | Residential | Yes | Behind the Meter | Net-metered residential rooftop and canopy |  | None | Vision Solar LLC | AC Electric | Accepted | 2020-09-02 | 2020-09-04 | 2021-10-30 | HANWHA Q-CELLS | Q.PEAK DUO-G6 340 | Solar Panels |  | 0.34 | 7 | 94 | 19 |  | Fixed | Roof
NJSTRE1545528894 |  | Transition Incentive Program | Hammonton | 8037 | 19 | 7.82 | Residential | Yes | Behind the Meter | Net-metered residential rooftop and canopy |  | None | Vision Solar LLC | AC Electric | Accepted | 2020-09-02 | 2020-09-04 | 2021-10-30 | HANWHA Q-CELLS | Q.PEAK DUO-G6 340 | Solar Panels |  | 0.34 | 9 | 274 | 19 |  | Fixed | Roof
NJSTRE1545528894 |  | Transition Incentive Program | Hammonton | 8037 | 19 | 7.82 | Residential | Yes | Behind the Meter | Net-metered residential rooftop and canopy |  | None | Vision Solar LLC | AC Electric | Accepted | 2020-09-02 | 2020-09-04 | 2021-10-30 | HANWHA Q-CELLS | Q.PEAK DUO-G6 340 | Solar Panels |  | 0.34 | 7 | 184 | 14 |  | Fixed | Roof
NJSTRE1545528927 |  | Transition Incentive Program | Mays Landing | 8330 | 19 | 7.14 | Residential | Yes | Behind the Meter | Net-metered residential rooftop and canopy |  | None | Trinity Solar | AC Electric | Accepted | 2020-09-02 | 2020-09-04 | 2021-10-30 | SOLAR EDGE | SE6000H-US | Inverters | 6000 |  | 1 |  |  | 0.97 |  | Outside | SIDE OF HOME
NJSTRE1545528927 |  | Transition Incentive Program | Mays Landing | 8330 | 19 | 7.14 | Residential | Yes | Behind the Meter | Net-metered residential rooftop and canopy |  | None | Trinity Solar | AC Electric | Accepted | 2020-09-02 | 2020-09-04 | 2021-10-30 | HANWHA 340 (Q.PEAK DUO BLK-G6 340) | HANWHA 340 (Q.PEAK DUO BLK-G6 340) | Solar Panels |  | 0.34 | 7 | 78 | 27 |  | Fixed | Roof
NJSTRE1545528927 |  | Transition Incentive Program | Mays Landing | 8330 | 19 | 7.14 | Residential | Yes | Behind the Meter | Net-metered residential rooftop and canopy |  | None | Trinity Solar | AC Electric | Accepted | 2020-09-02 | 2020-09-04 | 2021-10-30 | HANWHA 340 (Q.PEAK DUO BLK-G6 340) | HANWHA 340 (Q.PEAK DUO BLK-G6 340) | Solar Panels |  | 0.34 | 14 | 258 | 27 |  | Fixed | Roof
NJSTRE1545528959 |  | Transition Incentive Program | Trenton | 8609 | 12 | 55.3 | Commercial | Yes | Behind the Meter | Net-metered non-residential rooftop and canopy |  | None | Geoscape Solar | PSE&G | Accepted | 2020-09-03 | 2020-09-08 | 2021-10-30 | SolarEdge | SE43.2k-US | Inverters | 43200 |  | 1 |  |  | 0.98 |  | Outside | adj. to utility meter
NJSTRE1545528959 |  | Transition Incentive Program | Trenton | 8609 | 12 | 55.3 | Commercial | Yes | Behind the Meter | Net-metered non-residential rooftop and canopy |  | None | Geoscape Solar | PSE&G | Accepted | 2020-09-03 | 2020-09-08 | 2021-10-30 | Hyundai | HIA-S395HI | Solar Panels |  | 0.395 | 140 | 22 | 8 |  | Fixed | Roof
NJSTRE1545530794 |  | Transition Incentive Program | Carteret | 7008 | 11 | 8.05 | Residential | Yes | Behind the Meter | Net-metered residential rooftop and canopy |  | None | Pro Custom Solar dba Momentum Solar | PSE&G | Accepted | 2020-09-02 | 2020-09-04 | 2021-10-30 | Enphase | IQ7Plus-72-2-US | Inverters | 290 |  | 23 |  |  | 0.97 |  | Outdoor | Roof
NJSTRE1545530794 |  | Transition Incentive Program | Carteret | 7008 | 11 | 8.05 | Residential | Yes | Behind the Meter | Net-metered residential rooftop and canopy |  | None | Pro Custom Solar dba Momentum Solar | PSE&G | Accepted | 2020-09-02 | 2020-09-04 | 2021-10-30 | LG ELECTRONICS | LG 350N1C-V5 | Solar Panels |  | 0.35 | 6 | 79 | 16 |  | Fixed | Roof
NJSTRE1545530794 |  | Transition Incentive Program | Carteret | 7008 | 11 | 8.05 | Residential | Yes | Behind the Meter | Net-metered residential rooftop and canopy |  | None | Pro Custom Solar dba Momentum Solar | PSE&G | Accepted | 2020-09-02 | 2020-09-04 | 2021-10-30 | LG ELECTRONICS | LG 350N1C-V5 | Solar Panels |  | 0.35 | 17 | 259 | 16 |  | Fixed | Roof
NJSTRE1545536636 |  | Transition Incentive Program | Moonachie | 7074 | 7 | 3.25 | Residential | Yes | Behind the Meter | Net-metered residential rooftop and canopy |  | None | Vivint Solar Developer, LLC | PSE&G | Accepted | 2020-09-08 | 2020-09-09 | 2021-10-30 | Solar Edge | SE3800H-US | Inverters | 3800 |  | 1 |  |  | 0.992 |  | Outdoor | Near the Utility Meter
NJSTRE1545536636 |  | Transition Incentive Program | Moonachie | 7074 | 7 | 3.25 | Residential | Yes | Behind the Meter | Net-metered residential rooftop and canopy |  | None | Vivint Solar Developer, LLC | PSE&G | Accepted | 2020-09-08 | 2020-09-09 | 2021-10-30 | JINKO SOLAR | JKM325M-60HBL | Solar Panels |  | 0.325 | 10 | 267 | 5 |  | Fixed | Roof
NJSTRE1545543037 |  | Transition Incentive Program | TRENTON | 8610 | 12 | 4.55 | Residential | Yes | Behind the Meter | Net-metered residential rooftop and canopy |  | None | Vivint Solar Developer, LLC | PSE&G | Accepted | 2020-09-08 | 2020-09-09 | 2021-10-30 | SolarEdge | SE3800H-US | Inverters | 3800 |  | 1 |  |  | 0.992 |  | Outdoor | Near the Utility Meter
NJSTRE1545543037 |  | Transition Incentive Program | TRENTON | 8610 | 12 | 4.55 | Residential | Yes | Behind the Meter | Net-metered residential rooftop and canopy |  | None | Vivint Solar Developer, LLC | PSE&G | Accepted | 2020-09-08 | 2020-09-09 | 2021-10-30 | JINKO SOLAR | JKM325M-60HBL | Solar Panels |  | 0.325 | 6 | 28 | 32 |  | Fixed | Roof
NJSTRE1545543037 |  | Transition Incentive Program | TRENTON | 8610 | 12 | 4.55 | Residential | Yes | Behind the Meter | Net-metered residential rooftop and canopy |  | None | Vivint Solar Developer, LLC | PSE&G | Accepted | 2020-09-08 | 2020-09-09 | 2021-10-30 | JINKO SOLAR | JKM325M-60HBL | Solar Panels |  | 0.325 | 4 | 208 | 32 |  | Fixed | Roof
NJSTRE1545543037 |  | Transition Incentive Program | TRENTON | 8610 | 12 | 4.55 | Residential | Yes | Behind the Meter | Net-metered residential rooftop and canopy |  | None | Vivint Solar Developer, LLC | PSE&G | Accepted | 2020-09-08 | 2020-09-09 | 2021-10-30 | JINKO SOLAR | JKM325M-60HBL | Solar Panels |  | 0.325 | 4 | 207 | 0 |  | Fixed | Roof
NJSTRE1545543472 |  | Transition Incentive Program | Morganville | 7751 | 17 | 22 | Residential | No | Behind the Meter | Net-metered residential rooftop and canopy |  | None | Green Power energy | JCP&L | Accepted | 2020-09-02 | 2020-09-04 | 2021-10-30 | Enphase Energy | IQ7PLUS-72-2-US | Inverters | 290 |  | 55 |  |  | 0.975 |  | Outside | next to meter
NJSTRE1545543472 |  | Transition Incentive Program | Morganville | 7751 | 17 | 22 | Residential | No | Behind the Meter | Net-metered residential rooftop and canopy |  | None | Green Power energy | JCP&L | Accepted | 2020-09-02 | 2020-09-04 | 2021-10-30 | Axitec | AC-400MH/144S | Solar Panels |  | 0.4 | 12 | 182 | 19 |  | Fixed | Roof
NJSTRE1545543472 |  | Transition Incentive Program | Morganville | 7751 | 17 | 22 | Residential | No | Behind the Meter | Net-metered residential rooftop and canopy |  | None | Green Power energy | JCP&L | Accepted | 2020-09-02 | 2020-09-04 | 2021-10-30 | Axitec | AC-400MH/144S | Solar Panels |  | 0.4 | 6 | 182 | 19 |  | Fixed | Roof
NJSTRE1545543472 |  | Transition Incentive Program | Morganville | 7751 | 17 | 22 | Residential | No | Behind the Meter | Net-metered residential rooftop and canopy |  | None | Green Power energy | JCP&L | Accepted | 2020-09-02 | 2020-09-04 | 2021-10-30 | Axitec | AC-400MH/144S | Solar Panels |  | 0.4 | 16 | 182 | 19 |  | Fixed | Roof
NJSTRE1545543472 |  | Transition Incentive Program | Morganville | 7751 | 17 | 22 | Residential | No | Behind the Meter | Net-metered residential rooftop and canopy |  | None | Green Power energy | JCP&L | Accepted | 2020-09-02 | 2020-09-04 | 2021-10-30 | Axitec | AC-400MH/144S | Solar Panels |  | 0.4 | 15 | 182 | 19 |  | Fixed | Roof
NJSTRE1545543472 |  | Transition Incentive Program | Morganville | 7751 | 17 | 22 | Residential | No | Behind the Meter | Net-metered residential rooftop and canopy |  | None | Green Power energy | JCP&L | Accepted | 2020-09-02 | 2020-09-04 | 2021-10-30 | Axitec | AC-400MH/144S | Solar Panels |  | 0.4 | 6 | 182 | 19 |  | Fixed | Roof
NJSTRE1545544124 |  | Transition Incentive Program | Trenton | 8609 | 12 | 155.63 | Commercial | Yes | Behind the Meter | Net-metered non-residential rooftop and canopy |  | None | Geoscape Solar | PSE&G | Accepted | 2020-09-02 | 2020-09-08 | 2021-10-30 | SolarEdge | SE43.2k-US | Inverters | 43200 |  | 2 |  |  | 0.98 |  | Outside | adj. to utility meter
NJSTRE1545544124 |  | Transition Incentive Program | Trenton | 8609 | 12 | 155.63 | Commercial | Yes | Behind the Meter | Net-metered non-residential rooftop and canopy |  | None | Geoscape Solar | PSE&G | Accepted | 2020-09-02 | 2020-09-08 | 2021-10-30 | SolarEdge | SE9k-US | Inverters | 9000 |  | 1 |  |  | 0.98 |  | Outside | adj. to utility meter
NJSTRE1545544124 |  | Transition Incentive Program | Trenton | 8609 | 12 | 155.63 | Commercial | Yes | Behind the Meter | Net-metered non-residential rooftop and canopy |  | None | Geoscape Solar | PSE&G | Accepted | 2020-09-02 | 2020-09-08 | 2021-10-30 | SolarEdge | SE14.4k-US | Inverters | 14400 |  | 2 |  |  | 0.98 |  | Outside | adj. to utility meter
NJSTRE1545544124 |  | Transition Incentive Program | Trenton | 8609 | 12 | 155.63 | Commercial | Yes | Behind the Meter | Net-metered non-residential rooftop and canopy |  | None | Geoscape Solar | PSE&G | Accepted | 2020-09-02 | 2020-09-08 | 2021-10-30 | Hyundai | HiA-S395HI | Solar Panels |  | 0.395 | 14 | 202 | 26 |  | Fixed | Roof
NJSTRE1545544124 |  | Transition Incentive Program | Trenton | 8609 | 12 | 155.63 | Commercial | Yes | Behind the Meter | Net-metered non-residential rooftop and canopy |  | None | Geoscape Solar | PSE&G | Accepted | 2020-09-02 | 2020-09-08 | 2021-10-30 | Hyundai | HiA-S395HI | Solar Panels |  | 0.395 | 20 | 202 | 26 |  | Fixed | Roof
NJSTRE1545544124 |  | Transition Incentive Program | Trenton | 8609 | 12 | 155.63 | Commercial | Yes | Behind the Meter | Net-metered non-residential rooftop and canopy |  | None | Geoscape Solar | PSE&G | Accepted | 2020-09-02 | 2020-09-08 | 2021-10-30 | Hyundai | HiA-S395HI | Solar Panels |  | 0.395 | 16 | 112 | 26 |  | Fixed | Roof
NJSTRE1545544124 |  | Transition Incentive Program | Trenton | 8609 | 12 | 155.63 | Commercial | Yes | Behind the Meter | Net-metered non-residential rooftop and canopy |  | None | Geoscape Solar | PSE&G | Accepted | 2020-09-02 | 2020-09-08 | 2021-10-30 | Hyundai | HiA-S395HI | Solar Panels |  | 0.395 | 36 | 292 | 26 |  | Fixed | Roof
NJSTRE1545544124 |  | Transition Incentive Program | Trenton | 8609 | 12 | 155.63 | Commercial | Yes | Behind the Meter | Net-metered non-residential rooftop and canopy |  | None | Geoscape Solar | PSE&G | Accepted | 2020-09-02 | 2020-09-08 | 2021-10-30 | Hyundai | HiA-S395HI | Solar Panels |  | 0.395 | 16 | 112 | 26 |  | Fixed | Roof
NJSTRE1545544124 |  | Transition Incentive Program | Trenton | 8609 | 12 | 155.63 | Commercial | Yes | Behind the Meter | Net-metered non-residential rooftop and canopy |  | None | Geoscape Solar | PSE&G | Accepted | 2020-09-02 | 2020-09-08 | 2021-10-30 | Hyundai | HiA-S395HI | Solar Panels |  | 0.395 | 26 | 202 | 26 |  | Fixed | Roof
NJSTRE1545544124 |  | Transition Incentive Program | Trenton | 8609 | 12 | 155.63 | Commercial | Yes | Behind the Meter | Net-metered non-residential rooftop and canopy |  | None | Geoscape Solar | PSE&G | Accepted | 2020-09-02 | 2020-09-08 | 2021-10-30 | Hyundai | HiA-S395HI | Solar Panels |  | 0.395 | 190 | 202 | 35 |  | Fixed | Roof
NJSTRE1545544124 |  | Transition Incentive Program | Trenton | 8609 | 12 | 155.63 | Commercial | Yes | Behind the Meter | Net-metered non-residential rooftop and canopy |  | None | Geoscape Solar | PSE&G | Accepted | 2020-09-02 | 2020-09-08 | 2021-10-30 | Hyundai | HiA-S395HI | Solar Panels |  | 0.395 | 52 | 202 | 5 |  | Fixed | Roof
NJSTRE1545544124 |  | Transition Incentive Program | Trenton | 8609 | 12 | 155.63 | Commercial | Yes | Behind the Meter | Net-metered non-residential rooftop and canopy |  | None | Geoscape Solar | PSE&G | Accepted | 2020-09-02 | 2020-09-08 | 2021-10-30 | Hyundai | HiA-S395HI | Solar Panels |  | 0.395 | 24 | 112 | 26 |  | Fixed | Roof
NJSTRE1545544133 |  | Transition Incentive Program | West New York | 7093 | 8 | 5.95 | Municipality | Yes | Behind the Meter | Net-metered residential rooftop and canopy |  | None | Pro Custom Solar dba Momentum Solar | PSE&G | Accepted | 2020-09-02 | 2020-09-04 | 2021-10-30 | Enphase | IQ7Plus-72-2-US | Inverters | 290 |  | 17 |  |  | 0.97 |  | Outdoor | Roof
NJSTRE1545544133 |  | Transition Incentive Program | West New York | 7093 | 8 | 5.95 | Municipality | Yes | Behind the Meter | Net-metered residential rooftop and canopy |  | None | Pro Custom Solar dba Momentum Solar | PSE&G | Accepted | 2020-09-02 | 2020-09-04 | 2021-10-30 | LG ELECTRONICS | LG 350N1C-V5 | Solar Panels |  | 0.35 | 17 | 302 | 6 |  | Fixed | Roof
NJSTRE1545544143 |  | Transition Incentive Program | Teaneck | 7666 | 7 | 7.48 | Residential | Yes | Behind the Meter | Net-metered residential rooftop and canopy |  | None | Vivint Solar Developer, LLC | PSE&G | Accepted | 2020-09-08 | 2020-09-09 | 2021-10-30 | Solar Edge | SE7600H-US | Inverters | 7600 |  | 1 |  |  | 0.992 |  | Outdoor | Near the Utility Meter
NJSTRE1545544143 |  | Transition Incentive Program | Teaneck | 7666 | 7 | 7.48 | Residential | Yes | Behind the Meter | Net-metered residential rooftop and canopy |  | None | Vivint Solar Developer, LLC | PSE&G | Accepted | 2020-09-08 | 2020-09-09 | 2021-10-30 | JINKO SOLAR | JKM325M-60HBL | Solar Panels |  | 0.325 | 9 | 206 | 35 |  | Fixed | Roof
NJSTRE1545544143 |  | Transition Incentive Program | Teaneck | 7666 | 7 | 7.48 | Residential | Yes | Behind the Meter | Net-metered residential rooftop and canopy |  | None | Vivint Solar Developer, LLC | PSE&G | Accepted | 2020-09-08 | 2020-09-09 | 2021-10-30 | JINKO SOLAR | JKM325M-60HBL | Solar Panels |  | 0.325 | 5 | 206 | 35 |  | Fixed | Roof
NJSTRE1545544143 |  | Transition Incentive Program | Teaneck | 7666 | 7 | 7.48 | Residential | Yes | Behind the Meter | Net-metered residential rooftop and canopy |  | None | Vivint Solar Developer, LLC | PSE&G | Accepted | 2020-09-08 | 2020-09-09 | 2021-10-30 | JINKO SOLAR | JKM325M-60HBL | Solar Panels |  | 0.325 | 9 | 26 | 35 |  | Fixed | Roof
NJSTRE1545544149 |  | Transition Incentive Program | Pleasantville | 8232 | 19 | 2.72 | Residential | No | Behind the Meter | Net-metered residential rooftop and canopy |  | None | Castle Energy, LLC | AC Electric | Accepted | 2020-09-02 | 2020-09-04 | 2021-10-30 | Enphase Energy | IQ7-60-2-US | Inverters | 240 |  | 8 |  |  | 0.967 |  | Outdoor | on the rooftop under each solar panel
NJSTRE1545544149 |  | Transition Incentive Program | Pleasantville | 8232 | 19 | 2.72 | Residential | No | Behind the Meter | Net-metered residential rooftop and canopy |  | None | Castle Energy, LLC | AC Electric | Accepted | 2020-09-02 | 2020-09-04 | 2021-10-30 | Hanwha Q-Cells | Q.Peak DUO BLK-G6 340 | Solar Panels |  | 0.34 | 8 | 119 | 20 |  | Fixed | Roof
NJSTRE1545544170 |  | Transition Incentive Program | Brigantine | 8702 |  | 9.6 | Residential | Yes | Behind the Meter | Net-metered residential rooftop and canopy |  | None | Posigen NJ LLC | AC Electric | Accepted | 2020-09-02 | 2020-09-04 | 2021-10-30 | SolarEdge | SE10000H-US | Inverters | 10000 |  | 1 |  |  | 0.99 |  | Outside | within ten feet of meter
NJSTRE1545544170 |  | Transition Incentive Program | Brigantine | 8702 |  | 9.6 | Residential | Yes | Behind the Meter | Net-metered residential rooftop and canopy |  | None | Posigen NJ LLC | AC Electric | Accepted | 2020-09-02 | 2020-09-04 | 2021-10-30 | Silfab | SLA320BL | Solar Panels |  | 0.32 | 30 | 135 | 31 |  | Fixed | Roof
NJSTRE1545544171 |  | Transition Incentive Program | WEST DEPTFORD | 8096 | 15 | 9.43 | Residential | Yes | Behind the Meter | Net-metered residential rooftop and canopy |  | None | Vivint Solar Developer, LLC | PSE&G | Accepted | 2020-09-09 | 2020-09-09 | 2021-10-30 | Solar Edge | SE7600H-US | Inverters | 7600 |  | 1 |  |  | 0.992 |  | Outdoor | Near the Utility Meter
NJSTRE1545544171 |  | Transition Incentive Program | WEST DEPTFORD | 8096 | 15 | 9.43 | Residential | Yes | Behind the Meter | Net-metered residential rooftop and canopy |  | None | Vivint Solar Developer, LLC | PSE&G | Accepted | 2020-09-09 | 2020-09-09 | 2021-10-30 | JINKO SOLAR | JKM325M-60HBL | Solar Panels |  | 0.325 | 4 | 283 | 18 |  | Fixed | Roof
NJSTRE1545544171 |  | Transition Incentive Program | WEST DEPTFORD | 8096 | 15 | 9.43 | Residential | Yes | Behind the Meter | Net-metered residential rooftop and canopy |  | None | Vivint Solar Developer, LLC | PSE&G | Accepted | 2020-09-09 | 2020-09-09 | 2021-10-30 | JINKO SOLAR | JKM325M-60HBL | Solar Panels |  | 0.325 | 20 | 103 | 18 |  | Fixed | Roof
NJSTRE1545544171 |  | Transition Incentive Program | WEST DEPTFORD | 8096 | 15 | 9.43 | Residential | Yes | Behind the Meter | Net-metered residential rooftop and canopy |  | None | Vivint Solar Developer, LLC | PSE&G | Accepted | 2020-09-09 | 2020-09-09 | 2021-10-30 | JINKO SOLAR | JKM325M-60HBL | Solar Panels |  | 0.325 | 5 | 13 | 18 |  | Fixed | Roof
NJSTRE1545544188 |  | Transition Incentive Program | Scotch Plains | 7076 | 10 | 7 | Residential | Yes | Behind the Meter | Net-metered residential rooftop and canopy |  | None | Pro Custom Solar dba Momentum Solar | PSE&G | Accepted | 2020-09-02 | 2020-09-04 | 2021-10-30 | Enphase | IQ7Plus-72-2-US | Inverters | 290 |  | 20 |  |  | 0.97 |  | Outdoor | Roof
NJSTRE1545544188 |  | Transition Incentive Program | Scotch Plains | 7076 | 10 | 7 | Residential | Yes | Behind the Meter | Net-metered residential rooftop and canopy |  | None | Pro Custom Solar dba Momentum Solar | PSE&G | Accepted | 2020-09-02 | 2020-09-04 | 2021-10-30 | LG ELECTRONICS | LG 350N1C-V5 | Solar Panels |  | 0.35 | 20 | 133 | 25 |  | Fixed | Roof
NJSTRE1545544189 |  | Transition Incentive Program | Pennsauken | 8110 | 14 | 3.96 | Residential | No | Behind the Meter | Net-metered residential rooftop and canopy |  | None | Posigen NJ LLC | PSE&G | Accepted | 2020-09-02 | 2020-09-04 | 2021-10-30 | SolarEdge | SE3800H-US | Inverters | 3800 |  | 1 |  |  | 0.99 |  | Outside | within ten feet of meter
NJSTRE1545544189 |  | Transition Incentive Program | Pennsauken | 8110 | 14 | 3.96 | Residential | No | Behind the Meter | Net-metered residential rooftop and canopy |  | None | Posigen NJ LLC | PSE&G | Accepted | 2020-09-02 | 2020-09-04 | 2021-10-30 | Silfab | SLA330HL | Solar Panels |  | 0.33 | 12 | 217 | 20 |  | Fixed | Roof
NJSTRE1545544221 |  | Transition Incentive Program | Colonia | 7067 | 10 | 7.26 | Residential | No | Behind the Meter | Net-metered residential rooftop and canopy |  | None | Posigen NJ LLC | PSE&G | Accepted | 2020-09-02 | 2020-09-08 | 2021-10-30 | SolarEdge | SE10000H-US | Inverters | 10000 |  | 1 |  |  | 0.99 |  | Outside | within ten feet of meter
NJSTRE1545544221 |  | Transition Incentive Program | Colonia | 7067 | 10 | 7.26 | Residential | No | Behind the Meter | Net-metered residential rooftop and canopy |  | None | Posigen NJ LLC | PSE&G | Accepted | 2020-09-02 | 2020-09-08 | 2021-10-30 | Silfab | SIL330HL | Solar Panels |  | 0.33 | 22 | 262 | 26 |  | Fixed | Roof
NJSTRE1545544228 |  | Transition Incentive Program | HASBROUCK HEIGHTS | 7604 | 7 | 7.8 | Residential | No | Behind the Meter | Net-metered residential rooftop and canopy |  | None | Infinity Solar Systems | PSE&G | Accepted | 2020-09-02 | 2020-09-04 | 2021-10-30 | ENPHASE | IQ7-60-X-US | Inverters | 240 |  | 24 |  |  | 0.97 |  | Outside | MICROINVERTERS
NJSTRE1545544228 |  | Transition Incentive Program | HASBROUCK HEIGHTS | 7604 | 7 | 7.8 | Residential | No | Behind the Meter | Net-metered residential rooftop and canopy |  | None | Infinity Solar Systems | PSE&G | Accepted | 2020-09-02 | 2020-09-04 | 2021-10-30 | CANADA SOLAR | CS1H-325-MS | Solar Panels |  | 0.325 | 24 | 37 | 10 |  | Fixed | Roof
NJSTRE1545544229 |  | Transition Incentive Program | FAIR LAWN | 7410 | 7 | 3.58 | Residential | Yes | Behind the Meter | Net-metered residential rooftop and canopy |  | None | Vivint Solar Developer, LLC | PSE&G | Accepted | 2020-09-09 | 2020-09-10 | 2021-10-30 | Solar Edge | SE3800H-US | Inverters | 3800 |  | 1 |  |  | 0.992 |  | Outdoor | Near the Utility Meter
NJSTRE1545544229 |  | Transition Incentive Program | FAIR LAWN | 7410 | 7 | 3.58 | Residential | Yes | Behind the Meter | Net-metered residential rooftop and canopy |  | None | Vivint Solar Developer, LLC | PSE&G | Accepted | 2020-09-09 | 2020-09-10 | 2021-10-30 | JINKO SOLAR | JKM325M-60HBL | Solar Panels |  | 0.325 | 5 | 249 | 24 |  | Fixed | Roof
NJSTRE1545544229 |  | Transition Incentive Program | FAIR LAWN | 7410 | 7 | 3.58 | Residential | Yes | Behind the Meter | Net-metered residential rooftop and canopy |  | None | Vivint Solar Developer, LLC | PSE&G | Accepted | 2020-09-09 | 2020-09-10 | 2021-10-30 | JINKO SOLAR | JKM325M-60HBL | Solar Panels |  | 0.325 | 6 | 69 | 24 |  | Fixed | Roof
NJSTRE1545544240 |  | Transition Incentive Program | Pennsauken | 8109 | 14 | 7.04 | Residential | Yes | Behind the Meter | Net-metered residential rooftop and canopy |  | None | Posigen NJ LLC | PSE&G | Accepted | 2020-09-02 | 2020-09-04 | 2021-10-30 | SolarEdge | SE7600H-US | Inverters | 7600 |  | 1 |  |  | 0.99 |  | Outside | within ten feet of meter
NJSTRE1545544240 |  | Transition Incentive Program | Pennsauken | 8109 | 14 | 7.04 | Residential | Yes | Behind the Meter | Net-metered residential rooftop and canopy |  | None | Posigen NJ LLC | PSE&G | Accepted | 2020-09-02 | 2020-09-04 | 2021-10-30 | Silfab | SLA320BL | Solar Panels |  | 0.32 | 22 | 305215 | 17 |  | Fixed | Roof
NJSTRE1545544256 |  | Transition Incentive Program | FORKED RIVER | 8731 | 18 | 4.23 | Residential | Yes | Behind the Meter | Net-metered residential rooftop and canopy |  | None | Vivint Solar Developer, LLC | JCP&L | Accepted | 2020-09-09 | 2020-09-10 | 2021-10-30 | Solar Edge | SE3800H-US | Inverters | 3800 |  | 1 |  |  | 0.992 |  | Outdoor | Near the Utility Meter
NJSTRE1545544256 |  | Transition Incentive Program | FORKED RIVER | 8731 | 18 | 4.23 | Residential | Yes | Behind the Meter | Net-metered residential rooftop and canopy |  | None | Vivint Solar Developer, LLC | JCP&L | Accepted | 2020-09-09 | 2020-09-10 | 2021-10-30 | JINKO SOLAR | JKM325M-60HBL | Solar Panels |  | 0.325 | 13 | 255 | 24 |  | Fixed | Roof
NJSTRE1545544273 |  | Transition Incentive Program | West Orange TWP | 7052 | 9 | 13.6 | Residential | No | Behind the Meter | Net-metered residential rooftop and canopy |  | None | Tesla Energy Operations Inc. | PSE&G | Accepted | 2020-09-02 | 2020-09-08 | 2021-10-30 | Tesla | AC Powerwall 2.0 | Electric Storage Battery |  |  | 2 |  |  |  | Lithium Ion |  | Inside garage
NJSTRE1545544273 |  | Transition Incentive Program | West Orange TWP | 7052 | 9 | 13.6 | Residential | No | Behind the Meter | Net-metered residential rooftop and canopy |  | None | Tesla Energy Operations Inc. | PSE&G | Accepted | 2020-09-02 | 2020-09-08 | 2021-10-30 | SolarEdge Technologies | SE7600H-US [240V] | Inverters | 7600 |  | 2 |  |  | 0.99 |  | Outside | Outside
NJSTRE1545544273 |  | Transition Incentive Program | West Orange TWP | 7052 | 9 | 13.6 | Residential | No | Behind the Meter | Net-metered residential rooftop and canopy |  | None | Tesla Energy Operations Inc. | PSE&G | Accepted | 2020-09-02 | 2020-09-08 | 2021-10-30 | Hanwha Q-CELLS | Q.Peak DUO BLK-G6+ 340 | Solar Panels |  | 0.34 | 14 | 300 | 36 |  | Fixed | Roof
NJSTRE1545544273 |  | Transition Incentive Program | West Orange TWP | 7052 | 9 | 13.6 | Residential | No | Behind the Meter | Net-metered residential rooftop and canopy |  | None | Tesla Energy Operations Inc. | PSE&G | Accepted | 2020-09-02 | 2020-09-08 | 2021-10-30 | Hanwha Q-CELLS | Q.Peak DUO BLK-G6+ 340 | Solar Panels |  | 0.34 | 20 | 210 | 36 |  | Fixed | Roof
NJSTRE1545544273 |  | Transition Incentive Program | West Orange TWP | 7052 | 9 | 13.6 | Residential | No | Behind the Meter | Net-metered residential rooftop and canopy |  | None | Tesla Energy Operations Inc. | PSE&G | Accepted | 2020-09-02 | 2020-09-08 | 2021-10-30 | Hanwha Q-CELLS | Q.Peak DUO BLK-G6+ 340 | Solar Panels |  | 0.34 | 6 | 120 | 36 |  | Fixed | Roof
NJSTRE1545544275 |  | Transition Incentive Program | Vineland | 8360 | 20 | 5.56 | Residential | Yes | Behind the Meter | Net-metered residential rooftop and canopy |  | None | Castle Energy, LLC | Vineland Muni Electric | Accepted | 2020-09-02 | 2020-09-04 | 2021-10-30 | SunPower | SPR-E20-327-E-AC | Inverters | 320 |  | 17 |  |  | 0.975 |  | Outdoor | on the rooftop under each solar panel
NJSTRE1545544275 |  | Transition Incentive Program | Vineland | 8360 | 20 | 5.56 | Residential | Yes | Behind the Meter | Net-metered residential rooftop and canopy |  | None | Castle Energy, LLC | Vineland Muni Electric | Accepted | 2020-09-02 | 2020-09-04 | 2021-10-30 | SunPower | SPR-E20-327-E-AC | Solar Panels |  | 0.327 | 17 | 182 | 19 |  | Fixed | Roof
NJSTRE1545544291 |  | Transition Incentive Program | Willingboro | 8046 | 13 | 5.28 | Residential | No | Behind the Meter | Net-metered residential rooftop and canopy |  | None | Posigen NJ LLC | PSE&G | Accepted | 2020-09-02 | 2020-09-08 | 2021-10-30 | SolarEdge | SE6000H-US | Inverters | 6000 |  | 1 |  |  | 0.99 |  | Outside | within ten feet of meter
NJSTRE1545544291 |  | Transition Incentive Program | Willingboro | 8046 | 13 | 5.28 | Residential | No | Behind the Meter | Net-metered residential rooftop and canopy |  | None | Posigen NJ LLC | PSE&G | Accepted | 2020-09-02 | 2020-09-08 | 2021-10-30 | Silfab | SIL330HL | Solar Panels |  | 0.33 | 16 | 86 | 27 |  | Fixed | Roof
NJSTRE1545544324 |  | Transition Incentive Program | Plainfield | 7060 | 10 | 3.9 | Residential | Yes | Behind the Meter | Net-metered residential rooftop and canopy |  | None | Vivint Solar Developer, LLC | PSE&G | Accepted | 2020-09-09 | 2020-09-11 | 2021-10-30 | Solar Edge | SE3800H-US | Inverters | 3800 |  | 1 |  |  | 0.992 |  | Outdoor | Near the Utility Meter
NJSTRE1545544324 |  | Transition Incentive Program | Plainfield | 7060 | 10 | 3.9 | Residential | Yes | Behind the Meter | Net-metered residential rooftop and canopy |  | None | Vivint Solar Developer, LLC | PSE&G | Accepted | 2020-09-09 | 2020-09-11 | 2021-10-30 | JINKO SOLAR | JKM325M-60HBL | Solar Panels |  | 0.325 | 12 | 161 | 36 |  | Fixed | Roof
NJSTRE1545544330 |  | Transition Incentive Program | WEST ORANGE | 7052 | 9 | 6.5 | Residential | Yes | Behind the Meter | Net-metered residential rooftop and canopy |  | None | Vivint Solar Developer, LLC | PSE&G | Accepted | 2020-09-09 | 2020-09-10 | 2021-10-30 | Solar Edge | SE7600H-US | Inverters | 7600 |  | 1 |  |  | 0.992 |  | Outdoor | Near the Utility Meter
NJSTRE1545544330 |  | Transition Incentive Program | WEST ORANGE | 7052 | 9 | 6.5 | Residential | Yes | Behind the Meter | Net-metered residential rooftop and canopy |  | None | Vivint Solar Developer, LLC | PSE&G | Accepted | 2020-09-09 | 2020-09-10 | 2021-10-30 | JINKO SOLAR | JKM325M-60HBL | Solar Panels |  | 0.325 | 12 | 129 | 26 |  | Fixed | Roof
NJSTRE1545544330 |  | Transition Incentive Program | WEST ORANGE | 7052 | 9 | 6.5 | Residential | Yes | Behind the Meter | Net-metered residential rooftop and canopy |  | None | Vivint Solar Developer, LLC | PSE&G | Accepted | 2020-09-09 | 2020-09-10 | 2021-10-30 | JINKO SOLAR | JKM325M-60HBL | Solar Panels |  | 0.325 | 8 | 309 | 26 |  | Fixed | Roof
NJSTRE1545545162 |  | Transition Incentive Program | Glassboro | 8028 | 15 | 6.18 | Residential | Yes | Behind the Meter | Net-metered residential rooftop and canopy |  | None | Vivint Solar Developer, LLC | AC Electric | Accepted | 2020-09-10 | 2020-09-10 | 2021-10-30 | Solar Edge | SE7600H-US | Inverters | 7600 |  | 1 |  |  | 0.992 |  | Outdoor | Near the Utility Meter
NJSTRE1545545162 |  | Transition Incentive Program | Glassboro | 8028 | 15 | 6.18 | Residential | Yes | Behind the Meter | Net-metered residential rooftop and canopy |  | None | Vivint Solar Developer, LLC | AC Electric | Accepted | 2020-09-10 | 2020-09-10 | 2021-10-30 | JINKO SOLAR | JKM325M-60HBL | Solar Panels |  | 0.325 | 9 | 353 | 26 |  | Fixed | Roof
NJSTRE1545545162 |  | Transition Incentive Program | Glassboro | 8028 | 15 | 6.18 | Residential | Yes | Behind the Meter | Net-metered residential rooftop and canopy |  | None | Vivint Solar Developer, LLC | AC Electric | Accepted | 2020-09-10 | 2020-09-10 | 2021-10-30 | JINKO SOLAR | JKM325M-60HBL | Solar Panels |  | 0.325 | 10 | 173 | 26 |  | Fixed | Roof
NJSTRE1545545194 |  | Transition Incentive Program | Florence TWP | 8518 | 13 | 8.16 | Residential | No | Behind the Meter | Net-metered residential rooftop and canopy |  | None | Tesla Energy Operations Inc. | PSE&G | Accepted | 2020-09-02 | 2020-09-08 | 2021-10-30 | Tesla | AC Powerwall 2.0 | Electric Storage Battery |  |  | 2 |  |  |  | Lithium Ion |  | Inside
NJSTRE1545545194 |  | Transition Incentive Program | Florence TWP | 8518 | 13 | 8.16 | Residential | No | Behind the Meter | Net-metered residential rooftop and canopy |  | None | Tesla Energy Operations Inc. | PSE&G | Accepted | 2020-09-02 | 2020-09-08 | 2021-10-30 | SolarEdge Technologies | SE7600H-US [240V] | Inverters | 7600 |  | 1 |  |  | 0.99 |  | Outside | Outside
NJSTRE1545545194 |  | Transition Incentive Program | Florence TWP | 8518 | 13 | 8.16 | Residential | No | Behind the Meter | Net-metered residential rooftop and canopy |  | None | Tesla Energy Operations Inc. | PSE&G | Accepted | 2020-09-02 | 2020-09-08 | 2021-10-30 | Hanwha Q-CELLS | Q.Peak DUO BLK-G6+ 340 | Solar Panels |  | 0.34 | 24 | 198 | 23 |  | Fixed | Roof
NJSTRE1545545207 |  | Transition Incentive Program | PLAINFIELD | 7060 | 10 | 9.75 | Residential | Yes | Behind the Meter | Net-metered residential rooftop and canopy |  | None | Vivint Solar Developer, LLC | PSE&G | Accepted | 2020-09-10 | 2020-09-11 | 2021-10-30 | Solar Edge | SE7600H-US | Inverters | 7600 |  | 1 |  |  | 0.992 |  | Outdoor | Near the Utility Meter
NJSTRE1545545207 |  | Transition Incentive Program | PLAINFIELD | 7060 | 10 | 9.75 | Residential | Yes | Behind the Meter | Net-metered residential rooftop and canopy |  | None | Vivint Solar Developer, LLC | PSE&G | Accepted | 2020-09-10 | 2020-09-11 | 2021-10-30 | JINKO SOLAR | JKM325M-60HBL | Solar Panels |  | 0.325 | 3 | 162 | 34 |  | Fixed | Roof
NJSTRE1545545207 |  | Transition Incentive Program | PLAINFIELD | 7060 | 10 | 9.75 | Residential | Yes | Behind the Meter | Net-metered residential rooftop and canopy |  | None | Vivint Solar Developer, LLC | PSE&G | Accepted | 2020-09-10 | 2020-09-11 | 2021-10-30 | JINKO SOLAR | JKM325M-60HBL | Solar Panels |  | 0.325 | 13 | 162 | 34 |  | Fixed | Roof
NJSTRE1545545207 |  | Transition Incentive Program | PLAINFIELD | 7060 | 10 | 9.75 | Residential | Yes | Behind the Meter | Net-metered residential rooftop and canopy |  | None | Vivint Solar Developer, LLC | PSE&G | Accepted | 2020-09-10 | 2020-09-11 | 2021-10-30 | JINKO SOLAR | JKM325M-60HBL | Solar Panels |  | 0.325 | 14 | 342 | 34 |  | Fixed | Roof
NJSTRE1545545216 |  | Transition Incentive Program | Midland Park | 7432 | 7 | 9.1 | Residential | Yes | Behind the Meter | Net-metered residential rooftop and canopy |  | None | Pro Custom Solar dba Momentum Solar | PSE&G | Accepted | 2020-09-02 | 2020-09-04 | 2021-10-30 | Enphase | IQ7Plus-72-2-US | Inverters | 290 |  | 26 |  |  | 0.97 |  | Outdoor | Roof
NJSTRE1545545216 |  | Transition Incentive Program | Midland Park | 7432 | 7 | 9.1 | Residential | Yes | Behind the Meter | Net-metered residential rooftop and canopy |  | None | Pro Custom Solar dba Momentum Solar | PSE&G | Accepted | 2020-09-02 | 2020-09-04 | 2021-10-30 | LG ELECTRONICS | LG 350N1C-V5 | Solar Panels |  | 0.35 | 26 | 234 | 35 |  | Fixed | Roof
NJSTRE1545545252 |  | Transition Incentive Program | WAYNE | 7470 | 6 | 6.08 | Residential | No | Behind the Meter | Net-metered residential rooftop and canopy |  | None | Vivint Solar Developer, LLC | PSE&G | Accepted | 2020-09-07 | 2020-09-08 | 2021-10-30 | SolarEdge | SE7600H-US | Inverters | 7600 |  | 1 |  |  | 0.992 |  | Outdoor | Near the Utility Meter
NJSTRE1545545252 |  | Transition Incentive Program | WAYNE | 7470 | 6 | 6.08 | Residential | No | Behind the Meter | Net-metered residential rooftop and canopy |  | None | Vivint Solar Developer, LLC | PSE&G | Accepted | 2020-09-07 | 2020-09-08 | 2021-10-30 | Hanwha Solar | Q.PEAK DUO BLK-G5 320w | Solar Panels |  | 0.32 | 17 | 123 | 44 |  | Fixed | Roof
NJSTRE1545545252 |  | Transition Incentive Program | WAYNE | 7470 | 6 | 6.08 | Residential | No | Behind the Meter | Net-metered residential rooftop and canopy |  | None | Vivint Solar Developer, LLC | PSE&G | Accepted | 2020-09-07 | 2020-09-08 | 2021-10-30 | Hanwha Solar | Q.PEAK DUO BLK-G5 320w | Solar Panels |  | 0.32 | 2 | 303 | 44 |  | Fixed | Roof
NJSTRE1545545277 |  | Transition Incentive Program | Brick | 8724 | 18 | 22.94 | Residential | Yes | Behind the Meter | Net-metered residential rooftop and canopy |  | None | Bright Planet Solar | JCP&L | Accepted | 2020-09-02 | 2020-09-04 | 2021-10-30 | SOLAR EDGE | SE10000H-USRGM | Inverters | 10000 |  | 1 |  |  | 0.98 |  | Outdoor | OUTSIDE
NJSTRE1545545277 |  | Transition Incentive Program | Brick | 8724 | 18 | 22.94 | Residential | Yes | Behind the Meter | Net-metered residential rooftop and canopy |  | None | Bright Planet Solar | JCP&L | Accepted | 2020-09-02 | 2020-09-04 | 2021-10-30 | LONGI | LR6-60HPB-310M | Solar Panels |  | 0.31 | 32 | 334 | 33 |  | Fixed | Roof
NJSTRE1545545277 |  | Transition Incentive Program | Brick | 8724 | 18 | 22.94 | Residential | Yes | Behind the Meter | Net-metered residential rooftop and canopy |  | None | Bright Planet Solar | JCP&L | Accepted | 2020-09-02 | 2020-09-04 | 2021-10-30 | LONGI | LR6-60HPB-310M | Solar Panels |  | 0.31 | 42 | 154 | 33 |  | Fixed | Roof
NJSTRE1545545294 |  | Transition Incentive Program | Sayreville | 8872 | 11 | 6.41 | Residential | Yes | Behind the Meter | Net-metered residential rooftop and canopy |  | None | Sunrun Installation Services, Inc. | JCP&L | Accepted | 2020-09-02 | 2020-09-04 | 2021-10-30 | Enphase Energy | IQ7-60-x-US (240V) | Inverters | 240 |  | 21 |  |  | 0.96 |  | Outdoor | Rooftop
NJSTRE1545545294 |  | Transition Incentive Program | Sayreville | 8872 | 11 | 6.41 | Residential | Yes | Behind the Meter | Net-metered residential rooftop and canopy |  | None | Sunrun Installation Services, Inc. | JCP&L | Accepted | 2020-09-02 | 2020-09-04 | 2021-10-30 | LONGi Green Energy Technology Co Ltd | LR6-60HPB-305M | Solar Panels |  | 0.305 | 21 | 170 | 22 |  | Fixed | Roof
NJSTRE1545545296 |  | Transition Incentive Program | Newport | 8345 | 20 | 6.03 | Residential | No | Behind the Meter | Net-metered residential ground mount |  | None | Ad Energy | AC Electric | Accepted | 2020-09-02 | 2020-09-04 | 2021-10-30 | Enphase Energy | IQ7XS-96-ACM-US | Inverters | 315 |  | 18 |  |  | 0.975 |  | Outdoor | At each panel
NJSTRE1545545296 |  | Transition Incentive Program | Newport | 8345 | 20 | 6.03 | Residential | No | Behind the Meter | Net-metered residential ground mount |  | None | Ad Energy | AC Electric | Accepted | 2020-09-02 | 2020-09-04 | 2021-10-30 | SunPower | SPR-X21-335-BLK-E-AC | Solar Panels |  | 0.335 | 18 | 180 | 25 |  | Fixed | Ground
NJSTRE1545545299 |  | Transition Incentive Program | MAGNOLIA | 8049 | 14 | 6.83 | Residential | Yes | Behind the Meter | Net-metered residential rooftop and canopy |  | None | Vivint Solar Developer, LLC | PSE&G | Accepted | 2020-09-10 | 2020-09-10 | 2021-10-30 | Solar Edge | SE7600H-US | Inverters | 7600 |  | 1 |  |  | 0.992 |  | Outdoor | Near the Utility Meter
NJSTRE1545545299 |  | Transition Incentive Program | MAGNOLIA | 8049 | 14 | 6.83 | Residential | Yes | Behind the Meter | Net-metered residential rooftop and canopy |  | None | Vivint Solar Developer, LLC | PSE&G | Accepted | 2020-09-10 | 2020-09-10 | 2021-10-30 | JINKO SOLAR | JKM325M-60HBL | Solar Panels |  | 0.325 | 14 | 353 | 30 |  | Fixed | Roof
NJSTRE1545545299 |  | Transition Incentive Program | MAGNOLIA | 8049 | 14 | 6.83 | Residential | Yes | Behind the Meter | Net-metered residential rooftop and canopy |  | None | Vivint Solar Developer, LLC | PSE&G | Accepted | 2020-09-10 | 2020-09-10 | 2021-10-30 | JINKO SOLAR | JKM325M-60HBL | Solar Panels |  | 0.325 | 7 | 173 | 30 |  | Fixed | Roof
NJSTRE1545545300 |  | Transition Incentive Program | West Windsor Township | 8550 | 12 | 10.54 | Residential | Yes | Behind the Meter | Net-metered residential rooftop and canopy |  | None | Sunrun Installation Services, Inc. | PSE&G | Accepted | 2020-09-02 | 2020-09-08 | 2021-10-30 | Tesla | Powerwall 2 AC | Electric Storage Battery |  |  | 1 |  |  |  | Lithium Ion |  | outside
NJSTRE1545545300 |  | Transition Incentive Program | West Windsor Township | 8550 | 12 | 10.54 | Residential | Yes | Behind the Meter | Net-metered residential rooftop and canopy |  | None | Sunrun Installation Services, Inc. | PSE&G | Accepted | 2020-09-02 | 2020-09-08 | 2021-10-30 | Enphase Energy | IQ7-60-x-US (240V) | Inverters | 240 |  | 34 |  |  | 0.96 |  | Outdoor | Rooftop
NJSTRE1545545300 |  | Transition Incentive Program | West Windsor Township | 8550 | 12 | 10.54 | Residential | Yes | Behind the Meter | Net-metered residential rooftop and canopy |  | None | Sunrun Installation Services, Inc. | PSE&G | Accepted | 2020-09-02 | 2020-09-08 | 2021-10-30 | LONGi Green Energy Technology Co Ltd | LR6-60HPB-310M | Solar Panels |  | 0.31 | 34 | 280 | 30 |  | Fixed | Roof
NJSTRE1545545310 |  | Transition Incentive Program | Jersey City | 7306 | 8 | 10.85 | Residential | Yes | Behind the Meter | Net-metered residential rooftop and canopy |  | None | Bright Planet Solar | PSE&G | Accepted | 2020-09-02 | 2020-09-08 | 2021-10-30 | SOLAR EDGE | SE10000H-USRGM | Inverters | 10000 |  | 1 |  |  | 0.98 |  | Outdoor | OUTSIDE
NJSTRE1545545310 |  | Transition Incentive Program | Jersey City | 7306 | 8 | 10.85 | Residential | Yes | Behind the Meter | Net-metered residential rooftop and canopy |  | None | Bright Planet Solar | PSE&G | Accepted | 2020-09-02 | 2020-09-08 | 2021-10-30 | LONGI | LR6-60HPB-310M | Solar Panels |  | 0.31 | 11 | 114 | 18 |  | Fixed | Roof
NJSTRE1545545310 |  | Transition Incentive Program | Jersey City | 7306 | 8 | 10.85 | Residential | Yes | Behind the Meter | Net-metered residential rooftop and canopy |  | None | Bright Planet Solar | PSE&G | Accepted | 2020-09-02 | 2020-09-08 | 2021-10-30 | LONGI | LR6-60HPB-310M | Solar Panels |  | 0.31 | 12 | 204 | 18 |  | Fixed | Roof
NJSTRE1545545310 |  | Transition Incentive Program | Jersey City | 7306 | 8 | 10.85 | Residential | Yes | Behind the Meter | Net-metered residential rooftop and canopy |  | None | Bright Planet Solar | PSE&G | Accepted | 2020-09-02 | 2020-09-08 | 2021-10-30 | LONGI | LR6-60HPB-310M | Solar Panels |  | 0.31 | 12 | 24 | 18 |  | Fixed | Roof
NJSTRE1545545320 |  | Transition Incentive Program | Hillside | 7205 | 10 | 3.66 | Residential | Yes | Behind the Meter | Net-metered residential rooftop and canopy |  | None | Sunrun Installation Services, Inc. | PSE&G | Accepted | 2020-09-02 | 2020-09-08 | 2021-10-30 | Enphase Energy | IQ7-60-x-US (240V) | Inverters | 240 |  | 12 |  |  | 0.96 |  | Outdoor | Rooftop
NJSTRE1545545320 |  | Transition Incentive Program | Hillside | 7205 | 10 | 3.66 | Residential | Yes | Behind the Meter | Net-metered residential rooftop and canopy |  | None | Sunrun Installation Services, Inc. | PSE&G | Accepted | 2020-09-02 | 2020-09-08 | 2021-10-30 | LONGi Green Energy Technology Co Ltd | LR6-60HPB-305M | Solar Panels |  | 0.305 | 6 | 322 | 32 |  | Fixed | Roof
NJSTRE1545545320 |  | Transition Incentive Program | Hillside | 7205 | 10 | 3.66 | Residential | Yes | Behind the Meter | Net-metered residential rooftop and canopy |  | None | Sunrun Installation Services, Inc. | PSE&G | Accepted | 2020-09-02 | 2020-09-08 | 2021-10-30 | LONGi Green Energy Technology Co Ltd | LR6-60HPB-305M | Solar Panels |  | 0.305 | 6 | 142 | 32 |  | Fixed | Roof
NJSTRE1545545321 |  | Transition Incentive Program | BLOOMFIELD | 7003 | 9 | 3.25 | Residential | Yes | Behind the Meter | Net-metered residential rooftop and canopy |  | None | Vivint Solar Developer, LLC | PSE&G | Accepted | 2020-09-03 | 2020-09-08 | 2021-10-30 | Solar Edge | SE3800H-US | Inverters | 3800 |  | 1 |  |  | 0.992 |  | Outdoor | Near the Utility Meter
NJSTRE1545545321 |  | Transition Incentive Program | BLOOMFIELD | 7003 | 9 | 3.25 | Residential | Yes | Behind the Meter | Net-metered residential rooftop and canopy |  | None | Vivint Solar Developer, LLC | PSE&G | Accepted | 2020-09-03 | 2020-09-08 | 2021-10-30 | JINKO SOLAR | JKM325M-60HBL | Solar Panels |  | 0.325 | 10 | 173 | 30 |  | Fixed | Roof
NJSTRE1545545332 |  | Transition Incentive Program | NORTH BRUNSWICK | 8902 | 11 | 10.73 | Residential | Yes | Behind the Meter | Net-metered residential rooftop and canopy |  | None | Vivint Solar Developer, LLC | PSE&G | Accepted | 2020-09-10 | 2020-09-14 | 2021-10-30 | Solar Edge | SE7600H-US | Inverters | 7600 |  | 1 |  |  | 0.992 |  | Outdoor | Near the Utility Meter
NJSTRE1545545332 |  | Transition Incentive Program | NORTH BRUNSWICK | 8902 | 11 | 10.73 | Residential | Yes | Behind the Meter | Net-metered residential rooftop and canopy |  | None | Vivint Solar Developer, LLC | PSE&G | Accepted | 2020-09-10 | 2020-09-14 | 2021-10-30 | JINKO SOLAR | JKM325M-60HBL | Solar Panels |  | 0.325 | 14 | 38 | 14 |  | Fixed | Roof
NJSTRE1545545332 |  | Transition Incentive Program | NORTH BRUNSWICK | 8902 | 11 | 10.73 | Residential | Yes | Behind the Meter | Net-metered residential rooftop and canopy |  | None | Vivint Solar Developer, LLC | PSE&G | Accepted | 2020-09-10 | 2020-09-14 | 2021-10-30 | JINKO SOLAR | JKM325M-60HBL | Solar Panels |  | 0.325 | 19 | 308 | 10 |  | Fixed | Roof
NJSTRE1545545335 |  | Transition Incentive Program | Perth Amboy | 8861 | 11 | 4.95 | Residential | Yes | Behind the Meter | Net-metered residential rooftop and canopy |  | None | Sunrun Installation Services, Inc. | PSE&G | Accepted | 2020-09-02 | 2020-09-08 | 2021-10-30 | Enphase Energy | IQ7-60-x-US (240V) | Inverters | 240 |  | 15 |  |  | 0.96 |  | Outdoor | Rooftop
NJSTRE1545545335 |  | Transition Incentive Program | Perth Amboy | 8861 | 11 | 4.95 | Residential | Yes | Behind the Meter | Net-metered residential rooftop and canopy |  | None | Sunrun Installation Services, Inc. | PSE&G | Accepted | 2020-09-02 | 2020-09-08 | 2021-10-30 | LG Electronics | LG330N1C-A5 | Solar Panels |  | 0.33 | 15 | 200 | 40 |  | Fixed | Roof
NJSTRE1545545361 |  | Transition Incentive Program | Somerset | 8873 | 5 | 5.2 | Residential | Yes | Behind the Meter | Net-metered residential rooftop and canopy |  | None | Vivint Solar Developer, LLC | PSE&G | Accepted | 2020-09-10 | 2020-09-11 | 2021-10-30 | Solar Edge | SE7600H-US | Inverters | 7600 |  | 1 |  |  | 0.992 |  | Outdoor | Near the Utility Meter
NJSTRE1545545361 |  | Transition Incentive Program | Somerset | 8873 | 5 | 5.2 | Residential | Yes | Behind the Meter | Net-metered residential rooftop and canopy |  | None | Vivint Solar Developer, LLC | PSE&G | Accepted | 2020-09-10 | 2020-09-11 | 2021-10-30 | JINKO SOLAR | JKM325M-60HBL | Solar Panels |  | 0.325 | 2 | 218 | 43 |  | Fixed | Roof
NJSTRE1545545361 |  | Transition Incentive Program | Somerset | 8873 | 5 | 5.2 | Residential | Yes | Behind the Meter | Net-metered residential rooftop and canopy |  | None | Vivint Solar Developer, LLC | PSE&G | Accepted | 2020-09-10 | 2020-09-11 | 2021-10-30 | JINKO SOLAR | JKM325M-60HBL | Solar Panels |  | 0.325 | 4 | 38 | 24 |  | Fixed | Roof
NJSTRE1545545361 |  | Transition Incentive Program | Somerset | 8873 | 5 | 5.2 | Residential | Yes | Behind the Meter | Net-metered residential rooftop and canopy |  | None | Vivint Solar Developer, LLC | PSE&G | Accepted | 2020-09-10 | 2020-09-11 | 2021-10-30 | JINKO SOLAR | JKM325M-60HBL | Solar Panels |  | 0.325 | 2 | 128 | 41 |  | Fixed | Roof
NJSTRE1545545361 |  | Transition Incentive Program | Somerset | 8873 | 5 | 5.2 | Residential | Yes | Behind the Meter | Net-metered residential rooftop and canopy |  | None | Vivint Solar Developer, LLC | PSE&G | Accepted | 2020-09-10 | 2020-09-11 | 2021-10-30 | JINKO SOLAR | JKM325M-60HBL | Solar Panels |  | 0.325 | 8 | 218 | 31 |  | Fixed | Roof
NJSTRE1545545557 |  | Transition Incentive Program | Edison TWP | 8837 | 11 | 5.78 | Residential | Yes | Behind the Meter | Net-metered residential rooftop and canopy |  | None | Tesla Energy Operations Inc. | PSE&G | Accepted | 2020-09-02 | 2020-09-08 | 2021-10-30 | Tesla | AC Powerwall 2.0 | Electric Storage Battery |  |  | 1 |  |  |  | Lithium Ion |  | Outside
NJSTRE1545545557 |  | Transition Incentive Program | Edison TWP | 8837 | 11 | 5.78 | Residential | Yes | Behind the Meter | Net-metered residential rooftop and canopy |  | None | Tesla Energy Operations Inc. | PSE&G | Accepted | 2020-09-02 | 2020-09-08 | 2021-10-30 | SolarEdge Technologies | SE7600H-US [240V] | Inverters | 7600 |  | 1 |  |  | 0.99 |  | Outside | Outside
NJSTRE1545545557 |  | Transition Incentive Program | Edison TWP | 8837 | 11 | 5.78 | Residential | Yes | Behind the Meter | Net-metered residential rooftop and canopy |  | None | Tesla Energy Operations Inc. | PSE&G | Accepted | 2020-09-02 | 2020-09-08 | 2021-10-30 | Hanwha Q-CELLS | Q.Peak DUO BLK-G6+ 340 | Solar Panels |  | 0.34 | 17 | 197 | 27 |  | Fixed | Roof
NJSTRE1545545588 |  | Transition Incentive Program | TOMS RIVER | 8757 | 18 | 13.98 | Residential | Yes | Behind the Meter | Net-metered residential rooftop and canopy |  | None | Vivint Solar Developer, LLC | JCP&L | Accepted | 2020-09-10 | 2020-09-11 | 2021-10-30 | Solar Edge | SE3800H-US | Inverters | 3800 |  | 1 |  |  | 0.992 |  | Outdoor | Near the Utility Meter
NJSTRE1545545588 |  | Transition Incentive Program | TOMS RIVER | 8757 | 18 | 13.98 | Residential | Yes | Behind the Meter | Net-metered residential rooftop and canopy |  | None | Vivint Solar Developer, LLC | JCP&L | Accepted | 2020-09-10 | 2020-09-11 | 2021-10-30 | Solar Edge | SE7600H-US | Inverters | 7600 |  | 1 |  |  | 0.992 |  | Outdoor | Near the Utility Meter
NJSTRE1545545588 |  | Transition Incentive Program | TOMS RIVER | 8757 | 18 | 13.98 | Residential | Yes | Behind the Meter | Net-metered residential rooftop and canopy |  | None | Vivint Solar Developer, LLC | JCP&L | Accepted | 2020-09-10 | 2020-09-11 | 2021-10-30 | JINKO SOLAR | JKM325M-60HBL | Solar Panels |  | 0.325 | 4 | 78 | 43 |  | Fixed | Roof
NJSTRE1545545588 |  | Transition Incentive Program | TOMS RIVER | 8757 | 18 | 13.98 | Residential | Yes | Behind the Meter | Net-metered residential rooftop and canopy |  | None | Vivint Solar Developer, LLC | JCP&L | Accepted | 2020-09-10 | 2020-09-11 | 2021-10-30 | JINKO SOLAR | JKM325M-60HBL | Solar Panels |  | 0.325 | 5 | 258 | 43 |  | Fixed | Roof
NJSTRE1545545588 |  | Transition Incentive Program | TOMS RIVER | 8757 | 18 | 13.98 | Residential | Yes | Behind the Meter | Net-metered residential rooftop and canopy |  | None | Vivint Solar Developer, LLC | JCP&L | Accepted | 2020-09-10 | 2020-09-11 | 2021-10-30 | JINKO SOLAR | JKM325M-60HBL | Solar Panels |  | 0.325 | 34 | 168 | 43 |  | Fixed | Roof
NJSTRE1545545589 |  | Transition Incentive Program | West Deptford | 8096 | 15 | 5.99 | Residential | No | Behind the Meter | Net-metered residential rooftop and canopy |  | None | Advanced Renewable Solutions | PSE&G | Accepted | 2020-09-02 | 2020-09-08 | 2021-10-30 | ENPHASE | IQ7-60-2-US | Inverters | 4560 |  | 19 |  |  | 0.976 |  | Outdoor | Micro-inverters are mounted to underside of every solar
NJSTRE1545545589 |  | Transition Incentive Program | West Deptford | 8096 | 15 | 5.99 | Residential | No | Behind the Meter | Net-metered residential rooftop and canopy |  | None | Advanced Renewable Solutions | PSE&G | Accepted | 2020-09-02 | 2020-09-08 | 2021-10-30 | CertainTeed | CT315M11-02 | Solar Panels |  | 0.315 | 10 | 187 | 20 |  | Fixed | Roof
NJSTRE1545545589 |  | Transition Incentive Program | West Deptford | 8096 | 15 | 5.99 | Residential | No | Behind the Meter | Net-metered residential rooftop and canopy |  | None | Advanced Renewable Solutions | PSE&G | Accepted | 2020-09-02 | 2020-09-08 | 2021-10-30 | CertainTeed | CT315M11-02 | Solar Panels |  | 0.315 | 9 | 186 | 20 |  | Fixed | Roof
NJSTRE1545545602 |  | Transition Incentive Program | Montgomery TWP | 8502 | 5 | 11.22 | Residential | No | Behind the Meter | Net-metered residential rooftop and canopy |  | None | Tesla Energy Operations Inc. | PSE&G | Accepted | 2020-09-02 | 2020-09-08 | 2021-10-30 | Tesla | AC Powerwall 2.0 | Electric Storage Battery |  |  | 2 |  |  |  | Lithium Ion |  | Inside garage
NJSTRE1545545602 |  | Transition Incentive Program | Montgomery TWP | 8502 | 5 | 11.22 | Residential | No | Behind the Meter | Net-metered residential rooftop and canopy |  | None | Tesla Energy Operations Inc. | PSE&G | Accepted | 2020-09-02 | 2020-09-08 | 2021-10-30 | SolarEdge Technologies | SE10000H-US [240V] | Inverters | 10000 |  | 1 |  |  | 0.99 |  | Outside | Outside
NJSTRE1545545602 |  | Transition Incentive Program | Montgomery TWP | 8502 | 5 | 11.22 | Residential | No | Behind the Meter | Net-metered residential rooftop and canopy |  | None | Tesla Energy Operations Inc. | PSE&G | Accepted | 2020-09-02 | 2020-09-08 | 2021-10-30 | Hanwha Q-Cells | Q.Peak DUO BLK-G6+/SC340 | Solar Panels |  | 0.34 | 2 | 304 | 37 |  | Fixed | Roof
NJSTRE1545545602 |  | Transition Incentive Program | Montgomery TWP | 8502 | 5 | 11.22 | Residential | No | Behind the Meter | Net-metered residential rooftop and canopy |  | None | Tesla Energy Operations Inc. | PSE&G | Accepted | 2020-09-02 | 2020-09-08 | 2021-10-30 | Hanwha Q-Cells | Q.Peak DUO BLK-G6+/SC340 | Solar Panels |  | 0.34 | 9 | 124 | 37 |  | Fixed | Roof
NJSTRE1545545602 |  | Transition Incentive Program | Montgomery TWP | 8502 | 5 | 11.22 | Residential | No | Behind the Meter | Net-metered residential rooftop and canopy |  | None | Tesla Energy Operations Inc. | PSE&G | Accepted | 2020-09-02 | 2020-09-08 | 2021-10-30 | Hanwha Q-Cells | Q.Peak DUO BLK-G6+/SC340 | Solar Panels |  | 0.34 | 6 | 214 | 30 |  | Fixed | Roof
NJSTRE1545545602 |  | Transition Incentive Program | Montgomery TWP | 8502 | 5 | 11.22 | Residential | No | Behind the Meter | Net-metered residential rooftop and canopy |  | None | Tesla Energy Operations Inc. | PSE&G | Accepted | 2020-09-02 | 2020-09-08 | 2021-10-30 | Hanwha Q-Cells | Q.Peak DUO BLK-G6+/SC340 | Solar Panels |  | 0.34 | 16 | 214 | 30 |  | Fixed | Roof
NJSTRE1545545606 |  | Transition Incentive Program | JERSEY CITY | 7305 | 8 | 2.6 | Residential | Yes | Behind the Meter | Net-metered residential rooftop and canopy |  | None | Vivint Solar Developer, LLC | PSE&G | Accepted | 2020-09-10 | 2020-09-11 | 2021-10-30 | Solar Edge | SE3800H-US | Inverters | 3800 |  | 1 |  |  | 0.992 |  | Outdoor | Near the Utility Meter
NJSTRE1545545606 |  | Transition Incentive Program | JERSEY CITY | 7305 | 8 | 2.6 | Residential | Yes | Behind the Meter | Net-metered residential rooftop and canopy |  | None | Vivint Solar Developer, LLC | PSE&G | Accepted | 2020-09-10 | 2020-09-11 | 2021-10-30 | JINKO SOLAR | JKM325M-60HBL | Solar Panels |  | 0.325 | 3 | 310 | 13 |  | Fixed | Roof
NJSTRE1545545606 |  | Transition Incentive Program | JERSEY CITY | 7305 | 8 | 2.6 | Residential | Yes | Behind the Meter | Net-metered residential rooftop and canopy |  | None | Vivint Solar Developer, LLC | PSE&G | Accepted | 2020-09-10 | 2020-09-11 | 2021-10-30 | JINKO SOLAR | JKM325M-60HBL | Solar Panels |  | 0.325 | 5 | 130 | 13 |  | Fixed | Roof
NJSTRE1545547115 |  | Transition Incentive Program | Gloucester Twp | 8012 | 14 | 5.67 | Residential | No | Behind the Meter | Net-metered residential rooftop and canopy |  | None | Suntuity Solar LLC | PSE&G | Accepted | 2020-09-03 | 2020-09-08 | 2021-10-30 | Enphase Energy | IQ7-60-2-US | Inverters | 240 |  | 18 |  |  | 0.97 |  | Outdoor | Behind the PV Modules
NJSTRE1545547115 |  | Transition Incentive Program | Gloucester Twp | 8012 | 14 | 5.67 | Residential | No | Behind the Meter | Net-metered residential rooftop and canopy |  | None | Suntuity Solar LLC | PSE&G | Accepted | 2020-09-03 | 2020-09-08 | 2021-10-30 | Longi | LR6-60HPB-315M | Solar Panels |  | 0.315 | 18 | 180 | 22 |  | Fixed | Roof
NJSTRE1545547117 |  | Transition Incentive Program | SOUTH PLAINFIELD | 7080 | 11 | 7.56 | Residential | No | Behind the Meter | Net-metered residential rooftop and canopy |  | None | Suntuity Solar LLC | PSE&G | Accepted | 2020-09-07 | 2020-09-08 | 2021-10-30 | Enphase Energy | IQ7-60-2-US | Inverters | 240 |  | 24 |  |  | 0.97 |  | Outdoor | Behind the PV Modules
NJSTRE1545547117 |  | Transition Incentive Program | SOUTH PLAINFIELD | 7080 | 11 | 7.56 | Residential | No | Behind the Meter | Net-metered residential rooftop and canopy |  | None | Suntuity Solar LLC | PSE&G | Accepted | 2020-09-07 | 2020-09-08 | 2021-10-30 | Longi | LR6-60HPB-315M | Solar Panels |  | 0.315 | 15 | 162 | 25 |  | Fixed | Roof
NJSTRE1545547117 |  | Transition Incentive Program | SOUTH PLAINFIELD | 7080 | 11 | 7.56 | Residential | No | Behind the Meter | Net-metered residential rooftop and canopy |  | None | Suntuity Solar LLC | PSE&G | Accepted | 2020-09-07 | 2020-09-08 | 2021-10-30 | Longi | LR6-60HPB-315M | Solar Panels |  | 0.315 | 9 | 342 | 25 |  | Fixed | Roof
NJSTRE1545547118 |  | Transition Incentive Program | LINDENWOLD | 8021 | 14 | 7.88 | Residential | Yes | Behind the Meter | Net-metered residential rooftop and canopy |  | None | Suntuity Solar LLC | AC Electric | Accepted | 2020-09-03 | 2020-09-08 | 2021-10-30 | Enphase Energy | IQ7-60-2-US | Inverters | 240 |  | 25 |  |  | 0.97 |  | Outdoor | Behind the PV Modules
NJSTRE1545547118 |  | Transition Incentive Program | LINDENWOLD | 8021 | 14 | 7.88 | Residential | Yes | Behind the Meter | Net-metered residential rooftop and canopy |  | None | Suntuity Solar LLC | AC Electric | Accepted | 2020-09-03 | 2020-09-08 | 2021-10-30 | Longi | LR6-60HPB-315M | Solar Panels |  | 0.315 | 8 | 291 | 23 |  | Fixed | Roof
NJSTRE1545547118 |  | Transition Incentive Program | LINDENWOLD | 8021 | 14 | 7.88 | Residential | Yes | Behind the Meter | Net-metered residential rooftop and canopy |  | None | Suntuity Solar LLC | AC Electric | Accepted | 2020-09-03 | 2020-09-08 | 2021-10-30 | Longi | LR6-60HPB-315M | Solar Panels |  | 0.315 | 17 | 111 | 23 |  | Fixed | Roof
NJSTRE1545547119 |  | Transition Incentive Program | Evesham Township | 8053 | 13 | 12.29 | Residential | Yes | Behind the Meter | Net-metered residential rooftop and canopy |  | None | Suntuity Solar LLC | PSE&G | Accepted | 2020-09-03 | 2020-09-08 | 2021-10-30 | Enphase Energy | IQ7-60-2-US | Inverters | 240 |  | 39 |  |  | 0.97 |  | Outdoor | Behind the PV Modules
NJSTRE1545547119 |  | Transition Incentive Program | Evesham Township | 8053 | 13 | 12.29 | Residential | Yes | Behind the Meter | Net-metered residential rooftop and canopy |  | None | Suntuity Solar LLC | PSE&G | Accepted | 2020-09-03 | 2020-09-08 | 2021-10-30 | Longi | LR6-60HPB-315M | Solar Panels |  | 0.315 | 12 | 219 | 30 |  | Fixed | Roof
NJSTRE1545547119 |  | Transition Incentive Program | Evesham Township | 8053 | 13 | 12.29 | Residential | Yes | Behind the Meter | Net-metered residential rooftop and canopy |  | None | Suntuity Solar LLC | PSE&G | Accepted | 2020-09-03 | 2020-09-08 | 2021-10-30 | Longi | LR6-60HPB-315M | Solar Panels |  | 0.315 | 27 | 39 | 30 |  | Fixed | Roof
NJSTRE1545547120 |  | Transition Incentive Program | OAKLYN | 8107 | 14 | 5.67 | Residential | Yes | Behind the Meter | Net-metered residential rooftop and canopy |  | None | Suntuity Solar LLC | PSE&G | Accepted | 2020-09-03 | 2020-09-09 | 2021-10-30 | Enphase Energy | IQ7-60-2-US | Inverters | 240 |  | 18 |  |  | 0.97 |  | Outdoor | Behind the PV Modules
NJSTRE1545547120 |  | Transition Incentive Program | OAKLYN | 8107 | 14 | 5.67 | Residential | Yes | Behind the Meter | Net-metered residential rooftop and canopy |  | None | Suntuity Solar LLC | PSE&G | Accepted | 2020-09-03 | 2020-09-09 | 2021-10-30 | Longi | LR6-60HPB-315M | Solar Panels |  | 0.315 | 5 | 219 | 15 |  | Fixed | Roof
NJSTRE1545547120 |  | Transition Incentive Program | OAKLYN | 8107 | 14 | 5.67 | Residential | Yes | Behind the Meter | Net-metered residential rooftop and canopy |  | None | Suntuity Solar LLC | PSE&G | Accepted | 2020-09-03 | 2020-09-09 | 2021-10-30 | Longi | LR6-60HPB-315M | Solar Panels |  | 0.315 | 13 | 39 | 15 |  | Fixed | Roof
NJSTRE1545547122 |  | Transition Incentive Program | MOUNT LAUREL | 8054 | 13 | 15.44 | Residential | No | Behind the Meter | Net-metered residential rooftop and canopy |  | None | Suntuity Solar LLC | PSE&G | Accepted | 2020-09-03 | 2020-09-08 | 2021-10-30 | Enphase Energy | IQ7-60-2-US | Inverters | 240 |  | 49 |  |  | 0.97 |  | Outdoor | Behind the PV Modules
NJSTRE1545547122 |  | Transition Incentive Program | MOUNT LAUREL | 8054 | 13 | 15.44 | Residential | No | Behind the Meter | Net-metered residential rooftop and canopy |  | None | Suntuity Solar LLC | PSE&G | Accepted | 2020-09-03 | 2020-09-08 | 2021-10-30 | Longi | LR6-60HPB-315M | Solar Panels |  | 0.315 | 11 | 332 | 23 |  | Fixed | Roof
NJSTRE1545547122 |  | Transition Incentive Program | MOUNT LAUREL | 8054 | 13 | 15.44 | Residential | No | Behind the Meter | Net-metered residential rooftop and canopy |  | None | Suntuity Solar LLC | PSE&G | Accepted | 2020-09-03 | 2020-09-08 | 2021-10-30 | Longi | LR6-60HPB-315M | Solar Panels |  | 0.315 | 10 | 152 | 20 |  | Fixed | Roof
NJSTRE1545547122 |  | Transition Incentive Program | MOUNT LAUREL | 8054 | 13 | 15.44 | Residential | No | Behind the Meter | Net-metered residential rooftop and canopy |  | None | Suntuity Solar LLC | PSE&G | Accepted | 2020-09-03 | 2020-09-08 | 2021-10-30 | Longi | LR6-60HPB-315M | Solar Panels |  | 0.315 | 10 | 332 | 13 |  | Fixed | Roof
NJSTRE1545547122 |  | Transition Incentive Program | MOUNT LAUREL | 8054 | 13 | 15.44 | Residential | No | Behind the Meter | Net-metered residential rooftop and canopy |  | None | Suntuity Solar LLC | PSE&G | Accepted | 2020-09-03 | 2020-09-08 | 2021-10-30 | Longi | LR6-60HPB-315M | Solar Panels |  | 0.315 | 18 | 152 | 44 |  | Fixed | Roof
NJSTRE1545547123 |  | Transition Incentive Program | WILLIAMSTOWN | 8094 | 15 | 5.04 | Residential | Yes | Behind the Meter | Net-metered residential rooftop and canopy |  | None | Suntuity Solar LLC | AC Electric | Accepted | 2020-09-03 | 2020-09-08 | 2021-10-30 | Enphase Energy | IQ7-60-2-US | Inverters | 240 |  | 16 |  |  | 0.97 |  | Outdoor | Behind the PV Modules
NJSTRE1545547123 |  | Transition Incentive Program | WILLIAMSTOWN | 8094 | 15 | 5.04 | Residential | Yes | Behind the Meter | Net-metered residential rooftop and canopy |  | None | Suntuity Solar LLC | AC Electric | Accepted | 2020-09-03 | 2020-09-08 | 2021-10-30 | Longi | LR6-60HPB-315M | Solar Panels |  | 0.315 | 12 | 188 | 20 |  | Fixed | Roof
NJSTRE1545547123 |  | Transition Incentive Program | WILLIAMSTOWN | 8094 | 15 | 5.04 | Residential | Yes | Behind the Meter | Net-metered residential rooftop and canopy |  | None | Suntuity Solar LLC | AC Electric | Accepted | 2020-09-03 | 2020-09-08 | 2021-10-30 | Longi | LR6-60HPB-315M | Solar Panels |  | 0.315 | 4 | 188 | 12 |  | Fixed | Roof
NJSTRE1545547131 |  | Transition Incentive Program | Hillsborough Township | 8844 | 5 | 10.08 | Residential | Yes | Behind the Meter | Net-metered residential rooftop and canopy |  | None | Suntuity Solar LLC | PSE&G | Accepted | 2020-09-03 | 2020-09-08 | 2021-10-30 | Enphase Energy | IQ7-60-2-US | Inverters | 240 |  | 32 |  |  | 0.97 |  | Outdoor | Behind the PV Modules
NJSTRE1545547131 |  | Transition Incentive Program | Hillsborough Township | 8844 | 5 | 10.08 | Residential | Yes | Behind the Meter | Net-metered residential rooftop and canopy |  | None | Suntuity Solar LLC | PSE&G | Accepted | 2020-09-03 | 2020-09-08 | 2021-10-30 | Longi | LR6-60HPB-315M | Solar Panels |  | 0.315 | 10 | 259 | 25 |  | Fixed | Roof
NJSTRE1545547131 |  | Transition Incentive Program | Hillsborough Township | 8844 | 5 | 10.08 | Residential | Yes | Behind the Meter | Net-metered residential rooftop and canopy |  | None | Suntuity Solar LLC | PSE&G | Accepted | 2020-09-03 | 2020-09-08 | 2021-10-30 | Longi | LR6-60HPB-315M | Solar Panels |  | 0.315 | 8 | 259 | 25 |  | Fixed | Roof
NJSTRE1545547131 |  | Transition Incentive Program | Hillsborough Township | 8844 | 5 | 10.08 | Residential | Yes | Behind the Meter | Net-metered residential rooftop and canopy |  | None | Suntuity Solar LLC | PSE&G | Accepted | 2020-09-03 | 2020-09-08 | 2021-10-30 | Longi | LR6-60HPB-315M | Solar Panels |  | 0.315 | 14 | 79 | 25 |  | Fixed | Roof
NJSTRE1545547133 |  | Transition Incentive Program | Teaneck | 7666 | 7 | 5.36 | Residential | Yes | Behind the Meter | Net-metered residential rooftop and canopy |  | None | Suntuity Solar LLC | PSE&G | Accepted | 2020-09-03 | 2020-09-08 | 2021-10-30 | Enphase Energy | IQ7-60-2-US | Inverters | 240 |  | 17 |  |  | 0.97 |  | Outdoor | Behind the PV Modules
NJSTRE1545547133 |  | Transition Incentive Program | Teaneck | 7666 | 7 | 5.36 | Residential | Yes | Behind the Meter | Net-metered residential rooftop and canopy |  | None | Suntuity Solar LLC | PSE&G | Accepted | 2020-09-03 | 2020-09-08 | 2021-10-30 | Longi | LR6-60HPB-315M | Solar Panels |  | 0.315 | 7 | 204 | 35 |  | Fixed | Roof
NJSTRE1545547133 |  | Transition Incentive Program | Teaneck | 7666 | 7 | 5.36 | Residential | Yes | Behind the Meter | Net-metered residential rooftop and canopy |  | None | Suntuity Solar LLC | PSE&G | Accepted | 2020-09-03 | 2020-09-08 | 2021-10-30 | Longi | LR6-60HPB-315M | Solar Panels |  | 0.315 | 10 | 24 | 35 |  | Fixed | Roof
NJSTRE1545547135 |  | Transition Incentive Program | SOMERDALE | 8083 | 14 | 5.67 | Residential | Yes | Behind the Meter | Net-metered residential rooftop and canopy |  | None | Suntuity Solar LLC | PSE&G | Accepted | 2020-09-03 | 2020-09-08 | 2021-10-30 | Enphase Energy | IQ7-60-2-US | Inverters | 240 |  | 18 |  |  | 0.97 |  | Outdoor | Behind the PV Modules
NJSTRE1545547135 |  | Transition Incentive Program | SOMERDALE | 8083 | 14 | 5.67 | Residential | Yes | Behind the Meter | Net-metered residential rooftop and canopy |  | None | Suntuity Solar LLC | PSE&G | Accepted | 2020-09-03 | 2020-09-08 | 2021-10-30 | Longi | LR6-60HPB-315M | Solar Panels |  | 0.315 | 18 | 235 | 27 |  | Fixed | Roof
NJSTRE1545547137 |  | Transition Incentive Program | Byram Township | 7821 | 1 | 8.84 | Residential | Yes | Behind the Meter | Net-metered residential rooftop and canopy |  | None | Trinity Solar | JCP&L | Accepted | 2020-09-03 | 2020-09-08 | 2021-10-30 | Solar Edge | SE7600 | Inverters | 7600 |  | 1 |  |  | 0.97 |  | Outside | side of home
NJSTRE1545547137 |  | Transition Incentive Program | Byram Township | 7821 | 1 | 8.84 | Residential | Yes | Behind the Meter | Net-metered residential rooftop and canopy |  | None | Trinity Solar | JCP&L | Accepted | 2020-09-03 | 2020-09-08 | 2021-10-30 | Hanwha | Q.PEAK DUO BLK-G6 340 | Solar Panels |  | 0.34 | 7 | 203 | 34 |  | Fixed | Roof
NJSTRE1545547137 |  | Transition Incentive Program | Byram Township | 7821 | 1 | 8.84 | Residential | Yes | Behind the Meter | Net-metered residential rooftop and canopy |  | None | Trinity Solar | JCP&L | Accepted | 2020-09-03 | 2020-09-08 | 2021-10-30 | Hanwha | Q.PEAK DUO BLK-G6 340 | Solar Panels |  | 0.34 | 19 | 203 | 33 |  | Fixed | Roof
NJSTRE1545547140 |  | Transition Incentive Program | Pine Beach | 8741 | 18 | 7.37 | Residential | No | Behind the Meter | Net-metered residential rooftop and canopy |  | None | Vision Solar LLC | JCP&L | Accepted | 2020-09-03 | 2020-09-08 | 2021-10-30 | ENPHASE | IQ7-60-2-US | Inverters | 0.24 |  | 22 |  |  | 0.96 |  | Other | BEHIND EACH PANEL
NJSTRE1545547140 |  | Transition Incentive Program | Pine Beach | 8741 | 18 | 7.37 | Residential | No | Behind the Meter | Net-metered residential rooftop and canopy |  | None | Vision Solar LLC | JCP&L | Accepted | 2020-09-03 | 2020-09-08 | 2021-10-30 | HANWHA Q-CELLS | Q.PEAK DUO-G6+ 335 | Solar Panels |  | 0.335 | 10 | 18 | 32 |  | Fixed | Roof
NJSTRE1545547140 |  | Transition Incentive Program | Pine Beach | 8741 | 18 | 7.37 | Residential | No | Behind the Meter | Net-metered residential rooftop and canopy |  | None | Vision Solar LLC | JCP&L | Accepted | 2020-09-03 | 2020-09-08 | 2021-10-30 | HANWHA Q-CELLS | Q.PEAK DUO-G6+ 335 | Solar Panels |  | 0.335 | 12 | 198 | 32 |  | Fixed | Roof
NJSTRE1545547150 |  | Transition Incentive Program | Marlton | 8053 | 13 | 11.39 | Residential | No | Behind the Meter | Net-metered residential rooftop and canopy |  | None | Vision Solar LLC | AC Electric | Accepted | 2020-09-03 | 2020-09-08 | 2021-10-30 | ENPHASE | IQ7-60-2-US | Inverters | 0.24 |  | 34 |  |  | 0.96 |  | Other | BEHIND EACH PANEL
NJSTRE1545547150 |  | Transition Incentive Program | Marlton | 8053 | 13 | 11.39 | Residential | No | Behind the Meter | Net-metered residential rooftop and canopy |  | None | Vision Solar LLC | AC Electric | Accepted | 2020-09-03 | 2020-09-08 | 2021-10-30 | HANWHA Q-CELLS | Q.PEAK DUO-G6+ 335 | Solar Panels |  | 0.335 | 5 | 330 | 26 |  | Fixed | Roof
NJSTRE1545547150 |  | Transition Incentive Program | Marlton | 8053 | 13 | 11.39 | Residential | No | Behind the Meter | Net-metered residential rooftop and canopy |  | None | Vision Solar LLC | AC Electric | Accepted | 2020-09-03 | 2020-09-08 | 2021-10-30 | HANWHA Q-CELLS | Q.PEAK DUO-G6+ 335 | Solar Panels |  | 0.335 | 9 | 150 | 18 |  | Fixed | Roof
NJSTRE1545547150 |  | Transition Incentive Program | Marlton | 8053 | 13 | 11.39 | Residential | No | Behind the Meter | Net-metered residential rooftop and canopy |  | None | Vision Solar LLC | AC Electric | Accepted | 2020-09-03 | 2020-09-08 | 2021-10-30 | HANWHA Q-CELLS | Q.PEAK DUO-G6+ 335 | Solar Panels |  | 0.335 | 8 | 330 | 18 |  | Fixed | Roof
NJSTRE1545547150 |  | Transition Incentive Program | Marlton | 8053 | 13 | 11.39 | Residential | No | Behind the Meter | Net-metered residential rooftop and canopy |  | None | Vision Solar LLC | AC Electric | Accepted | 2020-09-03 | 2020-09-08 | 2021-10-30 | HANWHA Q-CELLS | Q.PEAK DUO-G6+ 335 | Solar Panels |  | 0.335 | 12 | 150 | 26 |  | Fixed | Roof
NJSTRE1545547157 |  | Transition Incentive Program | MARLBORO | 7746 | 17 | 13.74 | Residential | No | Behind the Meter | Net-metered residential rooftop and canopy |  | None | Vision Solar LLC | JCP&L | Accepted | 2020-09-03 | 2020-09-08 | 2021-10-30 | ENPHASE | IQ7-60-2-US | Inverters | 0.24 |  | 41 |  |  | 0.96 |  | Other | BEHIND EACH PANEL
NJSTRE1545547157 |  | Transition Incentive Program | MARLBORO | 7746 | 17 | 13.74 | Residential | No | Behind the Meter | Net-metered residential rooftop and canopy |  | None | Vision Solar LLC | JCP&L | Accepted | 2020-09-03 | 2020-09-08 | 2021-10-30 | HANWHA Q-CELLS | Q.PEAK DUO-G6+ 335 | Solar Panels |  | 0.335 | 5 | 322 | 23 |  | Fixed | Roof
NJSTRE1545547157 |  | Transition Incentive Program | MARLBORO | 7746 | 17 | 13.74 | Residential | No | Behind the Meter | Net-metered residential rooftop and canopy |  | None | Vision Solar LLC | JCP&L | Accepted | 2020-09-03 | 2020-09-08 | 2021-10-30 | HANWHA Q-CELLS | Q.PEAK DUO-G6+ 335 | Solar Panels |  | 0.335 | 2 | 321 | 23 |  | Fixed | Roof
NJSTRE1545547157 |  | Transition Incentive Program | MARLBORO | 7746 | 17 | 13.74 | Residential | No | Behind the Meter | Net-metered residential rooftop and canopy |  | None | Vision Solar LLC | JCP&L | Accepted | 2020-09-03 | 2020-09-08 | 2021-10-30 | HANWHA Q-CELLS | Q.PEAK DUO-G6+ 335 | Solar Panels |  | 0.335 | 16 | 320 | 33 |  | Fixed | Roof
NJSTRE1545547157 |  | Transition Incentive Program | MARLBORO | 7746 | 17 | 13.74 | Residential | No | Behind the Meter | Net-metered residential rooftop and canopy |  | None | Vision Solar LLC | JCP&L | Accepted | 2020-09-03 | 2020-09-08 | 2021-10-30 | HANWHA Q-CELLS | Q.PEAK DUO-G6+ 335 | Solar Panels |  | 0.335 | 2 | 141 | 23 |  | Fixed | Roof
NJSTRE1545547157 |  | Transition Incentive Program | MARLBORO | 7746 | 17 | 13.74 | Residential | No | Behind the Meter | Net-metered residential rooftop and canopy |  | None | Vision Solar LLC | JCP&L | Accepted | 2020-09-03 | 2020-09-08 | 2021-10-30 | HANWHA Q-CELLS | Q.PEAK DUO-G6+ 335 | Solar Panels |  | 0.335 | 11 | 140 | 33 |  | Fixed | Roof
NJSTRE1545547157 |  | Transition Incentive Program | MARLBORO | 7746 | 17 | 13.74 | Residential | No | Behind the Meter | Net-metered residential rooftop and canopy |  | None | Vision Solar LLC | JCP&L | Accepted | 2020-09-03 | 2020-09-08 | 2021-10-30 | HANWHA Q-CELLS | Q.PEAK DUO-G6+ 335 | Solar Panels |  | 0.335 | 5 | 142 | 23 |  | Fixed | Roof
NJSTRE1545547196 |  | Transition Incentive Program | HAMMONTON | 8037 | 19 | 10.13 | Residential | No | Behind the Meter | Net-metered residential ground mount |  | None | Public Service Solar | AC Electric | Accepted | 2020-09-03 | 2020-09-08 | 2021-10-30 | Enphase | IQ7+ | Inverters | 0.29 |  | 25 |  |  | 0.96 |  | Outdoor | under panel
NJSTRE1545547196 |  | Transition Incentive Program | HAMMONTON | 8037 | 19 | 10.13 | Residential | No | Behind the Meter | Net-metered residential ground mount |  | None | Public Service Solar | AC Electric | Accepted | 2020-09-03 | 2020-09-08 | 2021-10-30 | LG | N2W-A5 | Solar Panels |  | 0.405 | 25 | 180 | 15 |  | Fixed | Ground
NJSTRE1545547205 |  | Transition Incentive Program | Sewell | 8080 | 15 | 13.26 | Residential | No | Behind the Meter | Net-metered residential rooftop and canopy |  | None | Impact Solar LLC | AC Electric | Accepted | 2020-09-03 | 2020-09-08 | 2021-10-30 | solaredge | solaredge direct | Meters |  |  | 1 |  |  |  | Yes | Indoor
NJSTRE1545547205 |  | Transition Incentive Program | Sewell | 8080 | 15 | 13.26 | Residential | No | Behind the Meter | Net-metered residential rooftop and canopy |  | None | Impact Solar LLC | AC Electric | Accepted | 2020-09-03 | 2020-09-08 | 2021-10-30 | solaredge | SE11400H-US | Inverters | 11400 |  | 1 |  |  | 0.96 |  | Indoor | garage
NJSTRE1545547205 |  | Transition Incentive Program | Sewell | 8080 | 15 | 13.26 | Residential | No | Behind the Meter | Net-metered residential rooftop and canopy |  | None | Impact Solar LLC | AC Electric | Accepted | 2020-09-03 | 2020-09-08 | 2021-10-30 | hanwha | Q.PEAKDUO-G5340 | Solar Panels |  | 0.34 | 13 | 214 | 19 |  | Fixed | Roof
NJSTRE1545547205 |  | Transition Incentive Program | Sewell | 8080 | 15 | 13.26 | Residential | No | Behind the Meter | Net-metered residential rooftop and canopy |  | None | Impact Solar LLC | AC Electric | Accepted | 2020-09-03 | 2020-09-08 | 2021-10-30 | hanwha | Q.PEAKDUO-G5340 | Solar Panels |  | 0.34 | 6 | 214 | 19 |  | Fixed | Roof
NJSTRE1545547205 |  | Transition Incentive Program | Sewell | 8080 | 15 | 13.26 | Residential | No | Behind the Meter | Net-metered residential rooftop and canopy |  | None | Impact Solar LLC | AC Electric | Accepted | 2020-09-03 | 2020-09-08 | 2021-10-30 | hanwha | Q.PEAKDUO-G5340 | Solar Panels |  | 0.34 | 14 | 34 | 19 |  | Fixed | Roof
NJSTRE1545547205 |  | Transition Incentive Program | Sewell | 8080 | 15 | 13.26 | Residential | No | Behind the Meter | Net-metered residential rooftop and canopy |  | None | Impact Solar LLC | AC Electric | Accepted | 2020-09-03 | 2020-09-08 | 2021-10-30 | hanwha | Q.PEAKDUO-G5340 | Solar Panels |  | 0.34 | 6 | 34 | 19 |  | Fixed | Roof
NJSTRE1545547233 |  | Transition Incentive Program | Millville | 8332 | 20 | 11.2 | Residential | Yes | Behind the Meter | Net-metered residential rooftop and canopy |  | None | Sun Up Zero Down | AC Electric | Accepted | 2020-09-03 | 2020-09-08 | 2021-10-30 | Enphase | X-IQ-AM1-240-3 | Meters |  |  | 1 |  |  |  | Yes | Outdoor
NJSTRE1545547233 |  | Transition Incentive Program | Millville | 8332 | 20 | 11.2 | Residential | Yes | Behind the Meter | Net-metered residential rooftop and canopy |  | None | Sun Up Zero Down | AC Electric | Accepted | 2020-09-03 | 2020-09-08 | 2021-10-30 | Enphase | IQ7-60-2-US | Inverters | 240 |  | 35 |  |  | 0.976 |  | Outside | behind panel
NJSTRE1545547233 |  | Transition Incentive Program | Millville | 8332 | 20 | 11.2 | Residential | Yes | Behind the Meter | Net-metered residential rooftop and canopy |  | None | Sun Up Zero Down | AC Electric | Accepted | 2020-09-03 | 2020-09-08 | 2021-10-30 | trina | TSM-320DD05H.05(II) | Solar Panels |  | 0.32 | 20 | 122 | 28 |  | Fixed | Roof
NJSTRE1545547233 |  | Transition Incentive Program | Millville | 8332 | 20 | 11.2 | Residential | Yes | Behind the Meter | Net-metered residential rooftop and canopy |  | None | Sun Up Zero Down | AC Electric | Accepted | 2020-09-03 | 2020-09-08 | 2021-10-30 | Trina | TSM-320DD05H.05(II) | Solar Panels |  | 0.32 | 8 | 302 | 34 |  | Fixed | Roof
NJSTRE1545547233 |  | Transition Incentive Program | Millville | 8332 | 20 | 11.2 | Residential | Yes | Behind the Meter | Net-metered residential rooftop and canopy |  | None | Sun Up Zero Down | AC Electric | Accepted | 2020-09-03 | 2020-09-08 | 2021-10-30 | trina | TSM-320DD05H.05(II) | Solar Panels |  | 0.32 | 7 | 302 | 34 |  | Fixed | Roof
NJSTRE1545547238 |  | Transition Incentive Program | Union | 7083 | 10 | 7.26 | Residential | Yes | Behind the Meter | Net-metered residential rooftop and canopy |  | None | Posigen NJ LLC | PSE&G | Accepted | 2020-09-03 | 2020-09-08 | 2021-10-30 | SolarEdge | SE7600H-US | Inverters | 7600 |  | 1 |  |  | 0.99 |  | Outside | within ten feet of meter
NJSTRE1545547238 |  | Transition Incentive Program | Union | 7083 | 10 | 7.26 | Residential | Yes | Behind the Meter | Net-metered residential rooftop and canopy |  | None | Posigen NJ LLC | PSE&G | Accepted | 2020-09-03 | 2020-09-08 | 2021-10-30 | Silfab | SIL330HL | Solar Panels |  | 0.33 | 22 | 139 | 30 |  | Fixed | Roof
NJSTRE1545547270 |  | Transition Incentive Program | Mays Landing | 8330 | 19 | 9.28 | Residential | Yes | Behind the Meter | Net-metered residential rooftop and canopy |  | None | All Season Solar | AC Electric | Accepted | 2020-09-03 | 2020-09-08 | 2021-10-30 | Enphase | IQ7 | Inverters | 240 |  | 29 |  |  | 0.97 |  | Outdoor | under module
NJSTRE1545547270 |  | Transition Incentive Program | Mays Landing | 8330 | 19 | 9.28 | Residential | Yes | Behind the Meter | Net-metered residential rooftop and canopy |  | None | All Season Solar | AC Electric | Accepted | 2020-09-03 | 2020-09-08 | 2021-10-30 | Trina | TSMDD06M.05II | Solar Panels |  | 0.32 | 4 | 220 | 44 |  | Fixed | Roof
NJSTRE1545547270 |  | Transition Incentive Program | Mays Landing | 8330 | 19 | 9.28 | Residential | Yes | Behind the Meter | Net-metered residential rooftop and canopy |  | None | All Season Solar | AC Electric | Accepted | 2020-09-03 | 2020-09-08 | 2021-10-30 | Trina | TSMDD06M.05II | Solar Panels |  | 0.32 | 6 | 220 | 44 |  | Fixed | Roof
NJSTRE1545547270 |  | Transition Incentive Program | Mays Landing | 8330 | 19 | 9.28 | Residential | Yes | Behind the Meter | Net-metered residential rooftop and canopy |  | None | All Season Solar | AC Electric | Accepted | 2020-09-03 | 2020-09-08 | 2021-10-30 | Trina | TSMDD06M.05II | Solar Panels |  | 0.32 | 16 | 220 | 44 |  | Fixed | Roof
NJSTRE1545547270 |  | Transition Incentive Program | Mays Landing | 8330 | 19 | 9.28 | Residential | Yes | Behind the Meter | Net-metered residential rooftop and canopy |  | None | All Season Solar | AC Electric | Accepted | 2020-09-03 | 2020-09-08 | 2021-10-30 | Trina | TSMDD06M.05II | Solar Panels |  | 0.32 | 3 | 220 | 44 |  | Fixed | Roof
NJSTRE1545547274 |  | Transition Incentive Program | Sicklerville | 8081 | 14 | 9.6 | Residential | Yes | Behind the Meter | Net-metered residential rooftop and canopy |  | None | Posigen NJ LLC | AC Electric | Accepted | 2020-09-03 | 2020-09-08 | 2021-10-30 | SolarEdge | SE10000H-US | Inverters | 10000 |  | 1 |  |  | 0.99 |  | Outside | within ten feet of meter
NJSTRE1545547274 |  | Transition Incentive Program | Sicklerville | 8081 | 14 | 9.6 | Residential | Yes | Behind the Meter | Net-metered residential rooftop and canopy |  | None | Posigen NJ LLC | AC Electric | Accepted | 2020-09-03 | 2020-09-08 | 2021-10-30 | Silfab | SLA320BL | Solar Panels |  | 0.32 | 30 | 74254 | 29 |  | Fixed | Roof
NJSTRE1545547277 |  | Transition Incentive Program | GARFIELD | 7026 | 7 | 10.08 | Residential | Yes | Behind the Meter | Net-metered residential rooftop and canopy |  | None | Vivint Solar Developer, LLC | PSE&G | Accepted | 2020-09-10 | 2020-09-11 | 2021-10-30 | Solar Edge | SE7600H-US | Inverters | 7600 |  | 1 |  |  | 0.992 |  | Outdoor | Near the Utility Meter
NJSTRE1545547277 |  | Transition Incentive Program | GARFIELD | 7026 | 7 | 10.08 | Residential | Yes | Behind the Meter | Net-metered residential rooftop and canopy |  | None | Vivint Solar Developer, LLC | PSE&G | Accepted | 2020-09-10 | 2020-09-11 | 2021-10-30 | JINKO SOLAR | JKM325M-60HBL | Solar Panels |  | 0.325 | 26 | 246 | 24 |  | Fixed | Roof
NJSTRE1545547277 |  | Transition Incentive Program | GARFIELD | 7026 | 7 | 10.08 | Residential | Yes | Behind the Meter | Net-metered residential rooftop and canopy |  | None | Vivint Solar Developer, LLC | PSE&G | Accepted | 2020-09-10 | 2020-09-11 | 2021-10-30 | JINKO SOLAR | JKM325M-60HBL | Solar Panels |  | 0.325 | 5 | 66 | 24 |  | Fixed | Roof
NJSTRE1545547293 |  | Transition Incentive Program | Ewing | 8618 | 12 | 3.84 | Residential | Yes | Behind the Meter | Net-metered residential rooftop and canopy |  | None | Posigen NJ LLC | PSE&G | Accepted | 2020-09-03 | 2020-09-08 | 2021-10-30 | SolarEdge | SE3800H-US | Inverters | 3800 |  | 1 |  |  | 0.99 |  | Outside | within ten feet of meter
NJSTRE1545547293 |  | Transition Incentive Program | Ewing | 8618 | 12 | 3.84 | Residential | Yes | Behind the Meter | Net-metered residential rooftop and canopy |  | None | Posigen NJ LLC | PSE&G | Accepted | 2020-09-03 | 2020-09-08 | 2021-10-30 | Hanwha Q-Cells | Q.PEAK DUO-G5 320 | Solar Panels |  | 0.32 | 12 | 127 | 30 |  | Fixed | Roof
NJSTRE1545547294 |  | Transition Incentive Program | Montclair Twp | 7042 | 9 | 5.58 | Residential | Yes | Behind the Meter | Net-metered residential rooftop and canopy |  | None | Bright Planet Solar | PSE&G | Accepted | 2020-09-03 | 2020-09-08 | 2021-10-30 | SOLAR EDGE | SE5000H-USRGM | Inverters | 5000 |  | 1 |  |  | 0.98 |  | Outdoor | OUTSIDE
NJSTRE1545547294 |  | Transition Incentive Program | Montclair Twp | 7042 | 9 | 5.58 | Residential | Yes | Behind the Meter | Net-metered residential rooftop and canopy |  | None | Bright Planet Solar | PSE&G | Accepted | 2020-09-03 | 2020-09-08 | 2021-10-30 | LONGI | LR6-60HPB-310M | Solar Panels |  | 0.31 | 7 | 291 | 45 |  | Fixed | Roof
NJSTRE1545547294 |  | Transition Incentive Program | Montclair Twp | 7042 | 9 | 5.58 | Residential | Yes | Behind the Meter | Net-metered residential rooftop and canopy |  | None | Bright Planet Solar | PSE&G | Accepted | 2020-09-03 | 2020-09-08 | 2021-10-30 | LONGI | LR6-60HPB-310M | Solar Panels |  | 0.31 | 3 | 109 | 45 |  | Fixed | Roof
NJSTRE1545547294 |  | Transition Incentive Program | Montclair Twp | 7042 | 9 | 5.58 | Residential | Yes | Behind the Meter | Net-metered residential rooftop and canopy |  | None | Bright Planet Solar | PSE&G | Accepted | 2020-09-03 | 2020-09-08 | 2021-10-30 | LONGI | LR6-60HPB-310M | Solar Panels |  | 0.31 | 4 | 109 | 45 |  | Fixed | Roof
NJSTRE1545547294 |  | Transition Incentive Program | Montclair Twp | 7042 | 9 | 5.58 | Residential | Yes | Behind the Meter | Net-metered residential rooftop and canopy |  | None | Bright Planet Solar | PSE&G | Accepted | 2020-09-03 | 2020-09-08 | 2021-10-30 | LONGI | LR6-60HPB-310M | Solar Panels |  | 0.31 | 4 | 20 | 45 |  | Fixed | Roof
NJSTRE1545547310 |  | Transition Incentive Program | Union | 7083 | 10 | 2.6 | Residential | Yes | Behind the Meter | Net-metered residential rooftop and canopy |  | None | Vivint Solar Developer, LLC | PSE&G | Accepted | 2020-09-11 | 2020-09-11 | 2021-10-30 | Solar Edge | SE3800H-US | Inverters | 3800 |  | 1 |  |  | 0.992 |  | Outdoor | Near the Utility Meter
NJSTRE1545547310 |  | Transition Incentive Program | Union | 7083 | 10 | 2.6 | Residential | Yes | Behind the Meter | Net-metered residential rooftop and canopy |  | None | Vivint Solar Developer, LLC | PSE&G | Accepted | 2020-09-11 | 2020-09-11 | 2021-10-30 | JINKO SOLAR | JKM325M-60HBL | Solar Panels |  | 0.325 | 8 | 130 | 24 |  | Fixed | Roof
NJSTRE1545547314 |  | Transition Incentive Program | Mays Landing | 8330 | 19 | 19.83 | Residential | No | Behind the Meter | Net-metered residential rooftop and canopy |  | None | Sun Up Zero Down | AC Electric | Accepted | 2020-09-03 | 2020-09-09 | 2021-10-30 | Enphase | X-IQ-AM1-240-3 | Meters |  |  | 1 |  |  |  | Yes | Outdoor
NJSTRE1545547314 |  | Transition Incentive Program | Mays Landing | 8330 | 19 | 19.83 | Residential | No | Behind the Meter | Net-metered residential rooftop and canopy |  | None | Sun Up Zero Down | AC Electric | Accepted | 2020-09-03 | 2020-09-09 | 2021-10-30 | Enphase | IQ7-60-2-US | Inverters | 240 |  | 61 |  |  | 0.976 |  | Outside | behind panels
NJSTRE1545547314 |  | Transition Incentive Program | Mays Landing | 8330 | 19 | 19.83 | Residential | No | Behind the Meter | Net-metered residential rooftop and canopy |  | None | Sun Up Zero Down | AC Electric | Accepted | 2020-09-03 | 2020-09-09 | 2021-10-30 | Trina | TSM-DD06M.05(II) 325 | Solar Panels |  | 0.325 | 61 | 182 | 37 |  | Fixed | Roof
NJSTRE1545547334 |  | Transition Incentive Program | Edison | 8820 | 11 | 9.52 | Residential | Yes | Behind the Meter | Net-metered residential rooftop and canopy |  | None | Tesla Energy Operations Inc. | PSE&G | Accepted | 2020-09-03 | 2020-09-08 | 2021-10-30 | Tesla | AC Powerwall 2.0 | Electric Storage Battery |  |  | 2 |  |  |  | Lithium Ion |  | Inside garage
NJSTRE1545547334 |  | Transition Incentive Program | Edison | 8820 | 11 | 9.52 | Residential | Yes | Behind the Meter | Net-metered residential rooftop and canopy |  | None | Tesla Energy Operations Inc. | PSE&G | Accepted | 2020-09-03 | 2020-09-08 | 2021-10-30 | SolarEdge Technologies | SE11400H-US [240V] | Inverters | 11400 |  | 1 |  |  | 0.99 |  | Outside | Outside
NJSTRE1545547334 |  | Transition Incentive Program | Edison | 8820 | 11 | 9.52 | Residential | Yes | Behind the Meter | Net-metered residential rooftop and canopy |  | None | Tesla Energy Operations Inc. | PSE&G | Accepted | 2020-09-03 | 2020-09-08 | 2021-10-30 | Hanwha Q-CELLS | Q.Peak DUO BLK-G6+ 340 | Solar Panels |  | 0.34 | 20 | 226 | 23 |  | Fixed | Roof
NJSTRE1545547334 |  | Transition Incentive Program | Edison | 8820 | 11 | 9.52 | Residential | Yes | Behind the Meter | Net-metered residential rooftop and canopy |  | None | Tesla Energy Operations Inc. | PSE&G | Accepted | 2020-09-03 | 2020-09-08 | 2021-10-30 | Hanwha Q-CELLS | Q.Peak DUO BLK-G6+ 340 | Solar Panels |  | 0.34 | 8 | 46 | 23 |  | Fixed | Roof
NJSTRE1545547366 |  | Transition Incentive Program | Egg Harbor Township | 8234 | 19 | 16.96 | Residential | Yes | Behind the Meter | Net-metered residential rooftop and canopy |  | None | Sun Up Zero Down | AC Electric | Accepted | 2020-09-03 | 2020-09-09 | 2021-10-30 | Enphase | X-IQ-AM1-240-3 | Meters |  |  | 1 |  |  |  | Yes | Outdoor
NJSTRE1545547366 |  | Transition Incentive Program | Egg Harbor Township | 8234 | 19 | 16.96 | Residential | Yes | Behind the Meter | Net-metered residential rooftop and canopy |  | None | Sun Up Zero Down | AC Electric | Accepted | 2020-09-03 | 2020-09-09 | 2021-10-30 | enphase | IQ7-60-2-US | Inverters | 240 |  | 53 |  |  | 0.976 |  | Outside | behind panel
NJSTRE1545547366 |  | Transition Incentive Program | Egg Harbor Township | 8234 | 19 | 16.96 | Residential | Yes | Behind the Meter | Net-metered residential rooftop and canopy |  | None | Sun Up Zero Down | AC Electric | Accepted | 2020-09-03 | 2020-09-09 | 2021-10-30 | trina | TSM-320DD05H.05(II) | Solar Panels |  | 0.32 | 15 | 7 | 28 |  | Fixed | Roof
NJSTRE1545547366 |  | Transition Incentive Program | Egg Harbor Township | 8234 | 19 | 16.96 | Residential | Yes | Behind the Meter | Net-metered residential rooftop and canopy |  | None | Sun Up Zero Down | AC Electric | Accepted | 2020-09-03 | 2020-09-09 | 2021-10-30 | trina | TSM-320DD05H.05(II) | Solar Panels |  | 0.32 | 26 | 187 | 28 |  | Fixed | Roof
NJSTRE1545547366 |  | Transition Incentive Program | Egg Harbor Township | 8234 | 19 | 16.96 | Residential | Yes | Behind the Meter | Net-metered residential rooftop and canopy |  | None | Sun Up Zero Down | AC Electric | Accepted | 2020-09-03 | 2020-09-09 | 2021-10-30 | trina | TSM-320DD05H.05(II) | Solar Panels |  | 0.32 | 6 | 187 | 28 |  | Fixed | Roof
NJSTRE1545547366 |  | Transition Incentive Program | Egg Harbor Township | 8234 | 19 | 16.96 | Residential | Yes | Behind the Meter | Net-metered residential rooftop and canopy |  | None | Sun Up Zero Down | AC Electric | Accepted | 2020-09-03 | 2020-09-09 | 2021-10-30 | trina | TSM-320DD05H.05(II) | Solar Panels |  | 0.32 | 2 | 187 | 16 |  | Fixed | Roof
NJSTRE1545547366 |  | Transition Incentive Program | Egg Harbor Township | 8234 | 19 | 16.96 | Residential | Yes | Behind the Meter | Net-metered residential rooftop and canopy |  | None | Sun Up Zero Down | AC Electric | Accepted | 2020-09-03 | 2020-09-09 | 2021-10-30 | trina | TSM-320DD05H.05(II) | Solar Panels |  | 0.32 | 4 | 187 | 28 |  | Fixed | Roof
NJSTRE1545547594 |  | Transition Incentive Program | BOONTON | 7005 | 3 | 14.3 | Residential | Yes | Behind the Meter | Net-metered residential rooftop and canopy |  | None | Vivint Solar Developer, LLC | JCP&L | Accepted | 2020-09-11 | 2020-09-11 | 2021-10-30 | Solar Edge | SE3800H-US | Inverters | 3800 |  | 1 |  |  | 0.992 |  | Outdoor | Near the Utility Meter
NJSTRE1545547594 |  | Transition Incentive Program | BOONTON | 7005 | 3 | 14.3 | Residential | Yes | Behind the Meter | Net-metered residential rooftop and canopy |  | None | Vivint Solar Developer, LLC | JCP&L | Accepted | 2020-09-11 | 2020-09-11 | 2021-10-30 | Solar Edge | SE7600H-US | Inverters | 7600 |  | 1 |  |  | 0.992 |  | Outdoor | Near the Utility Meter
NJSTRE1545547594 |  | Transition Incentive Program | BOONTON | 7005 | 3 | 14.3 | Residential | Yes | Behind the Meter | Net-metered residential rooftop and canopy |  | None | Vivint Solar Developer, LLC | JCP&L | Accepted | 2020-09-11 | 2020-09-11 | 2021-10-30 | JINKO SOLAR | JKM325M-60HBL | Solar Panels |  | 0.325 | 6 | 177 | 29 |  | Fixed | Roof
NJSTRE1545547594 |  | Transition Incentive Program | BOONTON | 7005 | 3 | 14.3 | Residential | Yes | Behind the Meter | Net-metered residential rooftop and canopy |  | None | Vivint Solar Developer, LLC | JCP&L | Accepted | 2020-09-11 | 2020-09-11 | 2021-10-30 | JINKO SOLAR | JKM325M-60HBL | Solar Panels |  | 0.325 | 15 | 357 | 35 |  | Fixed | Roof
NJSTRE1545547594 |  | Transition Incentive Program | BOONTON | 7005 | 3 | 14.3 | Residential | Yes | Behind the Meter | Net-metered residential rooftop and canopy |  | None | Vivint Solar Developer, LLC | JCP&L | Accepted | 2020-09-11 | 2020-09-11 | 2021-10-30 | JINKO SOLAR | JKM325M-60HBL | Solar Panels |  | 0.325 | 11 | 177 | 35 |  | Fixed | Roof
NJSTRE1545547594 |  | Transition Incentive Program | BOONTON | 7005 | 3 | 14.3 | Residential | Yes | Behind the Meter | Net-metered residential rooftop and canopy |  | None | Vivint Solar Developer, LLC | JCP&L | Accepted | 2020-09-11 | 2020-09-11 | 2021-10-30 | JINKO SOLAR | JKM325M-60HBL | Solar Panels |  | 0.325 | 7 | 87 | 29 |  | Fixed | Roof
NJSTRE1545547594 |  | Transition Incentive Program | BOONTON | 7005 | 3 | 14.3 | Residential | Yes | Behind the Meter | Net-metered residential rooftop and canopy |  | None | Vivint Solar Developer, LLC | JCP&L | Accepted | 2020-09-11 | 2020-09-11 | 2021-10-30 | JINKO SOLAR | JKM325M-60HBL | Solar Panels |  | 0.325 | 5 | 357 | 29 |  | Fixed | Roof
NJSTRE1545547639 |  | Transition Incentive Program | Lakewood | 8701 | 18 | 7.13 | Residential | Yes | Behind the Meter | Net-metered residential rooftop and canopy |  | None | Bright Planet Solar | JCP&L | Accepted | 2020-09-03 | 2020-09-08 | 2021-10-30 | SOLAR EDGE | SE6000H-USRGM | Inverters | 6000 |  | 1 |  |  | 0.98 |  | Outdoor | OUTSIDE
NJSTRE1545547639 |  | Transition Incentive Program | Lakewood | 8701 | 18 | 7.13 | Residential | Yes | Behind the Meter | Net-metered residential rooftop and canopy |  | None | Bright Planet Solar | JCP&L | Accepted | 2020-09-03 | 2020-09-08 | 2021-10-30 | LONGI | LR6-60HPB-310M | Solar Panels |  | 0.31 | 23 | 187 | 33 |  | Fixed | Roof
NJSTRE1545547647 |  | Transition Incentive Program | Ewing | 8638 | 12 | 7.82 | Residential | No | Behind the Meter | Net-metered residential rooftop and canopy |  | None | Trinity Solar | PSE&G | Accepted | 2020-09-03 | 2020-09-09 | 2021-10-30 | SOLAR EDGE | SE6000H-US | Inverters | 6000 |  | 1 |  |  | 0.97 |  | Outside | SIDE OF HOME
NJSTRE1545547647 |  | Transition Incentive Program | Ewing | 8638 | 12 | 7.82 | Residential | No | Behind the Meter | Net-metered residential rooftop and canopy |  | None | Trinity Solar | PSE&G | Accepted | 2020-09-03 | 2020-09-09 | 2021-10-30 | HANWHA 340 (Q.PEAK DUO BLK-G6 340) | HANWHA 340 (Q.PEAK DUO BLK-G6 340) | Solar Panels |  | 0.34 | 23 | 196 | 16 |  | Fixed | Roof
NJSTRE1545547660 |  | Transition Incentive Program | Hillsborough Twp | 8844 | 5 | 8.85 | Residential | No | Behind the Meter | Net-metered residential rooftop and canopy |  | None | Sunrun Installation Services, Inc. | PSE&G | Accepted | 2020-09-03 | 2020-09-08 | 2021-10-30 | Enphase Energy | IQ7-60-x-US (240V) | Inverters | 240 |  | 29 |  |  | 0.96 |  | Outdoor | Rooftop
NJSTRE1545547660 |  | Transition Incentive Program | Hillsborough Twp | 8844 | 5 | 8.85 | Residential | No | Behind the Meter | Net-metered residential rooftop and canopy |  | None | Sunrun Installation Services, Inc. | PSE&G | Accepted | 2020-09-03 | 2020-09-08 | 2021-10-30 | LONGi Green Energy Technology Co Ltd | LR6-60HPB-305M | Solar Panels |  | 0.305 | 29 | 145 | 28 |  | Fixed | Roof
NJSTRE1545547679 |  | Transition Incentive Program | Newark | 7108 | 9 | 7.44 | Residential | Yes | Behind the Meter | Net-metered residential rooftop and canopy |  | None | Posigen NJ LLC | PSE&G | Accepted | 2020-09-03 | 2020-09-08 | 2021-10-30 | SolarEdge | SE7600H-US | Inverters | 7600 |  | 1 |  |  | 0.99 |  | Outside | within ten feet of meter
NJSTRE1545547679 |  | Transition Incentive Program | Newark | 7108 | 9 | 7.44 | Residential | Yes | Behind the Meter | Net-metered residential rooftop and canopy |  | None | Posigen NJ LLC | PSE&G | Accepted | 2020-09-03 | 2020-09-08 | 2021-10-30 | Silfab | SLA310M | Solar Panels |  | 0.31 | 24 | 194,104,284,14 | 34 |  | Fixed | Roof
NJSTRE1545547682 |  | Transition Incentive Program | Point Pleasant Beach | 8742 | 18 | 10.88 | Residential | No | Behind the Meter | Net-metered residential rooftop and canopy |  | None | Tesla Energy Operations Inc. | JCP&L | Accepted | 2020-09-03 | 2020-09-08 | 2021-10-30 | Tesla | AC Powerwall 2.0 | Electric Storage Battery |  |  | 2 |  |  |  | Lithium Ion |  | Inside
NJSTRE1545547682 |  | Transition Incentive Program | Point Pleasant Beach | 8742 | 18 | 10.88 | Residential | No | Behind the Meter | Net-metered residential rooftop and canopy |  | None | Tesla Energy Operations Inc. | JCP&L | Accepted | 2020-09-03 | 2020-09-08 | 2021-10-30 | SolarEdge Technologies | SE10000H-US [240V] | Inverters | 10000 |  | 1 |  |  | 0.99 |  | Outside | Outside
NJSTRE1545547682 |  | Transition Incentive Program | Point Pleasant Beach | 8742 | 18 | 10.88 | Residential | No | Behind the Meter | Net-metered residential rooftop and canopy |  | None | Tesla Energy Operations Inc. | JCP&L | Accepted | 2020-09-03 | 2020-09-08 | 2021-10-30 | Hanwha Q-CELLS | Q.Peak DUO BLK-G6+ 340 | Solar Panels |  | 0.34 | 8 | 89 | 23 |  | Fixed | Roof
NJSTRE1545547682 |  | Transition Incentive Program | Point Pleasant Beach | 8742 | 18 | 10.88 | Residential | No | Behind the Meter | Net-metered residential rooftop and canopy |  | None | Tesla Energy Operations Inc. | JCP&L | Accepted | 2020-09-03 | 2020-09-08 | 2021-10-30 | Hanwha Q-CELLS | Q.Peak DUO BLK-G6+ 340 | Solar Panels |  | 0.34 | 24 | 269 | 23 |  | Fixed | Roof
NJSTRE1545547692 |  | Transition Incentive Program | FAIRVIEW | 7022 | 7 | 9.1 | Residential | Yes | Behind the Meter | Net-metered residential rooftop and canopy |  | None | Vivint Solar Developer, LLC | PSE&G | Accepted | 2020-09-11 | 2020-09-11 | 2021-10-30 | Solar Edge | SE7600H-US | Inverters | 7600 |  | 1 |  |  | 0.992 |  | Outdoor | Near the Utility Meter
NJSTRE1545547692 |  | Transition Incentive Program | FAIRVIEW | 7022 | 7 | 9.1 | Residential | Yes | Behind the Meter | Net-metered residential rooftop and canopy |  | None | Vivint Solar Developer, LLC | PSE&G | Accepted | 2020-09-11 | 2020-09-11 | 2021-10-30 | JINKO SOLAR | JKM325M-60HBL | Solar Panels |  | 0.325 | 9 | 124 | 19 |  | Fixed | Roof
NJSTRE1545547692 |  | Transition Incentive Program | FAIRVIEW | 7022 | 7 | 9.1 | Residential | Yes | Behind the Meter | Net-metered residential rooftop and canopy |  | None | Vivint Solar Developer, LLC | PSE&G | Accepted | 2020-09-11 | 2020-09-11 | 2021-10-30 | JINKO SOLAR | JKM325M-60HBL | Solar Panels |  | 0.325 | 19 | 214 | 19 |  | Fixed | Roof
NJSTRE1545547707 |  | Transition Incentive Program | Laurel Springs | 8021 | 14 | 7.93 | Residential | No | Behind the Meter | Net-metered residential rooftop and canopy |  | None | Sunrun, Inc. | AC Electric | Accepted | 2020-09-03 | 2020-09-08 | 2021-10-30 | Enphase Energy | IQ7-60-x-US (240V) | Inverters | 240 |  | 26 |  |  | 0.96 |  | Outdoor | Rooftop
NJSTRE1545547707 |  | Transition Incentive Program | Laurel Springs | 8021 | 14 | 7.93 | Residential | No | Behind the Meter | Net-metered residential rooftop and canopy |  | None | Sunrun, Inc. | AC Electric | Accepted | 2020-09-03 | 2020-09-08 | 2021-10-30 | LONGi Green Energy Technology Co Ltd | LR6-60HPB-305M | Solar Panels |  | 0.305 | 18 | 158 | 18 |  | Fixed | Roof
NJSTRE1545547707 |  | Transition Incentive Program | Laurel Springs | 8021 | 14 | 7.93 | Residential | No | Behind the Meter | Net-metered residential rooftop and canopy |  | None | Sunrun, Inc. | AC Electric | Accepted | 2020-09-03 | 2020-09-08 | 2021-10-30 | LONGi Green Energy Technology Co Ltd | LR6-60HPB-305M | Solar Panels |  | 0.305 | 8 | 338 | 18 |  | Fixed | Roof
NJSTRE1545547721 |  | Transition Incentive Program | South Brunswick | 8852 | 11 | 16.64 | Residential | No | Behind the Meter | Net-metered residential rooftop and canopy |  | None | Ampericon | PSE&G | Accepted | 2020-09-03 | 2020-09-08 | 2021-10-30 | EnPhase | IQ7 | Inverters | 240 |  | 52 |  |  | 0.965 |  | Other | Roof
NJSTRE1545547721 |  | Transition Incentive Program | South Brunswick | 8852 | 11 | 16.64 | Residential | No | Behind the Meter | Net-metered residential rooftop and canopy |  | None | Ampericon | PSE&G | Accepted | 2020-09-03 | 2020-09-08 | 2021-10-30 | Silfab | SLA-M-320 | Solar Panels |  | 0.32 | 26 | 216 | 20 |  | Fixed | Roof
NJSTRE1545547721 |  | Transition Incentive Program | South Brunswick | 8852 | 11 | 16.64 | Residential | No | Behind the Meter | Net-metered residential rooftop and canopy |  | None | Ampericon | PSE&G | Accepted | 2020-09-03 | 2020-09-08 | 2021-10-30 | Silfab | SLA-M-320 | Solar Panels |  | 0.32 | 26 | 126 | 20 |  | Fixed | Roof
NJSTRE1545547727 |  | Transition Incentive Program | HASBROUCK HEIGHTS | 7604 | 7 | 7.48 | Residential | Yes | Behind the Meter | Net-metered residential rooftop and canopy |  | None | Vivint Solar Developer, LLC | PSE&G | Accepted | 2020-09-11 | 2020-09-11 | 2021-10-30 | Solar Edge | SE7600H-US | Inverters | 7600 |  | 1 |  |  | 0.992 |  | Outdoor | Near the Utility Meter
NJSTRE1545547727 |  | Transition Incentive Program | HASBROUCK HEIGHTS | 7604 | 7 | 7.48 | Residential | Yes | Behind the Meter | Net-metered residential rooftop and canopy |  | None | Vivint Solar Developer, LLC | PSE&G | Accepted | 2020-09-11 | 2020-09-11 | 2021-10-30 | JINKO SOLAR | JKM325M-60HBL | Solar Panels |  | 0.325 | 6 | 128 | 8 |  | Fixed | Roof
NJSTRE1545547727 |  | Transition Incentive Program | HASBROUCK HEIGHTS | 7604 | 7 | 7.48 | Residential | Yes | Behind the Meter | Net-metered residential rooftop and canopy |  | None | Vivint Solar Developer, LLC | PSE&G | Accepted | 2020-09-11 | 2020-09-11 | 2021-10-30 | JINKO SOLAR | JKM325M-60HBL | Solar Panels |  | 0.325 | 5 | 128 | 29 |  | Fixed | Roof
NJSTRE1545547727 |  | Transition Incentive Program | HASBROUCK HEIGHTS | 7604 | 7 | 7.48 | Residential | Yes | Behind the Meter | Net-metered residential rooftop and canopy |  | None | Vivint Solar Developer, LLC | PSE&G | Accepted | 2020-09-11 | 2020-09-11 | 2021-10-30 | JINKO SOLAR | JKM325M-60HBL | Solar Panels |  | 0.325 | 5 | 128 | 13 |  | Fixed | Roof
NJSTRE1545547727 |  | Transition Incentive Program | HASBROUCK HEIGHTS | 7604 | 7 | 7.48 | Residential | Yes | Behind the Meter | Net-metered residential rooftop and canopy |  | None | Vivint Solar Developer, LLC | PSE&G | Accepted | 2020-09-11 | 2020-09-11 | 2021-10-30 | JINKO SOLAR | JKM325M-60HBL | Solar Panels |  | 0.325 | 7 | 128 | 36 |  | Fixed | Roof
NJSTRE1545547734 |  | Transition Incentive Program | Bridgeton | 8302 | 20 | 6.8 | Residential | No | Behind the Meter | Net-metered residential rooftop and canopy |  | None | Trinity Solar | AC Electric | Accepted | 2020-09-03 | 2020-09-22 | 2021-10-30 | Solar Edge | SE6000 | Inverters | 6000 |  | 1 |  |  | 0.97 |  | Outside | side of home
NJSTRE1545547734 |  | Transition Incentive Program | Bridgeton | 8302 | 20 | 6.8 | Residential | No | Behind the Meter | Net-metered residential rooftop and canopy |  | None | Trinity Solar | AC Electric | Accepted | 2020-09-03 | 2020-09-22 | 2021-10-30 | Hanwha | Q.PEAK DUO BLK-G6 340 | Solar Panels |  | 0.34 | 6 | 284 | 40 |  | Fixed | Roof
NJSTRE1545547734 |  | Transition Incentive Program | Bridgeton | 8302 | 20 | 6.8 | Residential | No | Behind the Meter | Net-metered residential rooftop and canopy |  | None | Trinity Solar | AC Electric | Accepted | 2020-09-03 | 2020-09-22 | 2021-10-30 | Hanwha | Q.PEAK DUO BLK-G6 340 | Solar Panels |  | 0.34 | 4 | 194 | 40 |  | Fixed | Roof
NJSTRE1545547734 |  | Transition Incentive Program | Bridgeton | 8302 | 20 | 6.8 | Residential | No | Behind the Meter | Net-metered residential rooftop and canopy |  | None | Trinity Solar | AC Electric | Accepted | 2020-09-03 | 2020-09-22 | 2021-10-30 | Hanwha | Q.PEAK DUO BLK-G6 340 | Solar Panels |  | 0.34 | 7 | 194 | 23 |  | Fixed | Roof
NJSTRE1545547734 |  | Transition Incentive Program | Bridgeton | 8302 | 20 | 6.8 | Residential | No | Behind the Meter | Net-metered residential rooftop and canopy |  | None | Trinity Solar | AC Electric | Accepted | 2020-09-03 | 2020-09-22 | 2021-10-30 | Hanwha | Q.PEAK DUO BLK-G6 340 | Solar Panels |  | 0.34 | 3 | 104 | 27 |  | Fixed | Roof
NJSTRE1545547742 |  | Transition Incentive Program | Holmdel | 7733 | 17 | 10.5 | Residential | Yes | Behind the Meter | Net-metered residential rooftop and canopy |  | None | Pro Custom Solar dba Momentum Solar | JCP&L | Accepted | 2020-09-03 | 2020-09-08 | 2021-10-30 | Enphase | IQ7Plus-72-2-US | Inverters | 290 |  | 30 |  |  | 0.97 |  | Outdoor | Roof
NJSTRE1545547742 |  | Transition Incentive Program | Holmdel | 7733 | 17 | 10.5 | Residential | Yes | Behind the Meter | Net-metered residential rooftop and canopy |  | None | Pro Custom Solar dba Momentum Solar | JCP&L | Accepted | 2020-09-03 | 2020-09-08 | 2021-10-30 | LG ELECTRONICS | LG 350N1C-V5 | Solar Panels |  | 0.35 | 10 | 221 | 28 |  | Fixed | Roof
NJSTRE1545547742 |  | Transition Incentive Program | Holmdel | 7733 | 17 | 10.5 | Residential | Yes | Behind the Meter | Net-metered residential rooftop and canopy |  | None | Pro Custom Solar dba Momentum Solar | JCP&L | Accepted | 2020-09-03 | 2020-09-08 | 2021-10-30 | LG ELECTRONICS | LG 350N1C-V5 | Solar Panels |  | 0.35 | 20 | 221 | 25 |  | Fixed | Roof
NJSTRE1545547768 |  | Transition Incentive Program | Mountainside | 7092 | 10 | 16.32 | Residential | No | Behind the Meter | Net-metered residential rooftop and canopy |  | JCPL | Maier Solar Engineering dba Solar Me | JCP&L | Accepted | 2020-09-03 | 2020-09-08 | 2021-10-30 | Enphase | IQ7+ | Inverters | 290 |  | 48 |  |  | 0.96 |  | Outdoor | Next to meter
NJSTRE1545547768 |  | Transition Incentive Program | Mountainside | 7092 | 10 | 16.32 | Residential | No | Behind the Meter | Net-metered residential rooftop and canopy |  | JCPL | Maier Solar Engineering dba Solar Me | JCP&L | Accepted | 2020-09-03 | 2020-09-08 | 2021-10-30 | Hanwha | Q.CELL DUO BLK-G6 340 | Solar Panels |  | 0.34 | 48 | 153 | 30 |  | Fixed | Roof
NJSTRE1545547772 |  | Transition Incentive Program | SOMERSET | 8873 | 5 | 11.38 | Residential | Yes | Behind the Meter | Net-metered residential rooftop and canopy |  | None | Vivint Solar Developer, LLC | PSE&G | Accepted | 2020-09-11 | 2020-09-14 | 2021-10-30 | Solar Edge | SE7600H-US | Inverters | 7600 |  | 1 |  |  | 0.992 |  | Outdoor | Near the Utility Meter
NJSTRE1545547772 |  | Transition Incentive Program | SOMERSET | 8873 | 5 | 11.38 | Residential | Yes | Behind the Meter | Net-metered residential rooftop and canopy |  | None | Vivint Solar Developer, LLC | PSE&G | Accepted | 2020-09-11 | 2020-09-14 | 2021-10-30 | JINKO SOLAR | JKM325M-60HBL | Solar Panels |  | 0.325 | 9 | 309 | 28 |  | Fixed | Roof
NJSTRE1545547772 |  | Transition Incentive Program | SOMERSET | 8873 | 5 | 11.38 | Residential | Yes | Behind the Meter | Net-metered residential rooftop and canopy |  | None | Vivint Solar Developer, LLC | PSE&G | Accepted | 2020-09-11 | 2020-09-14 | 2021-10-30 | JINKO SOLAR | JKM325M-60HBL | Solar Panels |  | 0.325 | 10 | 129 | 26 |  | Fixed | Roof
NJSTRE1545547772 |  | Transition Incentive Program | SOMERSET | 8873 | 5 | 11.38 | Residential | Yes | Behind the Meter | Net-metered residential rooftop and canopy |  | None | Vivint Solar Developer, LLC | PSE&G | Accepted | 2020-09-11 | 2020-09-14 | 2021-10-30 | JINKO SOLAR | JKM325M-60HBL | Solar Panels |  | 0.325 | 2 | 309 | 26 |  | Fixed | Roof
NJSTRE1545547772 |  | Transition Incentive Program | SOMERSET | 8873 | 5 | 11.38 | Residential | Yes | Behind the Meter | Net-metered residential rooftop and canopy |  | None | Vivint Solar Developer, LLC | PSE&G | Accepted | 2020-09-11 | 2020-09-14 | 2021-10-30 | JINKO SOLAR | JKM325M-60HBL | Solar Panels |  | 0.325 | 14 | 129 | 28 |  | Fixed | Roof
NJSTRE1545547778 |  | Transition Incentive Program | Moonachie | 7074 | 7 | 7.48 | Residential | Yes | Behind the Meter | Net-metered residential rooftop and canopy |  | None | Trinity Solar | PSE&G | Accepted | 2020-09-03 | 2020-09-08 | 2021-10-30 | Solar Edge | SE6000 | Inverters | 6000 |  | 1 |  |  | 0.97 |  | Outside | side of home
NJSTRE1545547778 |  | Transition Incentive Program | Moonachie | 7074 | 7 | 7.48 | Residential | Yes | Behind the Meter | Net-metered residential rooftop and canopy |  | None | Trinity Solar | PSE&G | Accepted | 2020-09-03 | 2020-09-08 | 2021-10-30 | Hanwha | Q.PEAK DUO BLK-G6 340 | Solar Panels |  | 0.34 | 12 | 218 | 23 |  | Fixed | Roof
NJSTRE1545547778 |  | Transition Incentive Program | Moonachie | 7074 | 7 | 7.48 | Residential | Yes | Behind the Meter | Net-metered residential rooftop and canopy |  | None | Trinity Solar | PSE&G | Accepted | 2020-09-03 | 2020-09-08 | 2021-10-30 | Hanwha | Q.PEAK DUO BLK-G6 340 | Solar Panels |  | 0.34 | 10 | 128 | 23 |  | Fixed | Roof
NJSTRE1545547792 |  | Transition Incentive Program | Jersey City | 7305 | 8 | 9.61 | Residential | Yes | Behind the Meter | Net-metered residential rooftop and canopy |  | None | Bright Planet Solar | PSE&G | Accepted | 2020-09-03 | 2020-09-08 | 2021-10-30 | SOLAR EDGE | SE7600H-USRGM | Inverters | 7600 |  | 1 |  |  | 0.98 |  | Outdoor | OUTSIDE
NJSTRE1545547792 |  | Transition Incentive Program | Jersey City | 7305 | 8 | 9.61 | Residential | Yes | Behind the Meter | Net-metered residential rooftop and canopy |  | None | Bright Planet Solar | PSE&G | Accepted | 2020-09-03 | 2020-09-08 | 2021-10-30 | LONGI | LR6-60HPB-310M | Solar Panels |  | 0.31 | 31 | 201 | 23 |  | Fixed | Roof
NJSTRE1545547803 |  | Transition Incentive Program | Cape May | 8204 | 21 | 28.16 | Residential | No | Behind the Meter | Net-metered residential rooftop and canopy |  | None | RCL Enterprises Inc. | AC Electric | Accepted | 2020-09-03 | 2020-09-08 | 2021-10-30 | Enphase | IQ7 | Inverters | 240 |  | 88 |  |  | 0.96 |  | Outdoor | under panels
NJSTRE1545547803 |  | Transition Incentive Program | Cape May | 8204 | 21 | 28.16 | Residential | No | Behind the Meter | Net-metered residential rooftop and canopy |  | None | RCL Enterprises Inc. | AC Electric | Accepted | 2020-09-03 | 2020-09-08 | 2021-10-30 | Trina Solar | TSM-320DD06M | Solar Panels |  | 0.32 | 10 | 25 | 103 |  | Fixed | Roof
NJSTRE1545547803 |  | Transition Incentive Program | Cape May | 8204 | 21 | 28.16 | Residential | No | Behind the Meter | Net-metered residential rooftop and canopy |  | None | RCL Enterprises Inc. | AC Electric | Accepted | 2020-09-03 | 2020-09-08 | 2021-10-30 | Trina Solar | TSM-320DD06M | Solar Panels |  | 0.32 | 27 | 25 | 193 |  | Fixed | Roof
NJSTRE1545547803 |  | Transition Incentive Program | Cape May | 8204 | 21 | 28.16 | Residential | No | Behind the Meter | Net-metered residential rooftop and canopy |  | None | RCL Enterprises Inc. | AC Electric | Accepted | 2020-09-03 | 2020-09-08 | 2021-10-30 | Trina Solar | TSM-320DD06M | Solar Panels |  | 0.32 | 3 | 193 | 32 |  | Fixed | Roof
NJSTRE1545547803 |  | Transition Incentive Program | Cape May | 8204 | 21 | 28.16 | Residential | No | Behind the Meter | Net-metered residential rooftop and canopy |  | None | RCL Enterprises Inc. | AC Electric | Accepted | 2020-09-03 | 2020-09-08 | 2021-10-30 | Trina Solar | TSM-320DD06M | Solar Panels |  | 0.32 | 21 | 103 | 32 |  | Fixed | Roof
NJSTRE1545547803 |  | Transition Incentive Program | Cape May | 8204 | 21 | 28.16 | Residential | No | Behind the Meter | Net-metered residential rooftop and canopy |  | None | RCL Enterprises Inc. | AC Electric | Accepted | 2020-09-03 | 2020-09-08 | 2021-10-30 | Trina Solar | TSM-320DD06M | Solar Panels |  | 0.32 | 27 | 193 | 28 |  | Fixed | Roof
NJSTRE1545547809 |  | Transition Incentive Program | Tenafly | 7670 | 7 | 7.35 | Residential | Yes | Behind the Meter | Net-metered residential rooftop and canopy |  | None | Pro Custom Solar dba Momentum Solar | PSE&G | Accepted | 2020-09-03 | 2020-09-08 | 2021-10-30 | Enphase | IQ7Plus-72-2-US | Inverters | 290 |  | 21 |  |  | 0.97 |  | Outdoor | Roof
NJSTRE1545547809 |  | Transition Incentive Program | Tenafly | 7670 | 7 | 7.35 | Residential | Yes | Behind the Meter | Net-metered residential rooftop and canopy |  | None | Pro Custom Solar dba Momentum Solar | PSE&G | Accepted | 2020-09-03 | 2020-09-08 | 2021-10-30 | LG ELECTRONICS | LG 350N1C-V5 | Solar Panels |  | 0.35 | 4 | 359 | 20 |  | Fixed | Roof
NJSTRE1545547809 |  | Transition Incentive Program | Tenafly | 7670 | 7 | 7.35 | Residential | Yes | Behind the Meter | Net-metered residential rooftop and canopy |  | None | Pro Custom Solar dba Momentum Solar | PSE&G | Accepted | 2020-09-03 | 2020-09-08 | 2021-10-30 | LG ELECTRONICS | LG 350N1C-V5 | Solar Panels |  | 0.35 | 17 | 179 | 20 |  | Fixed | Roof
NJSTRE1545547847 |  | Transition Incentive Program | VINELAND | 8360 | 20 | 6.46 | Residential | Yes | Behind the Meter | Net-metered residential rooftop and canopy |  | None | Trinity Solar | Vineland Muni Electric | Accepted | 2020-09-03 | 2020-09-09 | 2021-10-30 | Solar Edge | SE5000H-US000BNC4 | Inverters | 5000 |  | 1 |  |  | 0.97 |  | Outdoor | side of home
NJSTRE1545547847 |  | Transition Incentive Program | VINELAND | 8360 | 20 | 6.46 | Residential | Yes | Behind the Meter | Net-metered residential rooftop and canopy |  | None | Trinity Solar | Vineland Muni Electric | Accepted | 2020-09-03 | 2020-09-09 | 2021-10-30 | HANWHA | Q.PEAK DUO BLK-G6 340 | Solar Panels |  | 0.34 | 19 | 183 | 34 |  | Fixed | Roof
NJSTRE1545547852 |  | Transition Incentive Program | Old Bridge | 8857 | 11 | 8.75 | Residential | Yes | Behind the Meter | Net-metered residential rooftop and canopy |  | None | Pro Custom Solar dba Momentum Solar | JCP&L | Accepted | 2020-09-03 | 2020-09-08 | 2021-10-30 | Enphase | IQ7Plus-72-2-US | Inverters | 290 |  | 25 |  |  | 0.97 |  | Outdoor | Roof
NJSTRE1545547852 |  | Transition Incentive Program | Old Bridge | 8857 | 11 | 8.75 | Residential | Yes | Behind the Meter | Net-metered residential rooftop and canopy |  | None | Pro Custom Solar dba Momentum Solar | JCP&L | Accepted | 2020-09-03 | 2020-09-08 | 2021-10-30 | LG ELECTRONICS | LG 350N1C-V5 | Solar Panels |  | 0.35 | 7 | 195 | 26 |  | Fixed | Roof
NJSTRE1545547852 |  | Transition Incentive Program | Old Bridge | 8857 | 11 | 8.75 | Residential | Yes | Behind the Meter | Net-metered residential rooftop and canopy |  | None | Pro Custom Solar dba Momentum Solar | JCP&L | Accepted | 2020-09-03 | 2020-09-08 | 2021-10-30 | LG ELECTRONICS | LG 350N1C-V5 | Solar Panels |  | 0.35 | 12 | 195 | 23 |  | Fixed | Roof
NJSTRE1545547852 |  | Transition Incentive Program | Old Bridge | 8857 | 11 | 8.75 | Residential | Yes | Behind the Meter | Net-metered residential rooftop and canopy |  | None | Pro Custom Solar dba Momentum Solar | JCP&L | Accepted | 2020-09-03 | 2020-09-08 | 2021-10-30 | LG ELECTRONICS | LG 350N1C-V5 | Solar Panels |  | 0.35 | 6 | 15 | 23 |  | Fixed | Roof
NJSTRE1545549762 |  | Transition Incentive Program | HELMETTA | 8828 | 11 | 12.68 | Residential | Yes | Behind the Meter | Net-metered residential rooftop and canopy |  | None | Vivint Solar Developer, LLC | JCP&L | Accepted | 2020-09-11 | 2020-09-14 | 2021-10-30 | Solar Edge | SE7600H-US | Inverters | 7600 |  | 1 |  |  | 0.992 |  | Outdoor | Near the Utility Meter
NJSTRE1545549762 |  | Transition Incentive Program | HELMETTA | 8828 | 11 | 12.68 | Residential | Yes | Behind the Meter | Net-metered residential rooftop and canopy |  | None | Vivint Solar Developer, LLC | JCP&L | Accepted | 2020-09-11 | 2020-09-14 | 2021-10-30 | Solar Edge | SE3800H-US | Inverters | 3800 |  | 1 |  |  | 0.992 |  | Outdoor | Near the Utility Meter
NJSTRE1545549762 |  | Transition Incentive Program | HELMETTA | 8828 | 11 | 12.68 | Residential | Yes | Behind the Meter | Net-metered residential rooftop and canopy |  | None | Vivint Solar Developer, LLC | JCP&L | Accepted | 2020-09-11 | 2020-09-14 | 2021-10-30 | JINKO SOLAR | JKM325M-60HBL | Solar Panels |  | 0.325 | 20 | 309 | 32 |  | Fixed | Roof
NJSTRE1545549762 |  | Transition Incentive Program | HELMETTA | 8828 | 11 | 12.68 | Residential | Yes | Behind the Meter | Net-metered residential rooftop and canopy |  | None | Vivint Solar Developer, LLC | JCP&L | Accepted | 2020-09-11 | 2020-09-14 | 2021-10-30 | JINKO SOLAR | JKM325M-60HBL | Solar Panels |  | 0.325 | 19 | 129 | 32 |  | Fixed | Roof
NJSTRE1545549842 |  | Transition Incentive Program | North Bergen | 7047 | 8 | 5.6 | Residential | Yes | Behind the Meter | Net-metered residential rooftop and canopy |  | None | Pro Custom Solar dba Momentum Solar | PSE&G | Accepted | 2020-09-03 | 2020-09-09 | 2021-10-30 | Enphase | IQ7Plus-72-2-US | Inverters | 290 |  | 16 |  |  | 0.97 |  | Outdoor | Roof
NJSTRE1545549842 |  | Transition Incentive Program | North Bergen | 7047 | 8 | 5.6 | Residential | Yes | Behind the Meter | Net-metered residential rooftop and canopy |  | None | Pro Custom Solar dba Momentum Solar | PSE&G | Accepted | 2020-09-03 | 2020-09-09 | 2021-10-30 | LG ELECTRONICS | LG 350N1C-V5 | Solar Panels |  | 0.35 | 11 | 212 | 5 |  | Fixed | Roof
NJSTRE1545549842 |  | Transition Incentive Program | North Bergen | 7047 | 8 | 5.6 | Residential | Yes | Behind the Meter | Net-metered residential rooftop and canopy |  | None | Pro Custom Solar dba Momentum Solar | PSE&G | Accepted | 2020-09-03 | 2020-09-09 | 2021-10-30 | LG ELECTRONICS | LG 350N1C-V5 | Solar Panels |  | 0.35 | 5 | 32 | 6 |  | Fixed | Roof
NJSTRE1545549843 |  | Transition Incentive Program | Wenonah | 8090 | 15 | 9.86 | Residential | Yes | Behind the Meter | Net-metered residential rooftop and canopy |  | None | Trinity Solar | PSE&G | Accepted | 2020-09-03 | 2020-09-09 | 2021-10-30 | Solar Edge | SE7600 | Inverters | 7600 |  | 1 |  |  | 0.97 |  | Outside | side of home
NJSTRE1545549843 |  | Transition Incentive Program | Wenonah | 8090 | 15 | 9.86 | Residential | Yes | Behind the Meter | Net-metered residential rooftop and canopy |  | None | Trinity Solar | PSE&G | Accepted | 2020-09-03 | 2020-09-09 | 2021-10-30 | Hanwha | Q.PEAK DUO BLK-G6 340 | Solar Panels |  | 0.34 | 29 | 257 | 23 |  | Fixed | Roof
NJSTRE1545549846 |  | Transition Incentive Program | LINDEN | 7036 | 10 | 6.46 | Residential | No | Behind the Meter | Net-metered residential rooftop and canopy |  | None | Trinity Solar | PSE&G | Accepted | 2020-09-03 | 2020-09-10 | 2021-10-30 | Solar Edge | SE5000H-US000BNC4 | Inverters | 5000 |  | 1 |  |  | 0.97 |  | Outdoor | side of home
NJSTRE1545549846 |  | Transition Incentive Program | LINDEN | 7036 | 10 | 6.46 | Residential | No | Behind the Meter | Net-metered residential rooftop and canopy |  | None | Trinity Solar | PSE&G | Accepted | 2020-09-03 | 2020-09-10 | 2021-10-30 | HANWHA | Q.PEAK DUO BLK-G6 340 | Solar Panels |  | 0.34 | 8 | 152 | 30 |  | Fixed | Roof
NJSTRE1545549846 |  | Transition Incentive Program | LINDEN | 7036 | 10 | 6.46 | Residential | No | Behind the Meter | Net-metered residential rooftop and canopy |  | None | Trinity Solar | PSE&G | Accepted | 2020-09-03 | 2020-09-10 | 2021-10-30 | HANWHA | Q.PEAK DUO BLK-G6 340 | Solar Panels |  | 0.34 | 7 | 332 | 30 |  | Fixed | Roof
NJSTRE1545549846 |  | Transition Incentive Program | LINDEN | 7036 | 10 | 6.46 | Residential | No | Behind the Meter | Net-metered residential rooftop and canopy |  | None | Trinity Solar | PSE&G | Accepted | 2020-09-03 | 2020-09-10 | 2021-10-30 | HANWHA | Q.PEAK DUO BLK-G6 340 | Solar Panels |  | 0.34 | 4 | 152 | 34 |  | Fixed | Roof
NJSTRE1545549854 |  | Transition Incentive Program | Jackson | 8527 | 18 | 12.95 | Residential | No | Behind the Meter | Net-metered residential rooftop and canopy |  | None | Powerlutions | JCP&L | Accepted | 2020-09-03 | 2020-09-09 | 2021-10-30 | SolarEdge | SE10000H-US | Inverters | 10 |  | 1 |  |  | 0.99 |  | Outdoor | Near Meter
NJSTRE1545549854 |  | Transition Incentive Program | Jackson | 8527 | 18 | 12.95 | Residential | No | Behind the Meter | Net-metered residential rooftop and canopy |  | None | Powerlutions | JCP&L | Accepted | 2020-09-03 | 2020-09-09 | 2021-10-30 | REC | 370AA | Solar Panels |  | 0.37 | 2 | 221 | 38 |  | Fixed | Roof
NJSTRE1545549854 |  | Transition Incentive Program | Jackson | 8527 | 18 | 12.95 | Residential | No | Behind the Meter | Net-metered residential rooftop and canopy |  | None | Powerlutions | JCP&L | Accepted | 2020-09-03 | 2020-09-09 | 2021-10-30 | REC | 370AA | Solar Panels |  | 0.37 | 22 | 131 | 29 |  | Fixed | Roof
NJSTRE1545549854 |  | Transition Incentive Program | Jackson | 8527 | 18 | 12.95 | Residential | No | Behind the Meter | Net-metered residential rooftop and canopy |  | None | Powerlutions | JCP&L | Accepted | 2020-09-03 | 2020-09-09 | 2021-10-30 | REC | 370AA | Solar Panels |  | 0.37 | 11 | 311 | 29 |  | Fixed | Roof
NJSTRE1545549855 |  | Transition Incentive Program | Mannington | 8079 | 16 | 8.96 | Residential | No | Behind the Meter | Net-metered residential rooftop and canopy |  | None | RCL Enterprises Inc. | AC Electric | Accepted | 2020-09-03 | 2020-09-09 | 2021-10-30 | Enphase | IQ7 | Inverters | 240 |  | 28 |  |  | 0.96 |  | Outdoor | under panels
NJSTRE1545549855 |  | Transition Incentive Program | Mannington | 8079 | 16 | 8.96 | Residential | No | Behind the Meter | Net-metered residential rooftop and canopy |  | None | RCL Enterprises Inc. | AC Electric | Accepted | 2020-09-03 | 2020-09-09 | 2021-10-30 | Canadian Solar | CS1H-320MS | Solar Panels |  | 0.32 | 28 | 102 | 26 |  | Fixed | Roof
NJSTRE1545549861 |  | Transition Incentive Program | HILLSIDE | 7205 | 10 | 3.25 | Residential | Yes | Behind the Meter | Net-metered residential rooftop and canopy |  | None | Vivint Solar Developer, LLC | PSE&G | Accepted | 2020-09-11 | 2020-09-14 | 2021-10-30 | Solar Edge | SE3800H-US | Inverters | 3800 |  | 1 |  |  | 0.992 |  | Outdoor | Near the Utility Meter
NJSTRE1545549861 |  | Transition Incentive Program | HILLSIDE | 7205 | 10 | 3.25 | Residential | Yes | Behind the Meter | Net-metered residential rooftop and canopy |  | None | Vivint Solar Developer, LLC | PSE&G | Accepted | 2020-09-11 | 2020-09-14 | 2021-10-30 | JINKO SOLAR | JKM325M-60HBL | Solar Panels |  | 0.325 | 8 | 257 | 45 |  | Fixed | Roof
NJSTRE1545549861 |  | Transition Incentive Program | HILLSIDE | 7205 | 10 | 3.25 | Residential | Yes | Behind the Meter | Net-metered residential rooftop and canopy |  | None | Vivint Solar Developer, LLC | PSE&G | Accepted | 2020-09-11 | 2020-09-14 | 2021-10-30 | JINKO SOLAR | JKM325M-60HBL | Solar Panels |  | 0.325 | 2 | 167 | 27 |  | Fixed | Roof
NJSTRE1545549872 |  | Transition Incentive Program | Penns Grove | 8069 | 16 | 8.68 | Residential | Yes | Behind the Meter | Net-metered residential rooftop and canopy |  | None | 1st Light Energy Inc | AC Electric | Accepted | 2020-09-03 | 2020-09-09 | 2021-10-30 | Solaredge | SE7600H-USRGM | Inverters | 7600 |  | 1 |  |  | 0.98 |  | Outside | Next To Meter
NJSTRE1545549872 |  | Transition Incentive Program | Penns Grove | 8069 | 16 | 8.68 | Residential | Yes | Behind the Meter | Net-metered residential rooftop and canopy |  | None | 1st Light Energy Inc | AC Electric | Accepted | 2020-09-03 | 2020-09-09 | 2021-10-30 | Longi | LR6-60HPB-310M | Solar Panels |  | 0.31 | 15 | 119 | 27 |  | Fixed | Roof
NJSTRE1545549872 |  | Transition Incentive Program | Penns Grove | 8069 | 16 | 8.68 | Residential | Yes | Behind the Meter | Net-metered residential rooftop and canopy |  | None | 1st Light Energy Inc | AC Electric | Accepted | 2020-09-03 | 2020-09-09 | 2021-10-30 | Longi | LR6-60HPB-310M | Solar Panels |  | 0.31 | 6 | 222 | 23 |  | Fixed | Roof
NJSTRE1545549872 |  | Transition Incentive Program | Penns Grove | 8069 | 16 | 8.68 | Residential | Yes | Behind the Meter | Net-metered residential rooftop and canopy |  | None | 1st Light Energy Inc | AC Electric | Accepted | 2020-09-03 | 2020-09-09 | 2021-10-30 | Longi | LR6-60HPB-310M | Solar Panels |  | 0.31 | 7 | 299 | 27 |  | Fixed | Roof
NJSTRE1545549879 |  | Transition Incentive Program | Willingboro | 8046 | 13 | 6.7 | Residential | Yes | Behind the Meter | Net-metered residential rooftop and canopy |  | None | Vision Solar LLC | PSE&G | Accepted | 2020-09-03 | 2020-09-09 | 2021-10-30 | ENPHASE | IQ7-60-2-US | Inverters | 0.24 |  | 20 |  |  | 0.96 |  | Other | BEHIND EACH PANEL
NJSTRE1545549879 |  | Transition Incentive Program | Willingboro | 8046 | 13 | 6.7 | Residential | Yes | Behind the Meter | Net-metered residential rooftop and canopy |  | None | Vision Solar LLC | PSE&G | Accepted | 2020-09-03 | 2020-09-09 | 2021-10-30 | HANWHA Q-CELLS | Q.PEAK DUO-G6+ 335 | Solar Panels |  | 0.335 | 11 | 202 | 25 |  | Fixed | Roof
NJSTRE1545549879 |  | Transition Incentive Program | Willingboro | 8046 | 13 | 6.7 | Residential | Yes | Behind the Meter | Net-metered residential rooftop and canopy |  | None | Vision Solar LLC | PSE&G | Accepted | 2020-09-03 | 2020-09-09 | 2021-10-30 | HANWHA Q-CELLS | Q.PEAK DUO-G6+ 335 | Solar Panels |  | 0.335 | 9 | 112 | 17 |  | Fixed | Roof
NJSTRE1545549895 |  | Transition Incentive Program | Belmar | 7719 | 17 | 5.78 | Residential | No | Behind the Meter | Net-metered residential rooftop and canopy |  | None | Trinity Solar | JCP&L | Accepted | 2020-09-03 | 2020-09-09 | 2021-10-30 | Solar Edge | SE5000 | Inverters | 5000 |  | 1 |  |  | 0.97 |  | Outside | side of home
NJSTRE1545549895 |  | Transition Incentive Program | Belmar | 7719 | 17 | 5.78 | Residential | No | Behind the Meter | Net-metered residential rooftop and canopy |  | None | Trinity Solar | JCP&L | Accepted | 2020-09-03 | 2020-09-09 | 2021-10-30 | Hanwha | Q.PEAK DUO BLK-G6 340 | Solar Panels |  | 0.34 | 15 | 106 | 18 |  | Fixed | Roof
NJSTRE1545549895 |  | Transition Incentive Program | Belmar | 7719 | 17 | 5.78 | Residential | No | Behind the Meter | Net-metered residential rooftop and canopy |  | None | Trinity Solar | JCP&L | Accepted | 2020-09-03 | 2020-09-09 | 2021-10-30 | Hanwha | Q.PEAK DUO BLK-G6 340 | Solar Panels |  | 0.34 | 2 | 286 | 34 |  | Fixed | Roof
NJSTRE1545549912 |  | Transition Incentive Program | Somerdale | 8083 | 14 | 14.72 | Residential | No | Behind the Meter | Net-metered residential rooftop and canopy |  | None | RCL Enterprises Inc. | PSE&G | Accepted | 2020-09-08 | 2020-09-09 | 2021-10-30 | Aclara | CL200 | Meters |  |  | 1 |  |  |  | Yes | Indoor
NJSTRE1545549912 |  | Transition Incentive Program | Somerdale | 8083 | 14 | 14.72 | Residential | No | Behind the Meter | Net-metered residential rooftop and canopy |  | None | RCL Enterprises Inc. | PSE&G | Accepted | 2020-09-08 | 2020-09-09 | 2021-10-30 | Enphase | IQ7 | Inverters | 240 |  | 46 |  |  | 0.96 |  | Outdoor | under panels
NJSTRE1545549912 |  | Transition Incentive Program | Somerdale | 8083 | 14 | 14.72 | Residential | No | Behind the Meter | Net-metered residential rooftop and canopy |  | None | RCL Enterprises Inc. | PSE&G | Accepted | 2020-09-08 | 2020-09-09 | 2021-10-30 | Canadian Solar | CS1H-320MS | Solar Panels |  | 0.32 | 13 | 70 | 27 |  | Fixed | Roof
NJSTRE1545549912 |  | Transition Incentive Program | Somerdale | 8083 | 14 | 14.72 | Residential | No | Behind the Meter | Net-metered residential rooftop and canopy |  | None | RCL Enterprises Inc. | PSE&G | Accepted | 2020-09-08 | 2020-09-09 | 2021-10-30 | Canadian Solar | CS1H-320MS | Solar Panels |  | 0.32 | 33 | 250 | 27 |  | Fixed | Roof
NJSTRE1545549923 |  | Transition Incentive Program | Kearny | 7032 | 8 | 8.54 | Residential | Yes | Behind the Meter | Net-metered residential rooftop and canopy |  | None | Sunrun Installation Services, Inc. | PSE&G | Accepted | 2020-09-03 | 2020-09-09 | 2021-10-30 | Enphase Energy | IQ7-60-x-US (240V) | Inverters | 240 |  | 28 |  |  | 0.96 |  | Outdoor | Rooftop
NJSTRE1545549923 |  | Transition Incentive Program | Kearny | 7032 | 8 | 8.54 | Residential | Yes | Behind the Meter | Net-metered residential rooftop and canopy |  | None | Sunrun Installation Services, Inc. | PSE&G | Accepted | 2020-09-03 | 2020-09-09 | 2021-10-30 | LONGi Green Energy Technology Co Ltd | LR6-60HPB-305M | Solar Panels |  | 0.305 | 10 | 34 | 18 |  | Fixed | Roof
NJSTRE1545549923 |  | Transition Incentive Program | Kearny | 7032 | 8 | 8.54 | Residential | Yes | Behind the Meter | Net-metered residential rooftop and canopy |  | None | Sunrun Installation Services, Inc. | PSE&G | Accepted | 2020-09-03 | 2020-09-09 | 2021-10-30 | LONGi Green Energy Technology Co Ltd | LR6-60HPB-305M | Solar Panels |  | 0.305 | 2 | 126 | 40 |  | Fixed | Roof
NJSTRE1545549923 |  | Transition Incentive Program | Kearny | 7032 | 8 | 8.54 | Residential | Yes | Behind the Meter | Net-metered residential rooftop and canopy |  | None | Sunrun Installation Services, Inc. | PSE&G | Accepted | 2020-09-03 | 2020-09-09 | 2021-10-30 | LONGi Green Energy Technology Co Ltd | LR6-60HPB-305M | Solar Panels |  | 0.305 | 5 | 34 | 23 |  | Fixed | Roof
NJSTRE1545549923 |  | Transition Incentive Program | Kearny | 7032 | 8 | 8.54 | Residential | Yes | Behind the Meter | Net-metered residential rooftop and canopy |  | None | Sunrun Installation Services, Inc. | PSE&G | Accepted | 2020-09-03 | 2020-09-09 | 2021-10-30 | LONGi Green Energy Technology Co Ltd | LR6-60HPB-305M | Solar Panels |  | 0.305 | 10 | 214 | 40 |  | Fixed | Roof
NJSTRE1545549923 |  | Transition Incentive Program | Kearny | 7032 | 8 | 8.54 | Residential | Yes | Behind the Meter | Net-metered residential rooftop and canopy |  | None | Sunrun Installation Services, Inc. | PSE&G | Accepted | 2020-09-03 | 2020-09-09 | 2021-10-30 | LONGi Green Energy Technology Co Ltd | LR6-60HPB-305M | Solar Panels |  | 0.305 | 1 | 305 | 40 |  | Fixed | Roof
NJSTRE1545549953 |  | Transition Incentive Program | Weehawken | 7086 | 8 | 2.64 | Residential | No | Behind the Meter | Net-metered residential rooftop and canopy |  | None | Sunrun Installation Services, Inc. | PSE&G | Accepted | 2020-09-03 | 2020-09-09 | 2021-10-30 | Enphase Energy | IQ7-60-x-US (240V) | Inverters | 240 |  | 8 |  |  | 0.96 |  | Outdoor | Rooftop
NJSTRE1545549953 |  | Transition Incentive Program | Weehawken | 7086 | 8 | 2.64 | Residential | No | Behind the Meter | Net-metered residential rooftop and canopy |  | None | Sunrun Installation Services, Inc. | PSE&G | Accepted | 2020-09-03 | 2020-09-09 | 2021-10-30 | LG Electronics | LG330N1C-A5 | Solar Panels |  | 0.33 | 4 | 209 | 30 |  | Fixed | Roof
NJSTRE1545549953 |  | Transition Incentive Program | Weehawken | 7086 | 8 | 2.64 | Residential | No | Behind the Meter | Net-metered residential rooftop and canopy |  | None | Sunrun Installation Services, Inc. | PSE&G | Accepted | 2020-09-03 | 2020-09-09 | 2021-10-30 | LG Electronics | LG330N1C-A5 | Solar Panels |  | 0.33 | 4 | 29 | 30 |  | Fixed | Roof
NJSTRE1545550002 |  | Transition Incentive Program | Bridgewater TWP | 8807 | 5 | 10.54 | Residential | No | Behind the Meter | Net-metered residential rooftop and canopy |  | None | Tesla Energy Operations Inc. | PSE&G | Accepted | 2020-09-04 | 2020-09-10 | 2021-10-30 | SolarEdge Technologies | SE10000H-US [240V] | Inverters | 10000 |  | 1 |  |  | 0.99 |  | Outside | Outside
NJSTRE1545550002 |  | Transition Incentive Program | Bridgewater TWP | 8807 | 5 | 10.54 | Residential | No | Behind the Meter | Net-metered residential rooftop and canopy |  | None | Tesla Energy Operations Inc. | PSE&G | Accepted | 2020-09-04 | 2020-09-10 | 2021-10-30 | Hanwha Q-CELLS | Q.Peak DUO BLK-G6+ 340 | Solar Panels |  | 0.34 | 11 | 46 | 37 |  | Fixed | Roof
NJSTRE1545550002 |  | Transition Incentive Program | Bridgewater TWP | 8807 | 5 | 10.54 | Residential | No | Behind the Meter | Net-metered residential rooftop and canopy |  | None | Tesla Energy Operations Inc. | PSE&G | Accepted | 2020-09-04 | 2020-09-10 | 2021-10-30 | Hanwha Q-CELLS | Q.Peak DUO BLK-G6+ 340 | Solar Panels |  | 0.34 | 9 | 136 | 37 |  | Fixed | Roof
NJSTRE1545550002 |  | Transition Incentive Program | Bridgewater TWP | 8807 | 5 | 10.54 | Residential | No | Behind the Meter | Net-metered residential rooftop and canopy |  | None | Tesla Energy Operations Inc. | PSE&G | Accepted | 2020-09-04 | 2020-09-10 | 2021-10-30 | Hanwha Q-CELLS | Q.Peak DUO BLK-G6+ 340 | Solar Panels |  | 0.34 | 6 | 316 | 37 |  | Fixed | Roof
NJSTRE1545550002 |  | Transition Incentive Program | Bridgewater TWP | 8807 | 5 | 10.54 | Residential | No | Behind the Meter | Net-metered residential rooftop and canopy |  | None | Tesla Energy Operations Inc. | PSE&G | Accepted | 2020-09-04 | 2020-09-10 | 2021-10-30 | Hanwha Q-CELLS | Q.Peak DUO BLK-G6+ 340 | Solar Panels |  | 0.34 | 3 | 226 | 37 |  | Fixed | Roof
NJSTRE1545550002 |  | Transition Incentive Program | Bridgewater TWP | 8807 | 5 | 10.54 | Residential | No | Behind the Meter | Net-metered residential rooftop and canopy |  | None | Tesla Energy Operations Inc. | PSE&G | Accepted | 2020-09-04 | 2020-09-10 | 2021-10-30 | Hanwha Q-CELLS | Q.Peak DUO BLK-G6+ 340 | Solar Panels |  | 0.34 | 2 | 136 | 37 |  | Fixed | Roof
NJSTRE1545551712 |  | Transition Incentive Program | SOMERVILLE | 8876 | 5 | 8.45 | Residential | Yes | Behind the Meter | Net-metered residential rooftop and canopy |  | None | Vivint Solar Developer, LLC | PSE&G | Accepted | 2020-09-12 | 2020-09-14 | 2021-10-30 | Solar Edge | SE7600H-US | Inverters | 7600 |  | 1 |  |  | 0.992 |  | Outdoor | Near the Utility Meter
NJSTRE1545551712 |  | Transition Incentive Program | SOMERVILLE | 8876 | 5 | 8.45 | Residential | Yes | Behind the Meter | Net-metered residential rooftop and canopy |  | None | Vivint Solar Developer, LLC | PSE&G | Accepted | 2020-09-12 | 2020-09-14 | 2021-10-30 | JINKO SOLAR | JKM325M-60HBL | Solar Panels |  | 0.325 | 12 | 283 | 34 |  | Fixed | Roof
NJSTRE1545551712 |  | Transition Incentive Program | SOMERVILLE | 8876 | 5 | 8.45 | Residential | Yes | Behind the Meter | Net-metered residential rooftop and canopy |  | None | Vivint Solar Developer, LLC | PSE&G | Accepted | 2020-09-12 | 2020-09-14 | 2021-10-30 | JINKO SOLAR | JKM325M-60HBL | Solar Panels |  | 0.325 | 14 | 103 | 34 |  | Fixed | Roof
NJSTRE1545551713 |  | Transition Incentive Program | Princeton | 8540 | 12 | 13.02 | Residential | No | Behind the Meter | Net-metered residential rooftop and canopy |  | None | Exact Solar | PSE&G | Accepted | 2020-09-03 | 2020-09-09 | 2021-10-30 | Enphase | IQ7+ | Inverters | 295 |  | 37 |  |  | 0.97 |  | Outdoor | under panels
NJSTRE1545551713 |  | Transition Incentive Program | Princeton | 8540 | 12 | 13.02 | Residential | No | Behind the Meter | Net-metered residential rooftop and canopy |  | None | Exact Solar | PSE&G | Accepted | 2020-09-03 | 2020-09-09 | 2021-10-30 | LG | LG360N1C-N5 | Solar Panels |  | 0.26 | 3 | 329 | 35 |  | Fixed | Roof
NJSTRE1545551713 |  | Transition Incentive Program | Princeton | 8540 | 12 | 13.02 | Residential | No | Behind the Meter | Net-metered residential rooftop and canopy |  | None | Exact Solar | PSE&G | Accepted | 2020-09-03 | 2020-09-09 | 2021-10-30 | LG | LG360N1C-N5 | Solar Panels |  | 0.36 | 1 | 239 | 25 |  | Fixed | Roof
NJSTRE1545551713 |  | Transition Incentive Program | Princeton | 8540 | 12 | 13.02 | Residential | No | Behind the Meter | Net-metered residential rooftop and canopy |  | None | Exact Solar | PSE&G | Accepted | 2020-09-03 | 2020-09-09 | 2021-10-30 | LG | LG360N1C-N5 | Solar Panels |  | 0.36 | 2 | 239 | 25 |  | Fixed | Roof
NJSTRE1545551713 |  | Transition Incentive Program | Princeton | 8540 | 12 | 13.02 | Residential | No | Behind the Meter | Net-metered residential rooftop and canopy |  | None | Exact Solar | PSE&G | Accepted | 2020-09-03 | 2020-09-09 | 2021-10-30 | LG | LG360N1C-N5 | Solar Panels |  | 0.36 | 12 | 149 | 35 |  | Fixed | Roof
NJSTRE1545551713 |  | Transition Incentive Program | Princeton | 8540 | 12 | 13.02 | Residential | No | Behind the Meter | Net-metered residential rooftop and canopy |  | None | Exact Solar | PSE&G | Accepted | 2020-09-03 | 2020-09-09 | 2021-10-30 | LG | LG360N1C-N5 | Solar Panels |  | 0.36 | 10 | 149 | 8 |  | Fixed | Roof
NJSTRE1545551713 |  | Transition Incentive Program | Princeton | 8540 | 12 | 13.02 | Residential | No | Behind the Meter | Net-metered residential rooftop and canopy |  | None | Exact Solar | PSE&G | Accepted | 2020-09-03 | 2020-09-09 | 2021-10-30 | LG | LG360N1C-N5 | Solar Panels |  | 0.36 | 9 | 149 | 35 |  | Fixed | Roof
NJSTRE1545551726 |  | Transition Incentive Program | West Wildwood | 8242 | 21 | 8.1 | Residential | No | Behind the Meter | Net-metered residential rooftop and canopy |  | None | Spectrum Energy, Inc. | AC Electric | Accepted | 2020-09-03 | 2020-09-09 | 2021-10-30 | SolarEdge | SE7600A-US | Inverters | 7600 |  | 30 |  |  | 0.975 |  | Outdoor | Next to meter
NJSTRE1545551726 |  | Transition Incentive Program | West Wildwood | 8242 | 21 | 8.1 | Residential | No | Behind the Meter | Net-metered residential rooftop and canopy |  | None | Spectrum Energy, Inc. | AC Electric | Accepted | 2020-09-03 | 2020-09-09 | 2021-10-30 | Silvantis | F270CYC-3X | Solar Panels |  | 0.27 | 14 | 133 | 25 |  | Fixed | Roof
NJSTRE1545551726 |  | Transition Incentive Program | West Wildwood | 8242 | 21 | 8.1 | Residential | No | Behind the Meter | Net-metered residential rooftop and canopy |  | None | Spectrum Energy, Inc. | AC Electric | Accepted | 2020-09-03 | 2020-09-09 | 2021-10-30 | Silvantis | F270CYC-3X | Solar Panels |  | 0.27 | 16 | 133 | 25 |  | Fixed | Roof
NJSTRE1545553186 |  | Transition Incentive Program | Monroeville | 8343 | 16 | 11.97 | Residential | No | Behind the Meter | Net-metered residential rooftop and canopy |  | None | Suntuity Solar LLC | AC Electric | Accepted | 2020-09-04 | 2020-09-09 | 2021-10-30 | Enphase Energy | IQ7-60-2-US | Inverters | 240 |  | 38 |  |  | 0.97 |  | Outdoor | Behind the PV Modules
NJSTRE1545553186 |  | Transition Incentive Program | Monroeville | 8343 | 16 | 11.97 | Residential | No | Behind the Meter | Net-metered residential rooftop and canopy |  | None | Suntuity Solar LLC | AC Electric | Accepted | 2020-09-04 | 2020-09-09 | 2021-10-30 | Longi | LR6-60HPB-315M | Solar Panels |  | 0.315 | 26 | 310 | 33 |  | Fixed | Roof
NJSTRE1545553186 |  | Transition Incentive Program | Monroeville | 8343 | 16 | 11.97 | Residential | No | Behind the Meter | Net-metered residential rooftop and canopy |  | None | Suntuity Solar LLC | AC Electric | Accepted | 2020-09-04 | 2020-09-09 | 2021-10-30 | Longi | LR6-60HPB-315M | Solar Panels |  | 0.315 | 9 | 130 | 33 |  | Fixed | Roof
NJSTRE1545553186 |  | Transition Incentive Program | Monroeville | 8343 | 16 | 11.97 | Residential | No | Behind the Meter | Net-metered residential rooftop and canopy |  | None | Suntuity Solar LLC | AC Electric | Accepted | 2020-09-04 | 2020-09-09 | 2021-10-30 | Longi | LR6-60HPB-315M | Solar Panels |  | 0.315 | 3 | 130 | 37 |  | Fixed | Roof
NJSTRE1545553187 |  | Transition Incentive Program | WOODLAND PARK | 7424 | 6 | 9.77 | Residential | No | Behind the Meter | Net-metered residential rooftop and canopy |  | None | Suntuity Solar LLC | PSE&G | Accepted | 2020-09-04 | 2020-09-09 | 2021-10-30 | Enphase Energy | IQ7-60-2-US | Inverters | 240 |  | 31 |  |  | 0.97 |  | Outdoor | Behind the PV Modules
NJSTRE1545553187 |  | Transition Incentive Program | WOODLAND PARK | 7424 | 6 | 9.77 | Residential | No | Behind the Meter | Net-metered residential rooftop and canopy |  | None | Suntuity Solar LLC | PSE&G | Accepted | 2020-09-04 | 2020-09-09 | 2021-10-30 | Longi | LR6-60HPB-315M | Solar Panels |  | 0.315 | 8 | 62 | 11 |  | Fixed | Roof
NJSTRE1545553187 |  | Transition Incentive Program | WOODLAND PARK | 7424 | 6 | 9.77 | Residential | No | Behind the Meter | Net-metered residential rooftop and canopy |  | None | Suntuity Solar LLC | PSE&G | Accepted | 2020-09-04 | 2020-09-09 | 2021-10-30 | Longi | LR6-60HPB-315M | Solar Panels |  | 0.315 | 23 | 242 | 17 |  | Fixed | Roof
NJSTRE1545553188 |  | Transition Incentive Program | KIRKWOOD | 8043 | 14 | 12.29 | Residential | No | Behind the Meter | Net-metered residential rooftop and canopy |  | None | Suntuity Solar LLC | AC Electric | Accepted | 2020-09-04 | 2020-09-09 | 2021-10-30 | Enphase Energy | IQ7-60-2-US | Inverters | 240 |  | 39 |  |  | 0.97 |  | Outdoor | Behind the PV Modules
NJSTRE1545553188 |  | Transition Incentive Program | KIRKWOOD | 8043 | 14 | 12.29 | Residential | No | Behind the Meter | Net-metered residential rooftop and canopy |  | None | Suntuity Solar LLC | AC Electric | Accepted | 2020-09-04 | 2020-09-09 | 2021-10-30 | Longi | LR6-60HPB-315M | Solar Panels |  | 0.315 | 22 | 220 | 29 |  | Fixed | Roof
NJSTRE1545553188 |  | Transition Incentive Program | KIRKWOOD | 8043 | 14 | 12.29 | Residential | No | Behind the Meter | Net-metered residential rooftop and canopy |  | None | Suntuity Solar LLC | AC Electric | Accepted | 2020-09-04 | 2020-09-09 | 2021-10-30 | Longi | LR6-60HPB-315M | Solar Panels |  | 0.315 | 17 | 40 | 29 |  | Fixed | Roof
NJSTRE1545553189 |  | Transition Incentive Program | OGDENSBURG | 7439 | 1 | 6.93 | Residential | No | Behind the Meter | Net-metered residential rooftop and canopy |  | None | Suntuity Solar LLC | JCP&L | Accepted | 2020-09-04 | 2020-09-09 | 2021-10-30 | Enphase Energy | IQ7-60-2-US | Inverters | 240 |  | 22 |  |  | 0.97 |  | Outdoor | Behind the PV Modules
NJSTRE1545553189 |  | Transition Incentive Program | OGDENSBURG | 7439 | 1 | 6.93 | Residential | No | Behind the Meter | Net-metered residential rooftop and canopy |  | None | Suntuity Solar LLC | JCP&L | Accepted | 2020-09-04 | 2020-09-09 | 2021-10-30 | Longi | LR6-60HPB-315M | Solar Panels |  | 0.315 | 10 | 273 | 18 |  | Fixed | Roof
NJSTRE1545553189 |  | Transition Incentive Program | OGDENSBURG | 7439 | 1 | 6.93 | Residential | No | Behind the Meter | Net-metered residential rooftop and canopy |  | None | Suntuity Solar LLC | JCP&L | Accepted | 2020-09-04 | 2020-09-09 | 2021-10-30 | Longi | LR6-60HPB-315M | Solar Panels |  | 0.315 | 12 | 93 | 18 |  | Fixed | Roof
NJSTRE1545553192 |  | Transition Incentive Program | HILLSBOROUGH | 8844 | 5 | 9.14 | Residential | No | Behind the Meter | Net-metered residential rooftop and canopy |  | None | Suntuity Solar LLC | PSE&G | Accepted | 2020-09-04 | 2020-09-09 | 2021-10-30 | Enphase Energy | IQ7-60-2-US | Inverters | 240 |  | 29 |  |  | 0.97 |  | Outdoor | Behind the PV Modules
NJSTRE1545553192 |  | Transition Incentive Program | HILLSBOROUGH | 8844 | 5 | 9.14 | Residential | No | Behind the Meter | Net-metered residential rooftop and canopy |  | None | Suntuity Solar LLC | PSE&G | Accepted | 2020-09-04 | 2020-09-09 | 2021-10-30 | Longi | LR6-60HPB-315M | Solar Panels |  | 0.315 | 19 | 273 | 40 |  | Fixed | Roof
NJSTRE1545553192 |  | Transition Incentive Program | HILLSBOROUGH | 8844 | 5 | 9.14 | Residential | No | Behind the Meter | Net-metered residential rooftop and canopy |  | None | Suntuity Solar LLC | PSE&G | Accepted | 2020-09-04 | 2020-09-09 | 2021-10-30 | Longi | LR6-60HPB-315M | Solar Panels |  | 0.315 | 10 | 93 | 40 |  | Fixed | Roof
NJSTRE1545553207 |  | Transition Incentive Program | Florence | 8518 | 13 | 8.5 | Residential | No | Behind the Meter | Net-metered residential rooftop and canopy |  | PSEG | Maier Solar Engineering dba Solar Me | PSE&G | Accepted | 2020-09-09 | 2020-09-14 | 2021-10-30 | enphase | IQ7+ | Inverters | 290 |  | 25 |  |  | 0.96 |  | Outside | Next to meter
NJSTRE1545553207 |  | Transition Incentive Program | Florence | 8518 | 13 | 8.5 | Residential | No | Behind the Meter | Net-metered residential rooftop and canopy |  | PSEG | Maier Solar Engineering dba Solar Me | PSE&G | Accepted | 2020-09-09 | 2020-09-14 | 2021-10-30 | Hanwha | Q.ECELLS DUO BLK-G6 | Solar Panels |  | 0.34 | 13 | 107 | 25 |  | Fixed | Roof
NJSTRE1545553207 |  | Transition Incentive Program | Florence | 8518 | 13 | 8.5 | Residential | No | Behind the Meter | Net-metered residential rooftop and canopy |  | PSEG | Maier Solar Engineering dba Solar Me | PSE&G | Accepted | 2020-09-09 | 2020-09-14 | 2021-10-30 | Hanwha | Q.CELL DUO BLK-G6 | Solar Panels |  | 0.34 | 12 | 287 | 25 |  | Fixed | Roof
NJSTRE1545553281 |  | Transition Incentive Program | Westwood | 7675 | 7 | 3.5 | Residential | Yes | Behind the Meter | Net-metered residential rooftop and canopy |  | None | Pro Custom Solar dba Momentum Solar | PSE&G | Accepted | 2020-09-04 | 2020-09-09 | 2021-10-30 | Enphase | IQ7Plus-72-2-US | Inverters | 290 |  | 10 |  |  | 0.97 |  | Outdoor | Roof
NJSTRE1545553281 |  | Transition Incentive Program | Westwood | 7675 | 7 | 3.5 | Residential | Yes | Behind the Meter | Net-metered residential rooftop and canopy |  | None | Pro Custom Solar dba Momentum Solar | PSE&G | Accepted | 2020-09-04 | 2020-09-09 | 2021-10-30 | LG ELECTRONICS | LG 350N1C-V5 | Solar Panels |  | 0.35 | 10 | 197 | 23 |  | Fixed | Roof
NJSTRE1545553290 |  | Transition Incentive Program | Union | 7083 | 10 | 8.4 | Residential | Yes | Behind the Meter | Net-metered residential rooftop and canopy |  | None | Pro Custom Solar dba Momentum Solar | PSE&G | Accepted | 2020-09-04 | 2020-09-09 | 2021-10-30 | Enphase | IQ7Plus-72-2-US | Inverters | 290 |  | 24 |  |  | 0.97 |  | Outdoor | Roof
NJSTRE1545553290 |  | Transition Incentive Program | Union | 7083 | 10 | 8.4 | Residential | Yes | Behind the Meter | Net-metered residential rooftop and canopy |  | None | Pro Custom Solar dba Momentum Solar | PSE&G | Accepted | 2020-09-04 | 2020-09-09 | 2021-10-30 | LG ELECTRONICS | LG 350N1C-V5 | Solar Panels |  | 0.35 | 6 | 164 | 5 |  | Fixed | Roof
NJSTRE1545553290 |  | Transition Incentive Program | Union | 7083 | 10 | 8.4 | Residential | Yes | Behind the Meter | Net-metered residential rooftop and canopy |  | None | Pro Custom Solar dba Momentum Solar | PSE&G | Accepted | 2020-09-04 | 2020-09-09 | 2021-10-30 | LG ELECTRONICS | LG 350N1C-V5 | Solar Panels |  | 0.35 | 8 | 164 | 25 |  | Fixed | Roof
NJSTRE1545553290 |  | Transition Incentive Program | Union | 7083 | 10 | 8.4 | Residential | Yes | Behind the Meter | Net-metered residential rooftop and canopy |  | None | Pro Custom Solar dba Momentum Solar | PSE&G | Accepted | 2020-09-04 | 2020-09-09 | 2021-10-30 | LG ELECTRONICS | LG 350N1C-V5 | Solar Panels |  | 0.35 | 6 | 164 | 16 |  | Fixed | Roof
NJSTRE1545553290 |  | Transition Incentive Program | Union | 7083 | 10 | 8.4 | Residential | Yes | Behind the Meter | Net-metered residential rooftop and canopy |  | None | Pro Custom Solar dba Momentum Solar | PSE&G | Accepted | 2020-09-04 | 2020-09-09 | 2021-10-30 | LG ELECTRONICS | LG 350N1C-V5 | Solar Panels |  | 0.35 | 4 | 344 | 17 |  | Fixed | Roof
NJSTRE1545553292 |  | Transition Incentive Program | Toms River | 8755 | 18 | 11.55 | Residential | No | Behind the Meter | Net-metered residential rooftop and canopy |  | None | Powerlutions | JCP&L | Accepted | 2020-09-04 | 2020-09-09 | 2021-10-30 | SolarEdge | SE10000H-US | Inverters | 10 |  | 1 |  |  | 0.99 |  | Outdoor | Near Meter
NJSTRE1545553292 |  | Transition Incentive Program | Toms River | 8755 | 18 | 11.55 | Residential | No | Behind the Meter | Net-metered residential rooftop and canopy |  | None | Powerlutions | JCP&L | Accepted | 2020-09-04 | 2020-09-09 | 2021-10-30 | Axitec | AC-330MH/120S | Solar Panels |  | 0.33 | 26 | 171 | 33 |  | Fixed | Roof
NJSTRE1545553292 |  | Transition Incentive Program | Toms River | 8755 | 18 | 11.55 | Residential | No | Behind the Meter | Net-metered residential rooftop and canopy |  | None | Powerlutions | JCP&L | Accepted | 2020-09-04 | 2020-09-09 | 2021-10-30 | Axitec | AC-330MH/120S | Solar Panels |  | 0.33 | 9 | 171 | 33 |  | Fixed | Roof
NJSTRE1545553297 |  | Transition Incentive Program | Bergenfield | 7621 | 7 | 5.12 | Residential | No | Behind the Meter | Net-metered residential rooftop and canopy |  | None | Posigen NJ LLC | PSE&G | Accepted | 2020-09-04 | 2020-09-09 | 2021-10-30 | SolarEdge | SE6000H-US | Inverters | 6000 |  | 1 |  |  | 0.99 |  | Outside | within ten feet of meter
NJSTRE1545553297 |  | Transition Incentive Program | Bergenfield | 7621 | 7 | 5.12 | Residential | No | Behind the Meter | Net-metered residential rooftop and canopy |  | None | Posigen NJ LLC | PSE&G | Accepted | 2020-09-04 | 2020-09-09 | 2021-10-30 | Silfab | SLA320BL | Solar Panels |  | 0.32 | 16 | 179359 | 40 |  | Fixed | Roof
NJSTRE1545553298 |  | Transition Incentive Program | Sewell | 8080 | 15 | 8.45 | Residential | No | Behind the Meter | Net-metered residential rooftop and canopy |  | None | SunnyMac LLC | AC Electric | Accepted | 2020-09-08 | 2020-09-09 | 2021-10-30 | SolarEdge | SE7600H-US | Inverters | 7600 |  | 1 |  |  | 0.99 |  | Outdoor | Next to meter
NJSTRE1545553298 |  | Transition Incentive Program | Sewell | 8080 | 15 | 8.45 | Residential | No | Behind the Meter | Net-metered residential rooftop and canopy |  | None | SunnyMac LLC | AC Electric | Accepted | 2020-09-08 | 2020-09-09 | 2021-10-30 | REC | 325 TwinPeak 2 Mono | Solar Panels |  | 0.325 | 26 | 172 | 27 |  | Fixed | Roof
NJSTRE1545553300 |  | Transition Incentive Program | Hawthorne Boro | 7506 | 6 | 4.42 | Residential | Yes | Behind the Meter | Net-metered residential rooftop and canopy |  | None | Tesla Energy Operations Inc. | PSE&G | Accepted | 2020-09-04 | 2020-09-09 | 2021-10-30 | SolarEdge Technologies | SE3800H-US | Inverters | 3800 |  | 1 |  |  | 0.99 |  | Outdoor | Outside
NJSTRE1545553300 |  | Transition Incentive Program | Hawthorne Boro | 7506 | 6 | 4.42 | Residential | Yes | Behind the Meter | Net-metered residential rooftop and canopy |  | None | Tesla Energy Operations Inc. | PSE&G | Accepted | 2020-09-04 | 2020-09-09 | 2021-10-30 | Hanwha Q-CELLS | Q.Peak DUO BLK-G6+ 340 | Solar Panels |  | 0.34 | 3 | 114 | 23 |  | Fixed | Roof
NJSTRE1545553300 |  | Transition Incentive Program | Hawthorne Boro | 7506 | 6 | 4.42 | Residential | Yes | Behind the Meter | Net-metered residential rooftop and canopy |  | None | Tesla Energy Operations Inc. | PSE&G | Accepted | 2020-09-04 | 2020-09-09 | 2021-10-30 | Hanwha Q-CELLS | Q.Peak DUO BLK-G6+ 340 | Solar Panels |  | 0.34 | 4 | 23 | 37 |  | Fixed | Roof
NJSTRE1545553300 |  | Transition Incentive Program | Hawthorne Boro | 7506 | 6 | 4.42 | Residential | Yes | Behind the Meter | Net-metered residential rooftop and canopy |  | None | Tesla Energy Operations Inc. | PSE&G | Accepted | 2020-09-04 | 2020-09-09 | 2021-10-30 | Hanwha Q-CELLS | Q.Peak DUO BLK-G6+ 340 | Solar Panels |  | 0.34 | 6 | 203 | 37 |  | Fixed | Roof
NJSTRE1545553309 |  | Transition Incentive Program | NEWARK | 7112 | 9 | 8.5 | Residential | Yes | Behind the Meter | Net-metered residential rooftop and canopy |  | None | Trinity Solar | PSE&G | Accepted | 2020-09-04 | 2020-09-09 | 2021-10-30 | Solar Edge | SE7600H-US000BNC4 | Inverters | 7600 |  | 1 |  |  | 0.97 |  | Outdoor | side of home
NJSTRE1545553309 |  | Transition Incentive Program | NEWARK | 7112 | 9 | 8.5 | Residential | Yes | Behind the Meter | Net-metered residential rooftop and canopy |  | None | Trinity Solar | PSE&G | Accepted | 2020-09-04 | 2020-09-09 | 2021-10-30 | HANWHA | Q.PEAK DUO BLK-G6 340 | Solar Panels |  | 0.34 | 25 | 211 | 27 |  | Fixed | Roof
NJSTRE1545553315 |  | Transition Incentive Program | Princeton | 8540 | 12 | 11.22 | Residential | Yes | Behind the Meter | Net-metered residential rooftop and canopy |  | None | Maier Solar Engineering dba Solar Me | PSE&G | Accepted | 2020-09-21 | 2020-10-07 | 2021-10-30 | Enphase | IQ7+ | Inverters | 290 |  | 33 |  |  | 0.96 |  | Outdoor | Next to meter
NJSTRE1545553315 |  | Transition Incentive Program | Princeton | 8540 | 12 | 11.22 | Residential | Yes | Behind the Meter | Net-metered residential rooftop and canopy |  | None | Maier Solar Engineering dba Solar Me | PSE&G | Accepted | 2020-09-21 | 2020-10-07 | 2021-10-30 | Hanwha | Q.CELL DUO BLK-G6 340W | Solar Panels |  | 0.34 | 12 | 184 | 20 |  | Fixed | Roof
NJSTRE1545553315 |  | Transition Incentive Program | Princeton | 8540 | 12 | 11.22 | Residential | Yes | Behind the Meter | Net-metered residential rooftop and canopy |  | None | Maier Solar Engineering dba Solar Me | PSE&G | Accepted | 2020-09-21 | 2020-10-07 | 2021-10-30 | Hanwha | Q.CELL DUO BLK-G6 340W | Solar Panels |  | 0.34 | 5 | 4 | 20 |  | Fixed | Roof
NJSTRE1545553315 |  | Transition Incentive Program | Princeton | 8540 | 12 | 11.22 | Residential | Yes | Behind the Meter | Net-metered residential rooftop and canopy |  | None | Maier Solar Engineering dba Solar Me | PSE&G | Accepted | 2020-09-21 | 2020-10-07 | 2021-10-30 | Hanwha | Q.CELL DUO BLK-G6 340W | Solar Panels |  | 0.34 | 6 | 94 | 23 |  | Fixed | Roof
NJSTRE1545553315 |  | Transition Incentive Program | Princeton | 8540 | 12 | 11.22 | Residential | Yes | Behind the Meter | Net-metered residential rooftop and canopy |  | None | Maier Solar Engineering dba Solar Me | PSE&G | Accepted | 2020-09-21 | 2020-10-07 | 2021-10-30 | Hanwha | Q.CELL DUO BLK-G6 340 | Solar Panels |  | 0.34 | 10 | 94 | 23 |  | Fixed | Roof
NJSTRE1545553318 |  | Transition Incentive Program | Paterson | 7504 | 6 | 5.44 | Residential | Yes | Behind the Meter | Net-metered residential rooftop and canopy |  | None | Trinity Solar | PSE&G | Accepted | 2020-09-04 | 2020-09-09 | 2021-10-30 | Solar Edge | SE5000 | Inverters | 5000 |  | 1 |  |  | 0.97 |  | Outside | side of home
NJSTRE1545553318 |  | Transition Incentive Program | Paterson | 7504 | 6 | 5.44 | Residential | Yes | Behind the Meter | Net-metered residential rooftop and canopy |  | None | Trinity Solar | PSE&G | Accepted | 2020-09-04 | 2020-09-09 | 2021-10-30 | Hanwha | Q.PEAK DUO BLK-G6 340 | Solar Panels |  | 0.34 | 10 | 188 | 34 |  | Fixed | Roof
NJSTRE1545553318 |  | Transition Incentive Program | Paterson | 7504 | 6 | 5.44 | Residential | Yes | Behind the Meter | Net-metered residential rooftop and canopy |  | None | Trinity Solar | PSE&G | Accepted | 2020-09-04 | 2020-09-09 | 2021-10-30 | Hanwha | Q.PEAK DUO BLK-G6 340 | Solar Panels |  | 0.34 | 3 | 278 | 34 |  | Fixed | Roof
NJSTRE1545553318 |  | Transition Incentive Program | Paterson | 7504 | 6 | 5.44 | Residential | Yes | Behind the Meter | Net-metered residential rooftop and canopy |  | None | Trinity Solar | PSE&G | Accepted | 2020-09-04 | 2020-09-09 | 2021-10-30 | Hanwha | Q.PEAK DUO BLK-G6 340 | Solar Panels |  | 0.34 | 3 | 98 | 30 |  | Fixed | Roof
NJSTRE1545553331 |  | Transition Incentive Program | Nutley | 7110 | 9 | 7 | Residential | Yes | Behind the Meter | Net-metered residential rooftop and canopy |  | None | Pro Custom Solar dba Momentum Solar | PSE&G | Accepted | 2020-09-04 | 2020-09-09 | 2021-10-30 | Enphase | IQ7Plus-72-2-US | Inverters | 290 |  | 20 |  |  | 0.97 |  | Outdoor | Roof
NJSTRE1545553331 |  | Transition Incentive Program | Nutley | 7110 | 9 | 7 | Residential | Yes | Behind the Meter | Net-metered residential rooftop and canopy |  | None | Pro Custom Solar dba Momentum Solar | PSE&G | Accepted | 2020-09-04 | 2020-09-09 | 2021-10-30 | LG ELECTRONICS | LG 350N1C-V5 | Solar Panels |  | 0.35 | 3 | 302 | 21 |  | Fixed | Roof
NJSTRE1545553331 |  | Transition Incentive Program | Nutley | 7110 | 9 | 7 | Residential | Yes | Behind the Meter | Net-metered residential rooftop and canopy |  | None | Pro Custom Solar dba Momentum Solar | PSE&G | Accepted | 2020-09-04 | 2020-09-09 | 2021-10-30 | LG ELECTRONICS | LG 350N1C-V5 | Solar Panels |  | 0.35 | 7 | 122 | 21 |  | Fixed | Roof
NJSTRE1545553331 |  | Transition Incentive Program | Nutley | 7110 | 9 | 7 | Residential | Yes | Behind the Meter | Net-metered residential rooftop and canopy |  | None | Pro Custom Solar dba Momentum Solar | PSE&G | Accepted | 2020-09-04 | 2020-09-09 | 2021-10-30 | LG ELECTRONICS | LG 350N1C-V5 | Solar Panels |  | 0.35 | 3 | 212 | 22 |  | Fixed | Roof
NJSTRE1545553331 |  | Transition Incentive Program | Nutley | 7110 | 9 | 7 | Residential | Yes | Behind the Meter | Net-metered residential rooftop and canopy |  | None | Pro Custom Solar dba Momentum Solar | PSE&G | Accepted | 2020-09-04 | 2020-09-09 | 2021-10-30 | LG ELECTRONICS | LG 350N1C-V5 | Solar Panels |  | 0.35 | 7 | 32 | 22 |  | Fixed | Roof
NJSTRE1545553332 |  | Transition Incentive Program | Howell | 7731 | 17 | 9.6 | Residential | No | Behind the Meter | Net-metered residential rooftop and canopy |  | None | Posigen NJ LLC | JCP&L | Accepted | 2020-09-04 | 2020-09-09 | 2021-10-30 | SolarEdge | SE10000H-US | Inverters | 10000 |  | 1 |  |  | 0.99 |  | Outside | within ten feet of meter
NJSTRE1545553332 |  | Transition Incentive Program | Howell | 7731 | 17 | 9.6 | Residential | No | Behind the Meter | Net-metered residential rooftop and canopy |  | None | Posigen NJ LLC | JCP&L | Accepted | 2020-09-04 | 2020-09-09 | 2021-10-30 | Silfab | SLA320BL | Solar Panels |  | 0.32 | 30 | 60150240 | 22 |  | Fixed | Roof
NJSTRE1545553368 |  | Transition Incentive Program | Tinton Falls | 7712 | 17 | 13.26 | Residential | Yes | Behind the Meter | Net-metered residential rooftop and canopy |  | None | Trinity Solar | JCP&L | Accepted | 2020-09-04 | 2020-09-09 | 2021-10-30 | Solar Edge | SE10000 | Inverters | 10000 |  | 1 |  |  | 0.97 |  | Outside | side of home
NJSTRE1545553368 |  | Transition Incentive Program | Tinton Falls | 7712 | 17 | 13.26 | Residential | Yes | Behind the Meter | Net-metered residential rooftop and canopy |  | None | Trinity Solar | JCP&L | Accepted | 2020-09-04 | 2020-09-09 | 2021-10-30 | Hanwha | Q.PEAK DUO BLK-G6 340 | Solar Panels |  | 0.34 | 23 | 277 | 34 |  | Fixed | Roof
NJSTRE1545553368 |  | Transition Incentive Program | Tinton Falls | 7712 | 17 | 13.26 | Residential | Yes | Behind the Meter | Net-metered residential rooftop and canopy |  | None | Trinity Solar | JCP&L | Accepted | 2020-09-04 | 2020-09-09 | 2021-10-30 | Hanwha | Q.PEAK DUO BLK-G6 340 | Solar Panels |  | 0.34 | 16 | 187 | 34 |  | Fixed | Roof
NJSTRE1545553408 |  | Transition Incentive Program | Perth Amboy | 8861 | 11 | 381.06 | Commercial | No | Behind the Meter | Net-metered non-residential rooftop and canopy |  | None | Green Power Developers LLC | PSE&G | Accepted | 2020-09-04 | 2020-09-09 | 2021-10-30 | CPS | SCA60KTL-DO/US-480 | Inverters | 60000 |  | 5 |  |  | 0.988 |  | Outdoor | Roof
NJSTRE1545553408 |  | Transition Incentive Program | Perth Amboy | 8861 | 11 | 381.06 | Commercial | No | Behind the Meter | Net-metered non-residential rooftop and canopy |  | None | Green Power Developers LLC | PSE&G | Accepted | 2020-09-04 | 2020-09-09 | 2021-10-30 | Astro | CHSM6612M | Solar Panels |  | 0.365 | 1044 | 200 | 2 |  | Fixed | Roof
NJSTRE1545553472 |  | Transition Incentive Program | Tinton Falls | 7724 | 17 | 8.16 | Residential | No | Behind the Meter | Net-metered residential rooftop and canopy |  | None | Tesla Energy Operations Inc. | JCP&L | Accepted | 2020-09-04 | 2020-09-09 | 2021-10-30 | Tesla | AC Powerwall 2.0 | Electric Storage Battery |  |  | 2 |  |  |  | Lithium Ion |  | Inside
NJSTRE1545553472 |  | Transition Incentive Program | Tinton Falls | 7724 | 17 | 8.16 | Residential | No | Behind the Meter | Net-metered residential rooftop and canopy |  | None | Tesla Energy Operations Inc. | JCP&L | Accepted | 2020-09-04 | 2020-09-09 | 2021-10-30 | SolarEdge Technologies | SE7600H-US [240V] | Inverters | 7600 |  | 1 |  |  | 0.99 |  | Indoor | Inside
NJSTRE1545553472 |  | Transition Incentive Program | Tinton Falls | 7724 | 17 | 8.16 | Residential | No | Behind the Meter | Net-metered residential rooftop and canopy |  | None | Tesla Energy Operations Inc. | JCP&L | Accepted | 2020-09-04 | 2020-09-09 | 2021-10-30 | Hanwha Q-CELLS | Q.Peak DUO BLK-G6+ 340 | Solar Panels |  | 0.34 | 24 | 87 | 30 |  | Fixed | Roof
NJSTRE1545553476 |  | Transition Incentive Program | Trenton | 8690 | 12 | 16.1 | Residential | Yes | Behind the Meter | Net-metered residential rooftop and canopy |  | None | Pro Custom Solar dba Momentum Solar | PSE&G | Accepted | 2020-09-04 | 2020-09-09 | 2021-10-30 | Enphase | IQ7Plus-72-2-US | Inverters | 290 |  | 46 |  |  | 0.97 |  | Outdoor | Roof
NJSTRE1545553476 |  | Transition Incentive Program | Trenton | 8690 | 12 | 16.1 | Residential | Yes | Behind the Meter | Net-metered residential rooftop and canopy |  | None | Pro Custom Solar dba Momentum Solar | PSE&G | Accepted | 2020-09-04 | 2020-09-09 | 2021-10-30 | LG ELECTRONICS | LG 350N1C-V5 | Solar Panels |  | 0.35 | 3 | 346 | 19 |  | Fixed | Roof
NJSTRE1545553476 |  | Transition Incentive Program | Trenton | 8690 | 12 | 16.1 | Residential | Yes | Behind the Meter | Net-metered residential rooftop and canopy |  | None | Pro Custom Solar dba Momentum Solar | PSE&G | Accepted | 2020-09-04 | 2020-09-09 | 2021-10-30 | LG ELECTRONICS | LG 350N1C-V5 | Solar Panels |  | 0.35 | 28 | 166 | 19 |  | Fixed | Roof
NJSTRE1545553476 |  | Transition Incentive Program | Trenton | 8690 | 12 | 16.1 | Residential | Yes | Behind the Meter | Net-metered residential rooftop and canopy |  | None | Pro Custom Solar dba Momentum Solar | PSE&G | Accepted | 2020-09-04 | 2020-09-09 | 2021-10-30 | LG ELECTRONICS | LG 350N1C-V5 | Solar Panels |  | 0.35 | 15 | 166 | 19 |  | Fixed | Roof
NJSTRE1545553483 |  | Transition Incentive Program | Egg Harbor City | 8215 | 19 | 3.2 | Residential | Yes | Behind the Meter | Net-metered residential rooftop and canopy |  | None | Castle Energy, LLC | AC Electric | Accepted | 2020-09-04 | 2020-09-09 | 2021-10-30 | Enphase Energy | IQ7-60-2-US | Inverters | 240 |  | 10 |  |  | 0.967 |  | Outdoor | on the rooftop under each solar panel
NJSTRE1545553483 |  | Transition Incentive Program | Egg Harbor City | 8215 | 19 | 3.2 | Residential | Yes | Behind the Meter | Net-metered residential rooftop and canopy |  | None | Castle Energy, LLC | AC Electric | Accepted | 2020-09-04 | 2020-09-09 | 2021-10-30 | Hanwha Q-Cells | Q.Peak DUO-G5 320 | Solar Panels |  | 0.32 | 10 | 312 | 23 |  | Fixed | Roof
NJSTRE1545553503 |  | Transition Incentive Program | Secaucus | 7094 | 8 | 5.78 | Residential | No | Behind the Meter | Net-metered residential rooftop and canopy |  | None | Trinity Solar | PSE&G | Accepted | 2020-09-04 | 2020-09-09 | 2021-10-30 | Solar Edge | SE5000H-US | Inverters | 5000 |  | 1 |  |  | 0.97 |  | Outdoor | Side of home
NJSTRE1545553503 |  | Transition Incentive Program | Secaucus | 7094 | 8 | 5.78 | Residential | No | Behind the Meter | Net-metered residential rooftop and canopy |  | None | Trinity Solar | PSE&G | Accepted | 2020-09-04 | 2020-09-09 | 2021-10-30 | Hanwha 340 | Q.PEAK DUO BLK-G6 340 | Solar Panels |  | 0.34 | 8 | 307 | 9 |  | Fixed | Roof
NJSTRE1545553503 |  | Transition Incentive Program | Secaucus | 7094 | 8 | 5.78 | Residential | No | Behind the Meter | Net-metered residential rooftop and canopy |  | None | Trinity Solar | PSE&G | Accepted | 2020-09-04 | 2020-09-09 | 2021-10-30 | Hanwha 340 | Q.PEAK DUO BLK-G6 340 | Solar Panels |  | 0.34 | 9 | 127 | 9 |  | Fixed | Roof
NJSTRE1545553513 |  | Transition Incentive Program | Palisades Park | 7650 | 7 | 3.02 | Residential | Yes | Behind the Meter | Net-metered residential rooftop and canopy |  | None | Trinity Solar | PSE&G | Accepted | 2020-09-04 | 2020-09-10 | 2021-10-30 | Solar Edge | SE3000 | Inverters | 3000 |  | 1 |  |  | 0.97 |  | Outside | side of home
NJSTRE1545553513 |  | Transition Incentive Program | Palisades Park | 7650 | 7 | 3.02 | Residential | Yes | Behind the Meter | Net-metered residential rooftop and canopy |  | None | Trinity Solar | PSE&G | Accepted | 2020-09-04 | 2020-09-10 | 2021-10-30 | Hanwha | Q.PEAK DUO BLK-G6 335 | Solar Panels |  | 0.335 | 9 | 127 | 23 |  | Fixed | Roof
NJSTRE1545553520 |  | Transition Incentive Program | Hasbrouck Heights | 7604 | 7 | 3.02 | Residential | Yes | Behind the Meter | Net-metered residential rooftop and canopy |  | None | Trinity Solar | PSE&G | Accepted | 2020-09-04 | 2020-09-09 | 2021-10-30 | Solar Edge | SE3000 | Inverters | 3000 |  | 1 |  |  | 0.97 |  | Outside | side of home
NJSTRE1545553520 |  | Transition Incentive Program | Hasbrouck Heights | 7604 | 7 | 3.02 | Residential | Yes | Behind the Meter | Net-metered residential rooftop and canopy |  | None | Trinity Solar | PSE&G | Accepted | 2020-09-04 | 2020-09-09 | 2021-10-30 | Hanwha | Q.PEAK DUO BLK-G6 335 | Solar Panels |  | 0.335 | 3 | 217 | 18 |  | Fixed | Roof
NJSTRE1545553520 |  | Transition Incentive Program | Hasbrouck Heights | 7604 | 7 | 3.02 | Residential | Yes | Behind the Meter | Net-metered residential rooftop and canopy |  | None | Trinity Solar | PSE&G | Accepted | 2020-09-04 | 2020-09-09 | 2021-10-30 | Hanwha | Q.PEAK DUO BLK-G6 335 | Solar Panels |  | 0.335 | 6 | 217 | 30 |  | Fixed | Roof
NJSTRE1545553522 |  | Transition Incentive Program | Nutley | 7110 | 9 | 6.7 | Residential | Yes | Behind the Meter | Net-metered residential rooftop and canopy |  | None | Trinity Solar | PSE&G | Accepted | 2020-09-04 | 2020-09-09 | 2021-10-30 | Solar Edge | SE5000H-US | Inverters | 5000 |  | 1 |  |  | 0.97 |  | Outside | Side of garage
NJSTRE1545553522 |  | Transition Incentive Program | Nutley | 7110 | 9 | 6.7 | Residential | Yes | Behind the Meter | Net-metered residential rooftop and canopy |  | None | Trinity Solar | PSE&G | Accepted | 2020-09-04 | 2020-09-09 | 2021-10-30 | Hanwha 335 | Q.PEAK DUO BLK-G6 335 | Solar Panels |  | 0.335 | 10 | 109 | 23 |  | Fixed | Roof
NJSTRE1545553522 |  | Transition Incentive Program | Nutley | 7110 | 9 | 6.7 | Residential | Yes | Behind the Meter | Net-metered residential rooftop and canopy |  | None | Trinity Solar | PSE&G | Accepted | 2020-09-04 | 2020-09-09 | 2021-10-30 | Hanwha 335 | Q.PEAK DUO BLK-G6 335 | Solar Panels |  | 0.335 | 10 | 289 | 23 |  | Fixed | Roof
NJSTRE1545553526 |  | Transition Incentive Program | MORRISTOWN | 7960 | 3 | 8.78 | Residential | Yes | Behind the Meter | Net-metered residential rooftop and canopy |  | None | Vivint Solar Developer, LLC | JCP&L | Accepted | 2020-09-12 | 2020-09-14 | 2021-10-30 | Solar Edge | SE7600H-US | Inverters | 7600 |  | 1 |  |  | 0.992 |  | Outdoor | Near the Utility Meter
NJSTRE1545553526 |  | Transition Incentive Program | MORRISTOWN | 7960 | 3 | 8.78 | Residential | Yes | Behind the Meter | Net-metered residential rooftop and canopy |  | None | Vivint Solar Developer, LLC | JCP&L | Accepted | 2020-09-12 | 2020-09-14 | 2021-10-30 | JINKO SOLAR | JKM325M-60HBL | Solar Panels |  | 0.325 | 27 | 293 | 35 |  | Fixed | Roof
NJSTRE1545553528 |  | Transition Incentive Program | Hasbrouck Heights | 7604 | 7 | 5.05 | Residential | Yes | Behind the Meter | Net-metered residential rooftop and canopy |  | None | Trinity Solar | PSE&G | Accepted | 2020-09-04 | 2020-09-09 | 2021-10-30 | Solar Edge | SE3800 | Inverters | 3800 |  | 1 |  |  | 0.97 |  | Outside | side of home
NJSTRE1545553528 |  | Transition Incentive Program | Hasbrouck Heights | 7604 | 7 | 5.05 | Residential | Yes | Behind the Meter | Net-metered residential rooftop and canopy |  | None | Trinity Solar | PSE&G | Accepted | 2020-09-04 | 2020-09-09 | 2021-10-30 | Hanwha | Q.PEAK DUO BLK-G6 335 | Solar Panels |  | 0.34 | 5 | 132 | 23 |  | Fixed | Roof
NJSTRE1545553528 |  | Transition Incentive Program | Hasbrouck Heights | 7604 | 7 | 5.05 | Residential | Yes | Behind the Meter | Net-metered residential rooftop and canopy |  | None | Trinity Solar | PSE&G | Accepted | 2020-09-04 | 2020-09-09 | 2021-10-30 | Hanwha | Q.PEAK DUO BLK-G6 335 | Solar Panels |  | 0.335 | 10 | 222 | 23 |  | Fixed | Roof
NJSTRE1545553529 |  | Transition Incentive Program | Erial | 8081 | 14 | 10.24 | Residential | No | Behind the Meter | Net-metered residential rooftop and canopy |  | None | Orbit Energy & Power, LLC | AC Electric | Accepted | 2020-09-04 | 2020-09-09 | 2021-10-30 | HANWHA QCELLS | QPEAK 320W | Inverters | 0.32 |  | 32 |  |  | 0.99 |  | Other | BEHIND PANELS
NJSTRE1545553529 |  | Transition Incentive Program | Erial | 8081 | 14 | 10.24 | Residential | No | Behind the Meter | Net-metered residential rooftop and canopy |  | None | Orbit Energy & Power, LLC | AC Electric | Accepted | 2020-09-04 | 2020-09-09 | 2021-10-30 | hanwha cells | qpeak320w | Solar Panels |  | 0.32 | 32 | 158 | 20 |  | Fixed | Pole
NJSTRE1545553531 |  | Transition Incentive Program | RAHWAY CITY | 7065 | 10 | 8.24 | Residential | Yes | Behind the Meter | Net-metered residential rooftop and canopy |  | None | Sunrun Installation Services, Inc. | PSE&G | Accepted | 2020-09-04 | 2020-09-09 | 2021-10-30 | Tesla | Powerwall 2 AC | Electric Storage Battery |  |  | 1 |  |  |  | Lithium Ion |  | outside
NJSTRE1545553531 |  | Transition Incentive Program | RAHWAY CITY | 7065 | 10 | 8.24 | Residential | Yes | Behind the Meter | Net-metered residential rooftop and canopy |  | None | Sunrun Installation Services, Inc. | PSE&G | Accepted | 2020-09-04 | 2020-09-09 | 2021-10-30 | Delta Electronics | M8-TL-US | Inverters | 8000 |  | 1 |  |  | 0.96 |  | Outdoor | Next To Meter
NJSTRE1545553531 |  | Transition Incentive Program | RAHWAY CITY | 7065 | 10 | 8.24 | Residential | Yes | Behind the Meter | Net-metered residential rooftop and canopy |  | None | Sunrun Installation Services, Inc. | PSE&G | Accepted | 2020-09-04 | 2020-09-09 | 2021-10-30 | LONGi Green Energy Technology Co Ltd | LR6-60HPB-305M | Solar Panels |  | 0.305 | 8 | 99 | 7 |  | Fixed | Roof
NJSTRE1545553531 |  | Transition Incentive Program | RAHWAY CITY | 7065 | 10 | 8.24 | Residential | Yes | Behind the Meter | Net-metered residential rooftop and canopy |  | None | Sunrun Installation Services, Inc. | PSE&G | Accepted | 2020-09-04 | 2020-09-09 | 2021-10-30 | LONGi Green Energy Technology Co Ltd | LR6-60HPB-305M | Solar Panels |  | 0.305 | 12 | 190 | 23 |  | Fixed | Roof
NJSTRE1545553531 |  | Transition Incentive Program | RAHWAY CITY | 7065 | 10 | 8.24 | Residential | Yes | Behind the Meter | Net-metered residential rooftop and canopy |  | None | Sunrun Installation Services, Inc. | PSE&G | Accepted | 2020-09-04 | 2020-09-09 | 2021-10-30 | LONGi Green Energy Technology Co Ltd | LR6-60HPB-305M | Solar Panels |  | 0.305 | 7 | 279 | 8 |  | Fixed | Roof
NJSTRE1545553535 |  | Transition Incentive Program | Irvington | 7111 | 9 | 3.5 | Residential | Yes | Behind the Meter | Net-metered residential rooftop and canopy |  | None | Pro Custom Solar dba Momentum Solar | PSE&G | Accepted | 2020-09-04 | 2020-09-09 | 2021-10-30 | Enphase | IQ7Plus-72-2-US | Inverters | 290 |  | 10 |  |  | 0.97 |  | Outdoor | Roof
NJSTRE1545553535 |  | Transition Incentive Program | Irvington | 7111 | 9 | 3.5 | Residential | Yes | Behind the Meter | Net-metered residential rooftop and canopy |  | None | Pro Custom Solar dba Momentum Solar | PSE&G | Accepted | 2020-09-04 | 2020-09-09 | 2021-10-30 | LG ELECTRONICS | LG 350N1C-V5 | Solar Panels |  | 0.35 | 10 | 86 | 45 |  | Fixed | Roof
NJSTRE1545553537 |  | Transition Incentive Program | Rahway | 7065 | 10 | 8.84 | Residential | Yes | Behind the Meter | Net-metered residential rooftop and canopy |  | None | Trinity Solar | PSE&G | Accepted | 2020-09-04 | 2020-09-09 | 2021-10-30 | Solar Edge | SE7600H-US | Inverters | 7600 |  | 1 |  |  | 0.97 |  | Outside | side of home
NJSTRE1545553537 |  | Transition Incentive Program | Rahway | 7065 | 10 | 8.84 | Residential | Yes | Behind the Meter | Net-metered residential rooftop and canopy |  | None | Trinity Solar | PSE&G | Accepted | 2020-09-04 | 2020-09-09 | 2021-10-30 | Hanwha 340 | Q.PEAK DUO BLK-G6 340 | Solar Panels |  | 0.34 | 10 | 265 | 30 |  | Fixed | Roof
NJSTRE1545553537 |  | Transition Incentive Program | Rahway | 7065 | 10 | 8.84 | Residential | Yes | Behind the Meter | Net-metered residential rooftop and canopy |  | None | Trinity Solar | PSE&G | Accepted | 2020-09-04 | 2020-09-09 | 2021-10-30 | Hanwha 340 | Q.PEAK DUO BLK-G6 340 | Solar Panels |  | 0.34 | 6 | 85 | 30 |  | Fixed | Roof
NJSTRE1545553537 |  | Transition Incentive Program | Rahway | 7065 | 10 | 8.84 | Residential | Yes | Behind the Meter | Net-metered residential rooftop and canopy |  | None | Trinity Solar | PSE&G | Accepted | 2020-09-04 | 2020-09-09 | 2021-10-30 | Hanwha 340 | Q.PEAK DUO BLK-G6 340 | Solar Panels |  | 0.34 | 10 | 355 | 30 |  | Fixed | Roof
NJSTRE1545553540 |  | Transition Incentive Program | Flanders | 7836 | 3 | 6.83 | Residential | Yes | Behind the Meter | Net-metered residential rooftop and canopy |  | None | Vivint Solar Developer, LLC | JCP&L | Accepted | 2020-09-12 | 2020-09-14 | 2021-10-30 | Solar Edge | SE7600H-US | Inverters | 7600 |  | 1 |  |  | 0.992 |  | Outdoor | Near the Utility Meter
NJSTRE1545553540 |  | Transition Incentive Program | Flanders | 7836 | 3 | 6.83 | Residential | Yes | Behind the Meter | Net-metered residential rooftop and canopy |  | None | Vivint Solar Developer, LLC | JCP&L | Accepted | 2020-09-12 | 2020-09-14 | 2021-10-30 | JINKO SOLAR | JKM325M-60HBL | Solar Panels |  | 0.325 | 9 | 183 | 21 |  | Fixed | Roof
NJSTRE1545553540 |  | Transition Incentive Program | Flanders | 7836 | 3 | 6.83 | Residential | Yes | Behind the Meter | Net-metered residential rooftop and canopy |  | None | Vivint Solar Developer, LLC | JCP&L | Accepted | 2020-09-12 | 2020-09-14 | 2021-10-30 | JINKO SOLAR | JKM325M-60HBL | Solar Panels |  | 0.325 | 12 | 183 | 20 |  | Fixed | Roof
NJSTRE1545553545 |  | Transition Incentive Program | Millville | 8332 | 20 | 6.4 | Residential | Yes | Behind the Meter | Net-metered residential rooftop and canopy |  | None | All Season Solar | AC Electric | Accepted | 2020-09-04 | 2020-09-10 | 2021-10-30 | Enphase | IQ7 | Inverters | 240 |  | 20 |  |  | 0.97 |  | Outdoor | under module
NJSTRE1545553545 |  | Transition Incentive Program | Millville | 8332 | 20 | 6.4 | Residential | Yes | Behind the Meter | Net-metered residential rooftop and canopy |  | None | All Season Solar | AC Electric | Accepted | 2020-09-04 | 2020-09-10 | 2021-10-30 | Trina | TSMDD06M.05II | Solar Panels |  | 0.32 | 20 | 151 | 27 |  | Fixed | Roof
NJSTRE1545553558 |  | Transition Incentive Program | FLANDERS | 7836 | 3 | 9.43 | Residential | Yes | Behind the Meter | Net-metered residential rooftop and canopy |  | None | Vivint Solar Developer, LLC | JCP&L | Accepted | 2020-09-12 | 2020-09-14 | 2021-10-30 | Solar Edge | SE7600H-US | Inverters | 7600 |  | 1 |  |  | 0.992 |  | Outdoor | Near the Utility Meter
NJSTRE1545553558 |  | Transition Incentive Program | FLANDERS | 7836 | 3 | 9.43 | Residential | Yes | Behind the Meter | Net-metered residential rooftop and canopy |  | None | Vivint Solar Developer, LLC | JCP&L | Accepted | 2020-09-12 | 2020-09-14 | 2021-10-30 | JINKO SOLAR | JKM325M-60HBL | Solar Panels |  | 0.325 | 8 | 165 | 19 |  | Fixed | Roof
NJSTRE1545553558 |  | Transition Incentive Program | FLANDERS | 7836 | 3 | 9.43 | Residential | Yes | Behind the Meter | Net-metered residential rooftop and canopy |  | None | Vivint Solar Developer, LLC | JCP&L | Accepted | 2020-09-12 | 2020-09-14 | 2021-10-30 | JINKO SOLAR | JKM325M-60HBL | Solar Panels |  | 0.325 | 16 | 165 | 18 |  | Fixed | Roof
NJSTRE1545553558 |  | Transition Incentive Program | FLANDERS | 7836 | 3 | 9.43 | Residential | Yes | Behind the Meter | Net-metered residential rooftop and canopy |  | None | Vivint Solar Developer, LLC | JCP&L | Accepted | 2020-09-12 | 2020-09-14 | 2021-10-30 | JINKO SOLAR | JKM325M-60HBL | Solar Panels |  | 0.325 | 5 | 345 | 18 |  | Fixed | Roof
NJSTRE1545553593 |  | Transition Incentive Program | CARTERET | 7008 | 11 | 8.78 | Residential | Yes | Behind the Meter | Net-metered residential rooftop and canopy |  | None | Vivint Solar Developer, LLC | PSE&G | Accepted | 2020-09-12 | 2020-09-14 | 2021-10-30 | Solar Edge | SE7600H-US | Inverters | 7600 |  | 1 |  |  | 0.992 |  | Outdoor | Near the Utility Meter
NJSTRE1545553593 |  | Transition Incentive Program | CARTERET | 7008 | 11 | 8.78 | Residential | Yes | Behind the Meter | Net-metered residential rooftop and canopy |  | None | Vivint Solar Developer, LLC | PSE&G | Accepted | 2020-09-12 | 2020-09-14 | 2021-10-30 | JINKO SOLAR | JKM325M-60HBL | Solar Panels |  | 0.325 | 16 | 284 | 41 |  | Fixed | Roof
NJSTRE1545553593 |  | Transition Incentive Program | CARTERET | 7008 | 11 | 8.78 | Residential | Yes | Behind the Meter | Net-metered residential rooftop and canopy |  | None | Vivint Solar Developer, LLC | PSE&G | Accepted | 2020-09-12 | 2020-09-14 | 2021-10-30 | JINKO SOLAR | JKM325M-60HBL | Solar Panels |  | 0.325 | 11 | 104 | 41 |  | Fixed | Roof
NJSTRE1545553706 |  | Transition Incentive Program | SUCCASUNNA | 7876 | 3 | 6.83 | Residential | Yes | Behind the Meter | Net-metered residential rooftop and canopy |  | None | Vivint Solar Developer, LLC | JCP&L | Accepted | 2020-09-12 | 2020-09-14 | 2021-10-30 | Solar Edge | SE7600H-US | Inverters | 7600 |  | 1 |  |  | 0.992 |  | Outdoor | Near the Utility Meter
NJSTRE1545553706 |  | Transition Incentive Program | SUCCASUNNA | 7876 | 3 | 6.83 | Residential | Yes | Behind the Meter | Net-metered residential rooftop and canopy |  | None | Vivint Solar Developer, LLC | JCP&L | Accepted | 2020-09-12 | 2020-09-14 | 2021-10-30 | JINKO SOLAR | JKM325M-60HBL | Solar Panels |  | 0.325 | 9 | 138 | 33 |  | Fixed | Roof
NJSTRE1545553706 |  | Transition Incentive Program | SUCCASUNNA | 7876 | 3 | 6.83 | Residential | Yes | Behind the Meter | Net-metered residential rooftop and canopy |  | None | Vivint Solar Developer, LLC | JCP&L | Accepted | 2020-09-12 | 2020-09-14 | 2021-10-30 | JINKO SOLAR | JKM325M-60HBL | Solar Panels |  | 0.325 | 12 | 138 | 12 |  | Fixed | Roof
NJSTRE1545553714 |  | Transition Incentive Program | Flemington | 8822 | 4 | 17.67 | Residential | No | Behind the Meter | Net-metered residential rooftop and canopy |  | None | Bright Planet Solar | JCP&L | Accepted | 2020-09-04 | 2020-09-09 | 2021-10-30 | SOLAR EDGE | SE11400H-USRGM | Inverters | 11400 |  | 1 |  |  | 0.98 |  | Outdoor | OUTSIDE
NJSTRE1545553714 |  | Transition Incentive Program | Flemington | 8822 | 4 | 17.67 | Residential | No | Behind the Meter | Net-metered residential rooftop and canopy |  | None | Bright Planet Solar | JCP&L | Accepted | 2020-09-04 | 2020-09-09 | 2021-10-30 | LONGI | LR6-60HPB-310M | Solar Panels |  | 0.31 | 14 | 261 | 33 |  | Fixed | Roof
NJSTRE1545553714 |  | Transition Incentive Program | Flemington | 8822 | 4 | 17.67 | Residential | No | Behind the Meter | Net-metered residential rooftop and canopy |  | None | Bright Planet Solar | JCP&L | Accepted | 2020-09-04 | 2020-09-09 | 2021-10-30 | LONGI | LR6-60HPB-310M | Solar Panels |  | 0.31 | 28 | 261 | 33 |  | Fixed | Roof
NJSTRE1545553714 |  | Transition Incentive Program | Flemington | 8822 | 4 | 17.67 | Residential | No | Behind the Meter | Net-metered residential rooftop and canopy |  | None | Bright Planet Solar | JCP&L | Accepted | 2020-09-04 | 2020-09-09 | 2021-10-30 | LONGI | LR6-60HPB-310M | Solar Panels |  | 0.31 | 15 | 171 | 39 |  | Fixed | Roof
NJSTRE1545553715 |  | Transition Incentive Program | Cherry Hill | 8003 | 14 | 16.64 | Commercial | Yes | Behind the Meter | Net-metered non-residential rooftop and canopy |  | None | All Season Solar | PSE&G | Accepted | 2020-09-04 | 2020-09-09 | 2021-10-30 | Enphase | IQ7 | Inverters | 240 |  | 52 |  |  | 0.97 |  | Outdoor | under module
NJSTRE1545553715 |  | Transition Incentive Program | Cherry Hill | 8003 | 14 | 16.64 | Commercial | Yes | Behind the Meter | Net-metered non-residential rooftop and canopy |  | None | All Season Solar | PSE&G | Accepted | 2020-09-04 | 2020-09-09 | 2021-10-30 | Trina | TSMDD06M.05II | Solar Panels |  | 0.32 | 28 | 184 | 18 |  | Fixed | Roof
NJSTRE1545553715 |  | Transition Incentive Program | Cherry Hill | 8003 | 14 | 16.64 | Commercial | Yes | Behind the Meter | Net-metered non-residential rooftop and canopy |  | None | All Season Solar | PSE&G | Accepted | 2020-09-04 | 2020-09-09 | 2021-10-30 | Trina | TSMDD06M.05II | Solar Panels |  | 0.32 | 15 | 94 | 26 |  | Fixed | Roof
NJSTRE1545553715 |  | Transition Incentive Program | Cherry Hill | 8003 | 14 | 16.64 | Commercial | Yes | Behind the Meter | Net-metered non-residential rooftop and canopy |  | None | All Season Solar | PSE&G | Accepted | 2020-09-04 | 2020-09-09 | 2021-10-30 | Trina | TSMDD06M.05II | Solar Panels |  | 0.32 | 9 | 184 | 18 |  | Fixed | Roof
NJSTRE1545553730 |  | Transition Incentive Program | PISCATAWAY | 8854 | 11 | 7.71 | Residential | No | Behind the Meter | Net-metered residential rooftop and canopy |  | None | Vision Solar LLC | PSE&G | Accepted | 2020-09-04 | 2020-09-10 | 2021-10-30 | ENPHASE | IQ7-60-2-US | Inverters | 0.24 |  | 23 |  |  | 0.96 |  | Other | BEHIND EACH PANEL
NJSTRE1545553730 |  | Transition Incentive Program | PISCATAWAY | 8854 | 11 | 7.71 | Residential | No | Behind the Meter | Net-metered residential rooftop and canopy |  | None | Vision Solar LLC | PSE&G | Accepted | 2020-09-04 | 2020-09-10 | 2021-10-30 | HANWHA Q-CELLS | Q.PEAK DUO-G6+ 335 | Solar Panels |  | 0.335 | 8 | 144 | 20 |  | Fixed | Roof
NJSTRE1545553730 |  | Transition Incentive Program | PISCATAWAY | 8854 | 11 | 7.71 | Residential | No | Behind the Meter | Net-metered residential rooftop and canopy |  | None | Vision Solar LLC | PSE&G | Accepted | 2020-09-04 | 2020-09-10 | 2021-10-30 | HANWHA Q-CELLS | Q.PEAK DUO-G6+ 335 | Solar Panels |  | 0.335 | 15 | 143 | 16 |  | Fixed | Roof
NJSTRE1545553755 |  | Transition Incentive Program | Howell | 7731 | 17 | 3.58 | Residential | Yes | Behind the Meter | Net-metered residential rooftop and canopy |  | None | Vivint Solar Developer, LLC | JCP&L | Accepted | 2020-09-12 | 2020-09-14 | 2021-10-30 | Solar Edge | SE3800H-US | Inverters | 3800 |  | 1 |  |  | 0.992 |  | Outdoor | Near the Utility Meter
NJSTRE1545553755 |  | Transition Incentive Program | Howell | 7731 | 17 | 3.58 | Residential | Yes | Behind the Meter | Net-metered residential rooftop and canopy |  | None | Vivint Solar Developer, LLC | JCP&L | Accepted | 2020-09-12 | 2020-09-14 | 2021-10-30 | JINKO SOLAR | JKM325M-60HBL | Solar Panels |  | 0.325 | 11 | 355 | 22 |  | Fixed | Roof
NJSTRE1545553791 |  | Transition Incentive Program | North Brunswick Township | 8902 | 11 | 8.54 | Residential | No | Behind the Meter | Net-metered residential rooftop and canopy |  | None | Sunrun Installation Services, Inc. | PSE&G | Accepted | 2020-09-04 | 2020-09-10 | 2021-10-30 | Tesla | Powerwall 2 AC | Electric Storage Battery |  |  | 1 |  |  |  | Lithium Ion |  | outside
NJSTRE1545553791 |  | Transition Incentive Program | North Brunswick Township | 8902 | 11 | 8.54 | Residential | No | Behind the Meter | Net-metered residential rooftop and canopy |  | None | Sunrun Installation Services, Inc. | PSE&G | Accepted | 2020-09-04 | 2020-09-10 | 2021-10-30 | Enphase Energy | IQ7-60-x-US (240V) | Inverters | 240 |  | 28 |  |  | 0.96 |  | Outdoor | Rooftop
NJSTRE1545553791 |  | Transition Incentive Program | North Brunswick Township | 8902 | 11 | 8.54 | Residential | No | Behind the Meter | Net-metered residential rooftop and canopy |  | None | Sunrun Installation Services, Inc. | PSE&G | Accepted | 2020-09-04 | 2020-09-10 | 2021-10-30 | LONGi Green Energy Technology Co Ltd | LR6-60HPB-305M | Solar Panels |  | 0.305 | 28 | 222 | 23 |  | Fixed | Roof
NJSTRE1545553792 |  | Transition Incentive Program | BEVERLY | 8010 | 13 | 5.2 | Residential | Yes | Behind the Meter | Net-metered residential rooftop and canopy |  | None | Vivint Solar Developer, LLC | PSE&G | Accepted | 2020-09-12 | 2020-09-14 | 2021-10-30 | Solar Edge | SE3800H-US | Inverters | 3800 |  | 1 |  |  | 0.992 |  | Outdoor | Near the Utility Meter
NJSTRE1545553792 |  | Transition Incentive Program | BEVERLY | 8010 | 13 | 5.2 | Residential | Yes | Behind the Meter | Net-metered residential rooftop and canopy |  | None | Vivint Solar Developer, LLC | PSE&G | Accepted | 2020-09-12 | 2020-09-14 | 2021-10-30 | JINKO SOLAR | JKM325M-60HBL | Solar Panels |  | 0.325 | 6 | 162 | 20 |  | Fixed | Roof
NJSTRE1545553792 |  | Transition Incentive Program | BEVERLY | 8010 | 13 | 5.2 | Residential | Yes | Behind the Meter | Net-metered residential rooftop and canopy |  | None | Vivint Solar Developer, LLC | PSE&G | Accepted | 2020-09-12 | 2020-09-14 | 2021-10-30 | JINKO SOLAR | JKM325M-60HBL | Solar Panels |  | 0.325 | 10 | 162 | 21 |  | Fixed | Roof
NJSTRE1545553798 |  | Transition Incentive Program | STAFFORD TOWNSHIP | 8050 | 18 | 4.55 | Residential | Yes | Behind the Meter | Net-metered residential rooftop and canopy |  | None | Vivint Solar Developer, LLC | AC Electric | Accepted | 2020-09-12 | 2020-09-14 | 2021-10-30 | Solar Edge | SE3800H-US | Inverters | 3800 |  | 1 |  |  | 0.992 |  | Outdoor | Near the Utility Meter
NJSTRE1545553798 |  | Transition Incentive Program | STAFFORD TOWNSHIP | 8050 | 18 | 4.55 | Residential | Yes | Behind the Meter | Net-metered residential rooftop and canopy |  | None | Vivint Solar Developer, LLC | AC Electric | Accepted | 2020-09-12 | 2020-09-14 | 2021-10-30 | JINKO SOLAR | JKM325M-60HBL | Solar Panels |  | 0.325 | 14 | 156 | 30 |  | Fixed | Roof
NJSTRE1545553799 |  | Transition Incentive Program | Englishtown | 7726 | 17 | 7.32 | Residential | No | Behind the Meter | Net-metered residential rooftop and canopy |  | None | Sunrun Installation Services, Inc. | JCP&L | Accepted | 2020-09-04 | 2020-09-10 | 2021-10-30 | Enphase Energy | IQ7-60-x-US (240V) | Inverters | 240 |  | 24 |  |  | 0.96 |  | Outdoor | Rooftop
NJSTRE1545553799 |  | Transition Incentive Program | Englishtown | 7726 | 17 | 7.32 | Residential | No | Behind the Meter | Net-metered residential rooftop and canopy |  | None | Sunrun Installation Services, Inc. | JCP&L | Accepted | 2020-09-04 | 2020-09-10 | 2021-10-30 | LONGi Green Energy Technology Co Ltd | LR6-60HPB-305M | Solar Panels |  | 0.305 | 24 | 194 | 18 |  | Fixed | Roof
NJSTRE1545553805 |  | Transition Incentive Program | BAYVILLE | 8721 | 18 | 2.93 | Residential | Yes | Behind the Meter | Net-metered residential rooftop and canopy |  | None | Vivint Solar Developer, LLC | JCP&L | Accepted | 2020-09-12 | 2020-09-14 | 2021-10-30 | Solar Edge | SE3800H-US | Inverters | 3800 |  | 1 |  |  | 0.992 |  | Outdoor | Near the Utility Meter
NJSTRE1545553805 |  | Transition Incentive Program | BAYVILLE | 8721 | 18 | 2.93 | Residential | Yes | Behind the Meter | Net-metered residential rooftop and canopy |  | None | Vivint Solar Developer, LLC | JCP&L | Accepted | 2020-09-12 | 2020-09-14 | 2021-10-30 | JINKO SOLAR | JKM325M-60HBL | Solar Panels |  | 0.325 | 9 | 46 | 22 |  | Fixed | Roof
NJSTRE1545553807 |  | Transition Incentive Program | Cranford | 7016 | 10 | 4.08 | Residential | Yes | Behind the Meter | Net-metered residential rooftop and canopy |  | None | Tesla Energy Operations Inc. | PSE&G | Accepted | 2020-09-04 | 2020-09-10 | 2021-10-30 | Tesla | AC Powerwall 2.0 | Electric Storage Battery |  |  | 2 |  |  |  | Lithium Ion |  | Outside
NJSTRE1545553807 |  | Transition Incentive Program | Cranford | 7016 | 10 | 4.08 | Residential | Yes | Behind the Meter | Net-metered residential rooftop and canopy |  | None | Tesla Energy Operations Inc. | PSE&G | Accepted | 2020-09-04 | 2020-09-10 | 2021-10-30 | SolarEdge Technologies | SE3800H-US [240V] | Inverters | 3800 |  | 1 |  |  | 0.99 |  | Outside | Outside
NJSTRE1545553807 |  | Transition Incentive Program | Cranford | 7016 | 10 | 4.08 | Residential | Yes | Behind the Meter | Net-metered residential rooftop and canopy |  | None | Tesla Energy Operations Inc. | PSE&G | Accepted | 2020-09-04 | 2020-09-10 | 2021-10-30 | Hanwha Q-CELLS | Q.Peak DUO BLK-G6+ 340 | Solar Panels |  | 0.34 | 8 | 219 | 34 |  | Fixed | Roof
NJSTRE1545553807 |  | Transition Incentive Program | Cranford | 7016 | 10 | 4.08 | Residential | Yes | Behind the Meter | Net-metered residential rooftop and canopy |  | None | Tesla Energy Operations Inc. | PSE&G | Accepted | 2020-09-04 | 2020-09-10 | 2021-10-30 | Hanwha Q-CELLS | Q.Peak DUO BLK-G6+ 340 | Solar Panels |  | 0.34 | 4 | 39 | 34 |  | Fixed | Roof
NJSTRE1545553810 |  | Transition Incentive Program | ENGLISHTOWN | 7726 | 17 | 3.11 | Residential | Yes | Behind the Meter | Net-metered residential rooftop and canopy |  | None | Sunrun Installation Services, Inc. | JCP&L | Accepted | 2020-09-04 | 2020-09-10 | 2021-10-30 | Tesla | Powerwall 2 AC | Electric Storage Battery |  |  | 2 |  |  |  | Lithium Ion |  | outside
NJSTRE1545553810 |  | Transition Incentive Program | ENGLISHTOWN | 7726 | 17 | 3.11 | Residential | Yes | Behind the Meter | Net-metered residential rooftop and canopy |  | None | Sunrun Installation Services, Inc. | JCP&L | Accepted | 2020-09-04 | 2020-09-10 | 2021-10-30 | Enphase Energy | IQ7PLUS-72-x-US (240V) | Inverters | 290 |  | 9 |  |  | 0.96 |  | Outdoor | Rooftop
NJSTRE1545553810 |  | Transition Incentive Program | ENGLISHTOWN | 7726 | 17 | 3.11 | Residential | Yes | Behind the Meter | Net-metered residential rooftop and canopy |  | None | Sunrun Installation Services, Inc. | JCP&L | Accepted | 2020-09-04 | 2020-09-10 | 2021-10-30 | LG Electronics | LG345N1C-V5 | Solar Panels |  | 0.345 | 9 | 203 | 34 |  | Fixed | Roof
NJSTRE1545553928 |  | Transition Incentive Program | LIVINGSTON TWP | 7039 | 9 | 9.76 | Residential | Yes | Behind the Meter | Net-metered residential rooftop and canopy |  | None | Sunrun Installation Services, Inc. | PSE&G | Accepted | 2020-09-04 | 2020-09-10 | 2021-10-30 | Tesla | Powerwall 2 AC | Electric Storage Battery |  |  | 1 |  |  |  | Lithium Ion |  | outside
NJSTRE1545553928 |  | Transition Incentive Program | LIVINGSTON TWP | 7039 | 9 | 9.76 | Residential | Yes | Behind the Meter | Net-metered residential rooftop and canopy |  | None | Sunrun Installation Services, Inc. | PSE&G | Accepted | 2020-09-04 | 2020-09-10 | 2021-10-30 | Enphase Energy | IQ7-60-x-US (240V) | Inverters | 240 |  | 32 |  |  | 0.96 |  | Outdoor | Rooftop
NJSTRE1545553928 |  | Transition Incentive Program | LIVINGSTON TWP | 7039 | 9 | 9.76 | Residential | Yes | Behind the Meter | Net-metered residential rooftop and canopy |  | None | Sunrun Installation Services, Inc. | PSE&G | Accepted | 2020-09-04 | 2020-09-10 | 2021-10-30 | LONGi Green Energy Technology Co Ltd | LR6-60HPB-305M | Solar Panels |  | 0.305 | 12 | 207 | 23 |  | Fixed | Roof
NJSTRE1545553928 |  | Transition Incentive Program | LIVINGSTON TWP | 7039 | 9 | 9.76 | Residential | Yes | Behind the Meter | Net-metered residential rooftop and canopy |  | None | Sunrun Installation Services, Inc. | PSE&G | Accepted | 2020-09-04 | 2020-09-10 | 2021-10-30 | LONGi Green Energy Technology Co Ltd | LR6-60HPB-305M | Solar Panels |  | 0.305 | 9 | 27 | 23 |  | Fixed | Roof
NJSTRE1545553928 |  | Transition Incentive Program | LIVINGSTON TWP | 7039 | 9 | 9.76 | Residential | Yes | Behind the Meter | Net-metered residential rooftop and canopy |  | None | Sunrun Installation Services, Inc. | PSE&G | Accepted | 2020-09-04 | 2020-09-10 | 2021-10-30 | LONGi Green Energy Technology Co Ltd | LR6-60HPB-305M | Solar Panels |  | 0.305 | 7 | 297 | 23 |  | Fixed | Roof
NJSTRE1545553928 |  | Transition Incentive Program | LIVINGSTON TWP | 7039 | 9 | 9.76 | Residential | Yes | Behind the Meter | Net-metered residential rooftop and canopy |  | None | Sunrun Installation Services, Inc. | PSE&G | Accepted | 2020-09-04 | 2020-09-10 | 2021-10-30 | LONGi Green Energy Technology Co Ltd | LR6-60HPB-305M | Solar Panels |  | 0.305 | 4 | 117 | 23 |  | Fixed | Roof
NJSTRE1545559404 |  | Transition Incentive Program | West Orange | 7052 | 9 | 10.88 | Residential | Yes | Behind the Meter | Net-metered residential rooftop and canopy |  | None | Tesla Energy Operations Inc. | PSE&G | Accepted | 2020-09-06 | 2020-09-10 | 2021-10-30 | Tesla | AC Powerwall 2.0 | Electric Storage Battery |  |  | 2 |  |  |  | Lithium Ion |  | Inside
NJSTRE1545559404 |  | Transition Incentive Program | West Orange | 7052 | 9 | 10.88 | Residential | Yes | Behind the Meter | Net-metered residential rooftop and canopy |  | None | Tesla Energy Operations Inc. | PSE&G | Accepted | 2020-09-06 | 2020-09-10 | 2021-10-30 | SolarEdge Technologies | SE10000H-US [240V] | Inverters | 10000 |  | 1 |  |  | 0.99 |  | Outside | Outside
NJSTRE1545559404 |  | Transition Incentive Program | West Orange | 7052 | 9 | 10.88 | Residential | Yes | Behind the Meter | Net-metered residential rooftop and canopy |  | None | Tesla Energy Operations Inc. | PSE&G | Accepted | 2020-09-06 | 2020-09-10 | 2021-10-30 | Hanwha Q-CELLS | Q.Peak DUO BLK-G6+ 340 | Solar Panels |  | 0.34 | 8 | 19 | 23 |  | Fixed | Roof
NJSTRE1545559404 |  | Transition Incentive Program | West Orange | 7052 | 9 | 10.88 | Residential | Yes | Behind the Meter | Net-metered residential rooftop and canopy |  | None | Tesla Energy Operations Inc. | PSE&G | Accepted | 2020-09-06 | 2020-09-10 | 2021-10-30 | Hanwha Q-CELLS | Q.Peak DUO BLK-G6+ 340 | Solar Panels |  | 0.34 | 13 | 199 | 23 |  | Fixed | Roof
NJSTRE1545559404 |  | Transition Incentive Program | West Orange | 7052 | 9 | 10.88 | Residential | Yes | Behind the Meter | Net-metered residential rooftop and canopy |  | None | Tesla Energy Operations Inc. | PSE&G | Accepted | 2020-09-06 | 2020-09-10 | 2021-10-30 | Hanwha Q-CELLS | Q.Peak DUO BLK-G6+ 340 | Solar Panels |  | 0.34 | 3 | 109 | 23 |  | Fixed | Roof
NJSTRE1545559404 |  | Transition Incentive Program | West Orange | 7052 | 9 | 10.88 | Residential | Yes | Behind the Meter | Net-metered residential rooftop and canopy |  | None | Tesla Energy Operations Inc. | PSE&G | Accepted | 2020-09-06 | 2020-09-10 | 2021-10-30 | Hanwha Q-CELLS | Q.Peak DUO BLK-G6+ 340 | Solar Panels |  | 0.34 | 8 | 289 | 23 |  | Fixed | Roof
NJSTRE1545559628 |  | Transition Incentive Program | GLOUCESTER CITY | 8030 | 14 | 9.14 | Residential | Yes | Behind the Meter | Net-metered residential rooftop and canopy |  | None | Suntuity Solar LLC | PSE&G | Accepted | 2020-09-07 | 2020-09-10 | 2021-10-30 | Enphase Energy | IQ7-60-2-US | Inverters | 240 |  | 29 |  |  | 0.97 |  | Outdoor | Behind the PV Modules
NJSTRE1545559628 |  | Transition Incentive Program | GLOUCESTER CITY | 8030 | 14 | 9.14 | Residential | Yes | Behind the Meter | Net-metered residential rooftop and canopy |  | None | Suntuity Solar LLC | PSE&G | Accepted | 2020-09-07 | 2020-09-10 | 2021-10-30 | Longi | LR6-60HPB-315M | Solar Panels |  | 0.315 | 20 | 218 | 30 |  | Fixed | Roof
NJSTRE1545559628 |  | Transition Incentive Program | GLOUCESTER CITY | 8030 | 14 | 9.14 | Residential | Yes | Behind the Meter | Net-metered residential rooftop and canopy |  | None | Suntuity Solar LLC | PSE&G | Accepted | 2020-09-07 | 2020-09-10 | 2021-10-30 | Longi | LR6-60HPB-315M | Solar Panels |  | 0.315 | 9 | 38 | 30 |  | Fixed | Roof
NJSTRE1545559629 |  | Transition Incentive Program | Williamstown | 8094 | 15 | 10.08 | Residential | No | Behind the Meter | Net-metered residential rooftop and canopy |  | None | Suntuity Solar LLC | AC Electric | Accepted | 2020-09-07 | 2020-09-10 | 2021-10-30 | Enphase Energy | IQ7-60-2-US | Inverters | 240 |  | 32 |  |  | 0.97 |  | Outdoor | Behind the PV Modules
NJSTRE1545559629 |  | Transition Incentive Program | Williamstown | 8094 | 15 | 10.08 | Residential | No | Behind the Meter | Net-metered residential rooftop and canopy |  | None | Suntuity Solar LLC | AC Electric | Accepted | 2020-09-07 | 2020-09-10 | 2021-10-30 | Longi | LR6-60HPB-315M | Solar Panels |  | 0.315 | 11 | 54 | 28 |  | Fixed | Roof
NJSTRE1545559629 |  | Transition Incentive Program | Williamstown | 8094 | 15 | 10.08 | Residential | No | Behind the Meter | Net-metered residential rooftop and canopy |  | None | Suntuity Solar LLC | AC Electric | Accepted | 2020-09-07 | 2020-09-10 | 2021-10-30 | Longi | LR6-60HPB-315M | Solar Panels |  | 0.315 | 21 | 234 | 28 |  | Fixed | Roof
NJSTRE1545559630 |  | Transition Incentive Program | WILLIAMSTOWN | 8094 | 15 | 8.19 | Residential | Yes | Behind the Meter | Net-metered residential rooftop and canopy |  | None | Suntuity Solar LLC | AC Electric | Accepted | 2020-09-07 | 2020-09-10 | 2021-10-30 | Enphase Energy | IQ7-60-2-US | Inverters | 240 |  | 26 |  |  | 0.97 |  | Outdoor | Behind the PV Modules
NJSTRE1545559630 |  | Transition Incentive Program | WILLIAMSTOWN | 8094 | 15 | 8.19 | Residential | Yes | Behind the Meter | Net-metered residential rooftop and canopy |  | None | Suntuity Solar LLC | AC Electric | Accepted | 2020-09-07 | 2020-09-10 | 2021-10-30 | Longi | LR6-60HPB-315M | Solar Panels |  | 0.315 | 5 | 84 | 26 |  | Fixed | Roof
NJSTRE1545559630 |  | Transition Incentive Program | WILLIAMSTOWN | 8094 | 15 | 8.19 | Residential | Yes | Behind the Meter | Net-metered residential rooftop and canopy |  | None | Suntuity Solar LLC | AC Electric | Accepted | 2020-09-07 | 2020-09-10 | 2021-10-30 | Longi | LR6-60HPB-315M | Solar Panels |  | 0.315 | 2 | 264 | 26 |  | Fixed | Roof
NJSTRE1545559630 |  | Transition Incentive Program | WILLIAMSTOWN | 8094 | 15 | 8.19 | Residential | Yes | Behind the Meter | Net-metered residential rooftop and canopy |  | None | Suntuity Solar LLC | AC Electric | Accepted | 2020-09-07 | 2020-09-10 | 2021-10-30 | Longi | LR6-60HPB-315M | Solar Panels |  | 0.315 | 19 | 174 | 27 |  | Fixed | Roof
NJSTRE1545559631 |  | Transition Incentive Program | RUNNEMEDE | 8078 | 14 | 12.29 | Residential | Yes | Behind the Meter | Net-metered residential rooftop and canopy |  | None | Suntuity Solar LLC | PSE&G | Accepted | 2020-09-07 | 2020-09-10 | 2021-10-30 | Enphase Energy | IQ7-60-2-US | Inverters | 240 |  | 39 |  |  | 0.97 |  | Outdoor | Behind the PV Modules
NJSTRE1545559631 |  | Transition Incentive Program | RUNNEMEDE | 8078 | 14 | 12.29 | Residential | Yes | Behind the Meter | Net-metered residential rooftop and canopy |  | None | Suntuity Solar LLC | PSE&G | Accepted | 2020-09-07 | 2020-09-10 | 2021-10-30 | Longi | LR6-60HPB-315M | Solar Panels |  | 0.315 | 18 | 254 | 20 |  | Fixed | Roof
NJSTRE1545559631 |  | Transition Incentive Program | RUNNEMEDE | 8078 | 14 | 12.29 | Residential | Yes | Behind the Meter | Net-metered residential rooftop and canopy |  | None | Suntuity Solar LLC | PSE&G | Accepted | 2020-09-07 | 2020-09-10 | 2021-10-30 | Longi | LR6-60HPB-315M | Solar Panels |  | 0.315 | 21 | 74 | 20 |  | Fixed | Roof
NJSTRE1545559632 |  | Transition Incentive Program | PALMYRA BORO | 8065 | 13 | 9.14 | Residential | No | Behind the Meter | Net-metered residential rooftop and canopy |  | None | Suntuity Solar LLC | PSE&G | Accepted | 2020-09-07 | 2020-09-10 | 2021-10-30 | Enphase Energy | IQ7-60-2-US | Inverters | 240 |  | 29 |  |  | 0.97 |  | Outdoor | Behind the PV Modules
NJSTRE1545559632 |  | Transition Incentive Program | PALMYRA BORO | 8065 | 13 | 9.14 | Residential | No | Behind the Meter | Net-metered residential rooftop and canopy |  | None | Suntuity Solar LLC | PSE&G | Accepted | 2020-09-07 | 2020-09-10 | 2021-10-30 | Longi | LR6-60HPB-315M | Solar Panels |  | 0.315 | 9 | 73 | 26 |  | Fixed | Roof
NJSTRE1545559632 |  | Transition Incentive Program | PALMYRA BORO | 8065 | 13 | 9.14 | Residential | No | Behind the Meter | Net-metered residential rooftop and canopy |  | None | Suntuity Solar LLC | PSE&G | Accepted | 2020-09-07 | 2020-09-10 | 2021-10-30 | Longi | LR6-60HPB-315M | Solar Panels |  | 0.315 | 8 | 253 | 26 |  | Fixed | Roof
NJSTRE1545559632 |  | Transition Incentive Program | PALMYRA BORO | 8065 | 13 | 9.14 | Residential | No | Behind the Meter | Net-metered residential rooftop and canopy |  | None | Suntuity Solar LLC | PSE&G | Accepted | 2020-09-07 | 2020-09-10 | 2021-10-30 | Longi | LR6-60HPB-315M | Solar Panels |  | 0.315 | 4 | 73 | 24 |  | Fixed | Roof
NJSTRE1545559632 |  | Transition Incentive Program | PALMYRA BORO | 8065 | 13 | 9.14 | Residential | No | Behind the Meter | Net-metered residential rooftop and canopy |  | None | Suntuity Solar LLC | PSE&G | Accepted | 2020-09-07 | 2020-09-10 | 2021-10-30 | Longi | LR6-60HPB-315M | Solar Panels |  | 0.315 | 2 | 253 | 24 |  | Fixed | Roof
NJSTRE1545559632 |  | Transition Incentive Program | PALMYRA BORO | 8065 | 13 | 9.14 | Residential | No | Behind the Meter | Net-metered residential rooftop and canopy |  | None | Suntuity Solar LLC | PSE&G | Accepted | 2020-09-07 | 2020-09-10 | 2021-10-30 | Longi | LR6-60HPB-315M | Solar Panels |  | 0.315 | 3 | 343 | 26 |  | Fixed | Roof
NJSTRE1545559632 |  | Transition Incentive Program | PALMYRA BORO | 8065 | 13 | 9.14 | Residential | No | Behind the Meter | Net-metered residential rooftop and canopy |  | None | Suntuity Solar LLC | PSE&G | Accepted | 2020-09-07 | 2020-09-10 | 2021-10-30 | Longi | LR6-60HPB-315M | Solar Panels |  | 0.315 | 3 | 163 | 26 |  | Fixed | Roof
NJSTRE1545559672 |  | Transition Incentive Program | Robbinsville | 8691 | 12 | 12.24 | Residential | No | Behind the Meter | Net-metered residential rooftop and canopy |  | None | Tesla Energy Operations Inc. | JCP&L | Accepted | 2020-09-07 | 2020-09-10 | 2021-10-30 | SolarEdge Technologies | SE11400H-US [240V] | Inverters | 11400 |  | 1 |  |  | 0.99 |  | Outside | Outside
NJSTRE1545559672 |  | Transition Incentive Program | Robbinsville | 8691 | 12 | 12.24 | Residential | No | Behind the Meter | Net-metered residential rooftop and canopy |  | None | Tesla Energy Operations Inc. | JCP&L | Accepted | 2020-09-07 | 2020-09-10 | 2021-10-30 | Hanwha Q-CELLS | Q.Peak DUO BLK-G6+ 340 | Solar Panels |  | 0.34 | 36 | 168 | 27 |  | Fixed | Roof
NJSTRE1545559683 |  | Transition Incentive Program | Lakewood | 8701 | 18 | 33.92 | Commercial | Yes | Behind the Meter | Net-metered non-residential rooftop and canopy |  | None | Green Revoluton Solar | JCP&L | Accepted | 2020-09-07 | 2020-09-11 | 2021-10-30 | Solar Edge | SE14.4KUS | Inverters | 1440 |  | 2 |  |  | 0.97 |  | Outside | near the meter
NJSTRE1545559683 |  | Transition Incentive Program | Lakewood | 8701 | 18 | 33.92 | Commercial | Yes | Behind the Meter | Net-metered non-residential rooftop and canopy |  | None | Green Revoluton Solar | JCP&L | Accepted | 2020-09-07 | 2020-09-11 | 2021-10-30 | s-energy | SN20-60MAE-320W | Solar Panels |  | 0.32 | 106 | 97 | 35 |  | Fixed | Roof
NJSTRE1545559684 |  | Transition Incentive Program | Cherry Hill | 8003 | 14 | 8.88 | Residential | No | Behind the Meter | Net-metered residential rooftop and canopy |  | None | Green Sun Energy Services, LLC | PSE&G | Accepted | 2020-09-07 | 2020-09-11 | 2021-10-30 | SolarEdge | SE7600H-US | Meters | 7600 |  | 1 |  |  |  | Yes
NJSTRE1545559684 |  | Transition Incentive Program | Cherry Hill | 8003 | 14 | 8.88 | Residential | No | Behind the Meter | Net-metered residential rooftop and canopy |  | None | Green Sun Energy Services, LLC | PSE&G | Accepted | 2020-09-07 | 2020-09-11 | 2021-10-30 | SolarEdge | SE7600H-US | Inverters | 7600 |  | 1 |  |  | 0.99 |  | Outdoor | Outdoors next to meter
NJSTRE1545559684 |  | Transition Incentive Program | Cherry Hill | 8003 | 14 | 8.88 | Residential | No | Behind the Meter | Net-metered residential rooftop and canopy |  | None | Green Sun Energy Services, LLC | PSE&G | Accepted | 2020-09-07 | 2020-09-11 | 2021-10-30 | Solaria | PowerXT 370R-PD | Solar Panels |  | 0.37 | 24 | 190 | 24 |  | Fixed | Roof | Roof
NJSTRE1545559702 |  | Transition Incentive Program | Towaco | 7082 | 3 | 8.16 | Residential | Yes | Behind the Meter | Net-metered residential rooftop and canopy |  | None | Tesla Energy Operations Inc. | JCP&L | Accepted | 2020-09-07 | 2020-09-10 | 2021-10-30 | Tesla | AC Powerwall 2.0 | Electric Storage Battery |  |  | 1 |  |  |  | Lithium Ion |  | Inside garage
NJSTRE1545559702 |  | Transition Incentive Program | Towaco | 7082 | 3 | 8.16 | Residential | Yes | Behind the Meter | Net-metered residential rooftop and canopy |  | None | Tesla Energy Operations Inc. | JCP&L | Accepted | 2020-09-07 | 2020-09-10 | 2021-10-30 | SolarEdge Technologies | SE7600H-US [240V] | Inverters | 7600 |  | 1 |  |  | 0.99 |  | Indoor | Inside garage
NJSTRE1545559702 |  | Transition Incentive Program | Towaco | 7082 | 3 | 8.16 | Residential | Yes | Behind the Meter | Net-metered residential rooftop and canopy |  | None | Tesla Energy Operations Inc. | JCP&L | Accepted | 2020-09-07 | 2020-09-10 | 2021-10-30 | Hanwha Q-CELLS | Q.Peak DUO BLK-G6+ 340 | Solar Panels |  | 0.34 | 8 | 160 | 42 |  | Fixed | Roof
NJSTRE1545559702 |  | Transition Incentive Program | Towaco | 7082 | 3 | 8.16 | Residential | Yes | Behind the Meter | Net-metered residential rooftop and canopy |  | None | Tesla Energy Operations Inc. | JCP&L | Accepted | 2020-09-07 | 2020-09-10 | 2021-10-30 | Hanwha Q-CELLS | Q.Peak DUO BLK-G6+ 340 | Solar Panels |  | 0.34 | 16 | 250 | 42 |  | Fixed | Roof
NJSTRE1545559705 |  | Transition Incentive Program | Monmouth Beach | 7750 | 17 | 4.08 | Residential | Yes | Behind the Meter | Net-metered residential rooftop and canopy |  | None | Tesla Energy Operations Inc. | JCP&L | Accepted | 2020-09-07 | 2020-09-10 | 2021-10-30 | Tesla | AC Powerwall 2.0 | Electric Storage Battery |  |  | 2 |  |  |  | Lithium Ion |  | Outside
NJSTRE1545559705 |  | Transition Incentive Program | Monmouth Beach | 7750 | 17 | 4.08 | Residential | Yes | Behind the Meter | Net-metered residential rooftop and canopy |  | None | Tesla Energy Operations Inc. | JCP&L | Accepted | 2020-09-07 | 2020-09-10 | 2021-10-30 | SolarEdge Technologies | SE3800H-US [240V] | Inverters | 3800 |  | 1 |  |  | 0.99 |  | Outside | Outside
NJSTRE1545559705 |  | Transition Incentive Program | Monmouth Beach | 7750 | 17 | 4.08 | Residential | Yes | Behind the Meter | Net-metered residential rooftop and canopy |  | None | Tesla Energy Operations Inc. | JCP&L | Accepted | 2020-09-07 | 2020-09-10 | 2021-10-30 | Hanwha Q-CELLS | Q.Peak DUO BLK-G6+ 340 | Solar Panels |  | 0.34 | 4 | 345 | 25 |  | Fixed | Roof
NJSTRE1545559705 |  | Transition Incentive Program | Monmouth Beach | 7750 | 17 | 4.08 | Residential | Yes | Behind the Meter | Net-metered residential rooftop and canopy |  | None | Tesla Energy Operations Inc. | JCP&L | Accepted | 2020-09-07 | 2020-09-10 | 2021-10-30 | Hanwha Q-CELLS | Q.Peak DUO BLK-G6+ 340 | Solar Panels |  | 0.34 | 8 | 165 | 25 |  | Fixed | Roof
NJSTRE1545559933 |  | Transition Incentive Program | Montclair | 7043 | 9 | 4.08 | Residential | Yes | Behind the Meter | Net-metered residential rooftop and canopy |  | None | Tesla Energy Operations Inc. | PSE&G | Accepted | 2020-09-07 | 2020-09-10 | 2021-10-30 | Tesla | AC Powerwall 2.0 | Electric Storage Battery |  |  | 2 |  |  |  | Lithium Ion |  | Inside
NJSTRE1545559933 |  | Transition Incentive Program | Montclair | 7043 | 9 | 4.08 | Residential | Yes | Behind the Meter | Net-metered residential rooftop and canopy |  | None | Tesla Energy Operations Inc. | PSE&G | Accepted | 2020-09-07 | 2020-09-10 | 2021-10-30 | SolarEdge Technologies | SE3800H-US [240V] | Inverters | 3800 |  | 1 |  |  | 0.99 |  | Outside | Outside
NJSTRE1545559933 |  | Transition Incentive Program | Montclair | 7043 | 9 | 4.08 | Residential | Yes | Behind the Meter | Net-metered residential rooftop and canopy |  | None | Tesla Energy Operations Inc. | PSE&G | Accepted | 2020-09-07 | 2020-09-10 | 2021-10-30 | Hanwha Q-CELLS | Q.Peak DUO BLK-G6+ 340 | Solar Panels |  | 0.34 | 12 | 187 | 40 |  | Fixed | Roof
NJSTRE1545560158 |  | Transition Incentive Program | Boonton | 7005 | 3 | 4.94 | Residential | Yes | Behind the Meter | Net-metered residential rooftop and canopy |  | None | Vivint Solar Developer, LLC | JCP&L | Accepted | 2020-09-23 | 2020-09-24 | 2021-10-30 | Enphase | M215-60-2LL-S22-IG | Inverters | 215 |  | 19 |  |  | 0.96 |  | Other | Underneath each module
NJSTRE1545560158 |  | Transition Incentive Program | Boonton | 7005 | 3 | 4.94 | Residential | Yes | Behind the Meter | Net-metered residential rooftop and canopy |  | None | Vivint Solar Developer, LLC | JCP&L | Accepted | 2020-09-23 | 2020-09-24 | 2021-10-30 | Trina Solar | TSM-260 PD05.08 | Solar Panels |  | 0.26 | 10 | 295 | 12 |  | Fixed | Roof
NJSTRE1545560158 |  | Transition Incentive Program | Boonton | 7005 | 3 | 4.94 | Residential | Yes | Behind the Meter | Net-metered residential rooftop and canopy |  | None | Vivint Solar Developer, LLC | JCP&L | Accepted | 2020-09-23 | 2020-09-24 | 2021-10-30 | Trina Solar | TSM-260 PD05.08 | Solar Panels |  | 0.26 | 9 | 205 | 24 |  | Fixed | Roof
NJSTRE1545560616 |  | Transition Incentive Program | VERONA TWP | 7044 | 9 | 7.02 | Residential | Yes | Behind the Meter | Net-metered residential rooftop and canopy |  | None | Sunrun Installation Services, Inc. | PSE&G | Accepted | 2020-09-08 | 2020-09-10 | 2021-10-30 | Enphase Energy | IQ7-60-x-US (240V) | Inverters | 240 |  | 23 |  |  | 0.96 |  | Outdoor | Rooftop
NJSTRE1545560616 |  | Transition Incentive Program | VERONA TWP | 7044 | 9 | 7.02 | Residential | Yes | Behind the Meter | Net-metered residential rooftop and canopy |  | None | Sunrun Installation Services, Inc. | PSE&G | Accepted | 2020-09-08 | 2020-09-10 | 2021-10-30 | LONGi Green Energy Technology Co Ltd | LR6-60HPB-305M | Solar Panels |  | 0.305 | 23 | 202 | 25 |  | Fixed | Roof
NJSTRE1545560665 |  | Transition Incentive Program | Deptford Township | 8096 | 15 | 7.32 | Residential | Yes | Behind the Meter | Net-metered residential rooftop and canopy |  | None | Sunrun Installation Services, Inc. | PSE&G | Accepted | 2020-09-08 | 2020-09-10 | 2021-10-30 | Tesla | Powerwall 2 AC | Electric Storage Battery |  |  | 1 |  |  |  | Lithium Ion |  | outside
NJSTRE1545560665 |  | Transition Incentive Program | Deptford Township | 8096 | 15 | 7.32 | Residential | Yes | Behind the Meter | Net-metered residential rooftop and canopy |  | None | Sunrun Installation Services, Inc. | PSE&G | Accepted | 2020-09-08 | 2020-09-10 | 2021-10-30 | Enphase Energy | IQ7-60-x-US (240V) | Inverters | 240 |  | 24 |  |  | 0.96 |  | Outdoor | Rooftop
NJSTRE1545560665 |  | Transition Incentive Program | Deptford Township | 8096 | 15 | 7.32 | Residential | Yes | Behind the Meter | Net-metered residential rooftop and canopy |  | None | Sunrun Installation Services, Inc. | PSE&G | Accepted | 2020-09-08 | 2020-09-10 | 2021-10-30 | LONGi Green Energy Technology Co Ltd | LR6-60HPB-305M | Solar Panels |  | 0.305 | 12 | 84 | 16 |  | Fixed | Roof
NJSTRE1545560665 |  | Transition Incentive Program | Deptford Township | 8096 | 15 | 7.32 | Residential | Yes | Behind the Meter | Net-metered residential rooftop and canopy |  | None | Sunrun Installation Services, Inc. | PSE&G | Accepted | 2020-09-08 | 2020-09-10 | 2021-10-30 | LONGi Green Energy Technology Co Ltd | LR6-60HPB-305M | Solar Panels |  | 0.305 | 12 | 264 | 16 |  | Fixed | Roof
NJSTRE1545560702 |  | Transition Incentive Program | NEW BRUNSWICK CITY | 8901 | 11 | 6.41 | Residential | Yes | Behind the Meter | Net-metered residential rooftop and canopy |  | None | Sunrun Installation Services, Inc. | PSE&G | Accepted | 2020-09-08 | 2020-09-10 | 2021-10-30 | Enphase Energy | IQ7-60-x-US (240V) | Inverters | 240 |  | 21 |  |  | 0.96 |  | Outdoor | Rooftop
NJSTRE1545560702 |  | Transition Incentive Program | NEW BRUNSWICK CITY | 8901 | 11 | 6.41 | Residential | Yes | Behind the Meter | Net-metered residential rooftop and canopy |  | None | Sunrun Installation Services, Inc. | PSE&G | Accepted | 2020-09-08 | 2020-09-10 | 2021-10-30 | LONGi Green Energy Technology Co Ltd | LR6-60HPB-305M | Solar Panels |  | 0.305 | 21 | 55 | 43 |  | Fixed | Roof
NJSTRE1545560718 |  | Transition Incentive Program | FRANKLIN TWP SOM | 8823 | 5 | 13.42 | Residential | No | Behind the Meter | Net-metered residential rooftop and canopy |  | None | Sunrun Installation Services, Inc. | PSE&G | Accepted | 2020-09-08 | 2020-09-10 | 2021-10-30 | Tesla | Powerwall 2 AC | Electric Storage Battery |  |  | 1 |  |  |  | Lithium Ion |  | outside
NJSTRE1545560718 |  | Transition Incentive Program | FRANKLIN TWP SOM | 8823 | 5 | 13.42 | Residential | No | Behind the Meter | Net-metered residential rooftop and canopy |  | None | Sunrun Installation Services, Inc. | PSE&G | Accepted | 2020-09-08 | 2020-09-10 | 2021-10-30 | Delta Electronics | M6-TL-US | Inverters | 6000 |  | 1 |  |  | 0.96 |  | Outdoor | Next To Meter
NJSTRE1545560718 |  | Transition Incentive Program | FRANKLIN TWP SOM | 8823 | 5 | 13.42 | Residential | No | Behind the Meter | Net-metered residential rooftop and canopy |  | None | Sunrun Installation Services, Inc. | PSE&G | Accepted | 2020-09-08 | 2020-09-10 | 2021-10-30 | Delta Electronics | M5-TL-US | Inverters | 5000 |  | 1 |  |  | 0.96 |  | Outdoor | Next To Meter
NJSTRE1545560718 |  | Transition Incentive Program | FRANKLIN TWP SOM | 8823 | 5 | 13.42 | Residential | No | Behind the Meter | Net-metered residential rooftop and canopy |  | None | Sunrun Installation Services, Inc. | PSE&G | Accepted | 2020-09-08 | 2020-09-10 | 2021-10-30 | LONGi Green Energy Technology Co Ltd | LR6-60HPB-305M | Solar Panels |  | 0.305 | 9 | 119 | 44 |  | Fixed | Roof
NJSTRE1545560718 |  | Transition Incentive Program | FRANKLIN TWP SOM | 8823 | 5 | 13.42 | Residential | No | Behind the Meter | Net-metered residential rooftop and canopy |  | None | Sunrun Installation Services, Inc. | PSE&G | Accepted | 2020-09-08 | 2020-09-10 | 2021-10-30 | LONGi Green Energy Technology Co Ltd | LR6-60HPB-305M | Solar Panels |  | 0.305 | 24 | 210 | 26 |  | Fixed | Roof
NJSTRE1545560718 |  | Transition Incentive Program | FRANKLIN TWP SOM | 8823 | 5 | 13.42 | Residential | No | Behind the Meter | Net-metered residential rooftop and canopy |  | None | Sunrun Installation Services, Inc. | PSE&G | Accepted | 2020-09-08 | 2020-09-10 | 2021-10-30 | LONGi Green Energy Technology Co Ltd | LR6-60HPB-305M | Solar Panels |  | 0.305 | 11 | 210 | 26 |  | Fixed | Roof
NJSTRE1545560722 |  | Transition Incentive Program | SICKLERVILLE | 8081 | 14 | 11.34 | Residential | No | Behind the Meter | Net-metered residential rooftop and canopy |  | None | Suntuity Solar LLC | AC Electric | Accepted | 2020-09-08 | 2020-09-10 | 2021-10-30 | Enphase Energy | IQ7-60-2-US | Inverters | 240 |  | 36 |  |  | 0.97 |  | Outdoor | Behind the PV Modules
NJSTRE1545560722 |  | Transition Incentive Program | SICKLERVILLE | 8081 | 14 | 11.34 | Residential | No | Behind the Meter | Net-metered residential rooftop and canopy |  | None | Suntuity Solar LLC | AC Electric | Accepted | 2020-09-08 | 2020-09-10 | 2021-10-30 | Longi | LR6-60HPB-315M | Solar Panels |  | 0.315 | 4 | 211 | 19 |  | Fixed | Roof
NJSTRE1545560722 |  | Transition Incentive Program | SICKLERVILLE | 8081 | 14 | 11.34 | Residential | No | Behind the Meter | Net-metered residential rooftop and canopy |  | None | Suntuity Solar LLC | AC Electric | Accepted | 2020-09-08 | 2020-09-10 | 2021-10-30 | Longi | LR6-60HPB-315M | Solar Panels |  | 0.315 | 4 | 31 | 30 |  | Fixed | Roof
NJSTRE1545560722 |  | Transition Incentive Program | SICKLERVILLE | 8081 | 14 | 11.34 | Residential | No | Behind the Meter | Net-metered residential rooftop and canopy |  | None | Suntuity Solar LLC | AC Electric | Accepted | 2020-09-08 | 2020-09-10 | 2021-10-30 | Longi | LR6-60HPB-315M | Solar Panels |  | 0.315 | 28 | 211 | 30 |  | Fixed | Roof
NJSTRE1545560737 |  | Transition Incentive Program | WEST PATERSON BORO | 7424 | 6 | 6.93 | Residential | No | Behind the Meter | Net-metered residential rooftop and canopy |  | None | Suntuity Solar LLC | PSE&G | Accepted | 2020-09-08 | 2020-09-10 | 2021-10-30 | Enphase Energy | IQ7-60-2-US | Inverters | 240 |  | 22 |  |  | 0.97 |  | Outdoor | Behind the PV Modules
NJSTRE1545560737 |  | Transition Incentive Program | WEST PATERSON BORO | 7424 | 6 | 6.93 | Residential | No | Behind the Meter | Net-metered residential rooftop and canopy |  | None | Suntuity Solar LLC | PSE&G | Accepted | 2020-09-08 | 2020-09-10 | 2021-10-30 | Longi | LR6-60HPB-315M | Solar Panels |  | 0.315 | 9 | 201 | 15 |  | Fixed | Roof
NJSTRE1545560737 |  | Transition Incentive Program | WEST PATERSON BORO | 7424 | 6 | 6.93 | Residential | No | Behind the Meter | Net-metered residential rooftop and canopy |  | None | Suntuity Solar LLC | PSE&G | Accepted | 2020-09-08 | 2020-09-10 | 2021-10-30 | Longi | LR6-60HPB-315M | Solar Panels |  | 0.315 | 13 | 201 | 12 |  | Fixed | Roof
NJSTRE1545560738 |  | Transition Incentive Program | Somers Point | 8244 | 19 | 9.16 | Residential | Yes | Behind the Meter | Net-metered residential rooftop and canopy |  | None | SunPower Corporation, Systems | AC Electric | Accepted | 2020-09-08 | 2020-09-10 | 2021-10-30 | SunPower | SPR-E20-327-E-AC | Inverters | 320 |  | 28 |  |  | 0.96 |  | Other | under each panel
NJSTRE1545560738 |  | Transition Incentive Program | Somers Point | 8244 | 19 | 9.16 | Residential | Yes | Behind the Meter | Net-metered residential rooftop and canopy |  | None | SunPower Corporation, Systems | AC Electric | Accepted | 2020-09-08 | 2020-09-10 | 2021-10-30 | SunPower | SPR-E20-327-E-AC | Solar Panels |  | 0.327 | 8 | 114 | 30 |  | Fixed | Roof
NJSTRE1545560738 |  | Transition Incentive Program | Somers Point | 8244 | 19 | 9.16 | Residential | Yes | Behind the Meter | Net-metered residential rooftop and canopy |  | None | SunPower Corporation, Systems | AC Electric | Accepted | 2020-09-08 | 2020-09-10 | 2021-10-30 | SunPower | SPR-E20-327-E-AC | Solar Panels |  | 0.327 | 10 | 114 | 17 |  | Fixed | Roof
NJSTRE1545560738 |  | Transition Incentive Program | Somers Point | 8244 | 19 | 9.16 | Residential | Yes | Behind the Meter | Net-metered residential rooftop and canopy |  | None | SunPower Corporation, Systems | AC Electric | Accepted | 2020-09-08 | 2020-09-10 | 2021-10-30 | SunPower | SPR-E20-327-E-AC | Solar Panels |  | 0.327 | 10 | 114 | 20 |  | Fixed | Roof
NJSTRE1545560739 |  | Transition Incentive Program | GARWOOD | 7027 | 10 | 10.4 | Residential | Yes | Behind the Meter | Net-metered residential rooftop and canopy |  | None | Suntuity Solar LLC | PSE&G | Accepted | 2020-09-08 | 2020-09-10 | 2021-10-30 | Enphase Energy | IQ7-60-2-US | Inverters | 240 |  | 33 |  |  | 0.97 |  | Outdoor | Behind the PV Modules
NJSTRE1545560739 |  | Transition Incentive Program | GARWOOD | 7027 | 10 | 10.4 | Residential | Yes | Behind the Meter | Net-metered residential rooftop and canopy |  | None | Suntuity Solar LLC | PSE&G | Accepted | 2020-09-08 | 2020-09-10 | 2021-10-30 | Longi | LR6-60HPB-315M | Solar Panels |  | 0.315 | 26 | 169 | 21 |  | Fixed | Roof
NJSTRE1545560739 |  | Transition Incentive Program | GARWOOD | 7027 | 10 | 10.4 | Residential | Yes | Behind the Meter | Net-metered residential rooftop and canopy |  | None | Suntuity Solar LLC | PSE&G | Accepted | 2020-09-08 | 2020-09-10 | 2021-10-30 | Longi | LR6-60HPB-315M | Solar Panels |  | 0.315 | 7 | 349 | 21 |  | Fixed | Roof
NJSTRE1545560741 |  | Transition Incentive Program | HILLSBOROUGH | 8844 | 5 | 7.56 | Residential | No | Behind the Meter | Net-metered residential rooftop and canopy |  | None | Suntuity Solar LLC | PSE&G | Accepted | 2020-09-09 | 2020-09-10 | 2021-10-30 | Enphase Energy | IQ7-60-2-US | Inverters | 240 |  | 24 |  |  | 0.97 |  | Outdoor | Behind the PV Modules
NJSTRE1545560741 |  | Transition Incentive Program | HILLSBOROUGH | 8844 | 5 | 7.56 | Residential | No | Behind the Meter | Net-metered residential rooftop and canopy |  | None | Suntuity Solar LLC | PSE&G | Accepted | 2020-09-09 | 2020-09-10 | 2021-10-30 | Longi | LR6-60HPB-315M | Solar Panels |  | 0.315 | 15 | 124 | 31 |  | Fixed | Roof
NJSTRE1545560741 |  | Transition Incentive Program | HILLSBOROUGH | 8844 | 5 | 7.56 | Residential | No | Behind the Meter | Net-metered residential rooftop and canopy |  | None | Suntuity Solar LLC | PSE&G | Accepted | 2020-09-09 | 2020-09-10 | 2021-10-30 | Longi | LR6-60HPB-315M | Solar Panels |  | 0.315 | 9 | 304 | 31 |  | Fixed | Roof
NJSTRE1545560742 |  | Transition Incentive Program | VINELAND | 8360 | 20 | 7.88 | Residential | Yes | Behind the Meter | Net-metered residential rooftop and canopy |  | None | Suntuity Solar LLC | Vineland Muni Electric | Accepted | 2020-09-08 | 2020-09-10 | 2021-10-30 | Enphase Energy | IQ7-60-2-US | Inverters | 240 |  | 25 |  |  | 0.97 |  | Outdoor | Behind the PV Modules
NJSTRE1545560742 |  | Transition Incentive Program | VINELAND | 8360 | 20 | 7.88 | Residential | Yes | Behind the Meter | Net-metered residential rooftop and canopy |  | None | Suntuity Solar LLC | Vineland Muni Electric | Accepted | 2020-09-08 | 2020-09-10 | 2021-10-30 | Longi | LR6-60HPB-315M | Solar Panels |  | 0.315 | 11 | 94 | 27 |  | Fixed | Roof
NJSTRE1545560742 |  | Transition Incentive Program | VINELAND | 8360 | 20 | 7.88 | Residential | Yes | Behind the Meter | Net-metered residential rooftop and canopy |  | None | Suntuity Solar LLC | Vineland Muni Electric | Accepted | 2020-09-08 | 2020-09-10 | 2021-10-30 | Longi | LR6-60HPB-315M | Solar Panels |  | 0.315 | 14 | 274 | 27 |  | Fixed | Roof
NJSTRE1545560743 |  | Transition Incentive Program | LITTLE FALLS | 7424 | 6 | 5.99 | Residential | Yes | Behind the Meter | Net-metered residential rooftop and canopy |  | None | Suntuity Solar LLC | PSE&G | Accepted | 2020-09-09 | 2020-09-10 | 2021-10-30 | Enphase Energy | IQ7-60-2-US | Inverters | 240 |  | 19 |  |  | 0.97 |  | Outdoor | Behind the PV Modules
NJSTRE1545560743 |  | Transition Incentive Program | LITTLE FALLS | 7424 | 6 | 5.99 | Residential | Yes | Behind the Meter | Net-metered residential rooftop and canopy |  | None | Suntuity Solar LLC | PSE&G | Accepted | 2020-09-09 | 2020-09-10 | 2021-10-30 | Longi | LR6-60HPB-315M | Solar Panels |  | 0.315 | 11 | 282 | 24 |  | Fixed | Roof
NJSTRE1545560743 |  | Transition Incentive Program | LITTLE FALLS | 7424 | 6 | 5.99 | Residential | Yes | Behind the Meter | Net-metered residential rooftop and canopy |  | None | Suntuity Solar LLC | PSE&G | Accepted | 2020-09-09 | 2020-09-10 | 2021-10-30 | Longi | LR6-60HPB-315M | Solar Panels |  | 0.315 | 8 | 102 | 24 |  | Fixed | Roof
NJSTRE1545560744 |  | Transition Incentive Program | Sewell | 8080 | 15 | 11.16 | Residential | No | Behind the Meter | Net-metered residential rooftop and canopy |  | None | Suntuity Solar LLC | AC Electric | Accepted | 2020-09-08 | 2020-09-10 | 2021-10-30 | Enphase Energy | IQ7-60-2-US | Inverters | 240 |  | 31 |  |  | 0.97 |  | Outdoor | Behind the PV Modules
NJSTRE1545560744 |  | Transition Incentive Program | Sewell | 8080 | 15 | 11.16 | Residential | No | Behind the Meter | Net-metered residential rooftop and canopy |  | None | Suntuity Solar LLC | AC Electric | Accepted | 2020-09-08 | 2020-09-10 | 2021-10-30 | LG Electronics | LG360N1C-V5 | Solar Panels |  | 0.36 | 2 | 131 | 21 |  | Fixed | Roof
NJSTRE1545560744 |  | Transition Incentive Program | Sewell | 8080 | 15 | 11.16 | Residential | No | Behind the Meter | Net-metered residential rooftop and canopy |  | None | Suntuity Solar LLC | AC Electric | Accepted | 2020-09-08 | 2020-09-10 | 2021-10-30 | LG Electronics | LG360N1C-V5 | Solar Panels |  | 0.36 | 9 | 41 | 22 |  | Fixed | Roof
NJSTRE1545560744 |  | Transition Incentive Program | Sewell | 8080 | 15 | 11.16 | Residential | No | Behind the Meter | Net-metered residential rooftop and canopy |  | None | Suntuity Solar LLC | AC Electric | Accepted | 2020-09-08 | 2020-09-10 | 2021-10-30 | LG Electronics | LG360N1C-V5 | Solar Panels |  | 0.36 | 2 | 311 | 21 |  | Fixed | Roof
NJSTRE1545560744 |  | Transition Incentive Program | Sewell | 8080 | 15 | 11.16 | Residential | No | Behind the Meter | Net-metered residential rooftop and canopy |  | None | Suntuity Solar LLC | AC Electric | Accepted | 2020-09-08 | 2020-09-10 | 2021-10-30 | LG Electronics | LG360N1C-V5 | Solar Panels |  | 0.36 | 18 | 221 | 22 |  | Fixed | Roof
NJSTRE1545560745 |  | Transition Incentive Program | Port Norris | 8349 | 20 | 8.19 | Residential | No | Behind the Meter | Net-metered residential rooftop and canopy |  | None | Suntuity Solar LLC | AC Electric | Accepted | 2020-09-08 | 2020-09-10 | 2021-10-30 | Enphase Energy | IQ7-60-2-US | Inverters | 240 |  | 26 |  |  | 0.97 |  | Outdoor | Behind the PV Modules
NJSTRE1545560745 |  | Transition Incentive Program | Port Norris | 8349 | 20 | 8.19 | Residential | No | Behind the Meter | Net-metered residential rooftop and canopy |  | None | Suntuity Solar LLC | AC Electric | Accepted | 2020-09-08 | 2020-09-10 | 2021-10-30 | Longi | LR6-60HPB-315M | Solar Panels |  | 0.315 | 16 | 177 | 17 |  | Fixed | Roof
NJSTRE1545560745 |  | Transition Incentive Program | Port Norris | 8349 | 20 | 8.19 | Residential | No | Behind the Meter | Net-metered residential rooftop and canopy |  | None | Suntuity Solar LLC | AC Electric | Accepted | 2020-09-08 | 2020-09-10 | 2021-10-30 | Longi | LR6-60HPB-315M | Solar Panels |  | 0.315 | 10 | 357 | 17 |  | Fixed | Roof
NJSTRE1545560746 |  | Transition Incentive Program | MOUNT LAUREL | 8054 | 13 | 9.14 | Residential | No | Behind the Meter | Net-metered residential rooftop and canopy |  | None | Suntuity Solar LLC | PSE&G | Accepted | 2020-09-08 | 2020-09-10 | 2021-10-30 | Enphase Energy | IQ7-60-2-US | Inverters | 240 |  | 29 |  |  | 0.97 |  | Outdoor | Behind the PV Modules
NJSTRE1545560746 |  | Transition Incentive Program | MOUNT LAUREL | 8054 | 13 | 9.14 | Residential | No | Behind the Meter | Net-metered residential rooftop and canopy |  | None | Suntuity Solar LLC | PSE&G | Accepted | 2020-09-08 | 2020-09-10 | 2021-10-30 | Longi | LR6-60HPB-315M | Solar Panels |  | 0.315 | 12 | 245 | 25 |  | Fixed | Roof
NJSTRE1545560746 |  | Transition Incentive Program | MOUNT LAUREL | 8054 | 13 | 9.14 | Residential | No | Behind the Meter | Net-metered residential rooftop and canopy |  | None | Suntuity Solar LLC | PSE&G | Accepted | 2020-09-08 | 2020-09-10 | 2021-10-30 | Longi | LR6-60HPB-315M | Solar Panels |  | 0.315 | 14 | 65 | 25 |  | Fixed | Roof
NJSTRE1545560746 |  | Transition Incentive Program | MOUNT LAUREL | 8054 | 13 | 9.14 | Residential | No | Behind the Meter | Net-metered residential rooftop and canopy |  | None | Suntuity Solar LLC | PSE&G | Accepted | 2020-09-08 | 2020-09-10 | 2021-10-30 | Longi | LR6-60HPB-315M | Solar Panels |  | 0.315 | 3 | 245 | 25 |  | Fixed | Roof
NJSTRE1545560761 |  | Transition Incentive Program | HILLSBOROUGH | 8844 | 5 | 4.73 | Residential | Yes | Behind the Meter | Net-metered residential rooftop and canopy |  | None | Suntuity Solar LLC | PSE&G | Accepted | 2020-09-08 | 2020-09-10 | 2021-10-30 | Enphase Energy | IQ7-60-2-US | Inverters | 240 |  | 15 |  |  | 0.97 |  | Outdoor | Behind the PV Modules
NJSTRE1545560761 |  | Transition Incentive Program | HILLSBOROUGH | 8844 | 5 | 4.73 | Residential | Yes | Behind the Meter | Net-metered residential rooftop and canopy |  | None | Suntuity Solar LLC | PSE&G | Accepted | 2020-09-08 | 2020-09-10 | 2021-10-30 | Longi | LR6-60HPB-315M | Solar Panels |  | 0.315 | 11 | 86 | 35 |  | Fixed | Roof
NJSTRE1545560761 |  | Transition Incentive Program | HILLSBOROUGH | 8844 | 5 | 4.73 | Residential | Yes | Behind the Meter | Net-metered residential rooftop and canopy |  | None | Suntuity Solar LLC | PSE&G | Accepted | 2020-09-08 | 2020-09-10 | 2021-10-30 | Longi | LR6-60HPB-315M | Solar Panels |  | 0.315 | 4 | 86 | 30 |  | Fixed | Roof
NJSTRE1545560765 |  | Transition Incentive Program | Clayton | 8312 | 15 | 8.71 | Residential | Yes | Behind the Meter | Net-metered residential rooftop and canopy |  | None | Vision Solar LLC | AC Electric | Accepted | 2020-09-08 | 2020-09-10 | 2021-10-30 | ENPHASE | IQ7-60-2-US | Inverters | 0.24 |  | 26 |  |  | 0.96 |  | Other | BEHIND EACH PANEL
NJSTRE1545560765 |  | Transition Incentive Program | Clayton | 8312 | 15 | 8.71 | Residential | Yes | Behind the Meter | Net-metered residential rooftop and canopy |  | None | Vision Solar LLC | AC Electric | Accepted | 2020-09-08 | 2020-09-10 | 2021-10-30 | HANWHA Q-CELLS | Q.PEAK DUO-G6+ 335 | Solar Panels |  | 0.335 | 5 | 264 | 20 |  | Fixed | Roof
NJSTRE1545560765 |  | Transition Incentive Program | Clayton | 8312 | 15 | 8.71 | Residential | Yes | Behind the Meter | Net-metered residential rooftop and canopy |  | None | Vision Solar LLC | AC Electric | Accepted | 2020-09-08 | 2020-09-10 | 2021-10-30 | HANWHA Q-CELLS | Q.PEAK DUO-G6+ 335 | Solar Panels |  | 0.335 | 21 | 84 | 20 |  | Fixed | Roof
NJSTRE1545560778 |  | Transition Incentive Program | PINE HILL | 8021 | 14 | 4.41 | Residential | Yes | Behind the Meter | Net-metered residential rooftop and canopy |  | None | Suntuity Solar LLC | AC Electric | Accepted | 2020-09-08 | 2020-09-10 | 2021-10-30 | Enphase Energy | IQ7-60-2-US | Inverters | 240 |  | 14 |  |  | 0.97 |  | Outdoor | Behind the PV Modules
NJSTRE1545560778 |  | Transition Incentive Program | PINE HILL | 8021 | 14 | 4.41 | Residential | Yes | Behind the Meter | Net-metered residential rooftop and canopy |  | None | Suntuity Solar LLC | AC Electric | Accepted | 2020-09-08 | 2020-09-10 | 2021-10-30 | Longi | LR6-60HPB-315M | Solar Panels |  | 0.315 | 6 | 178 | 23 |  | Fixed | Roof
NJSTRE1545560778 |  | Transition Incentive Program | PINE HILL | 8021 | 14 | 4.41 | Residential | Yes | Behind the Meter | Net-metered residential rooftop and canopy |  | None | Suntuity Solar LLC | AC Electric | Accepted | 2020-09-08 | 2020-09-10 | 2021-10-30 | Longi | LR6-60HPB-315M | Solar Panels |  | 0.315 | 8 | 358 | 23 |  | Fixed | Roof
NJSTRE1545560782 |  | Transition Incentive Program | SICKLERVILLE | 8081 | 14 | 12.92 | Residential | Yes | Behind the Meter | Net-metered residential rooftop and canopy |  | None | Suntuity Solar LLC | AC Electric | Accepted | 2020-09-08 | 2020-09-10 | 2021-10-30 | Enphase Energy | IQ7-60-2-US | Inverters | 240 |  | 41 |  |  | 0.97 |  | Outdoor | Behind the PV Modules
NJSTRE1545560782 |  | Transition Incentive Program | SICKLERVILLE | 8081 | 14 | 12.92 | Residential | Yes | Behind the Meter | Net-metered residential rooftop and canopy |  | None | Suntuity Solar LLC | AC Electric | Accepted | 2020-09-08 | 2020-09-10 | 2021-10-30 | Longi | LR6-60HPB-315M | Solar Panels |  | 0.315 | 6 | 19 | 30 |  | Fixed | Roof
NJSTRE1545560782 |  | Transition Incentive Program | SICKLERVILLE | 8081 | 14 | 12.92 | Residential | Yes | Behind the Meter | Net-metered residential rooftop and canopy |  | None | Suntuity Solar LLC | AC Electric | Accepted | 2020-09-08 | 2020-09-10 | 2021-10-30 | Longi | LR6-60HPB-315M | Solar Panels |  | 0.315 | 5 | 109 | 45 |  | Fixed | Roof
NJSTRE1545560782 |  | Transition Incentive Program | SICKLERVILLE | 8081 | 14 | 12.92 | Residential | Yes | Behind the Meter | Net-metered residential rooftop and canopy |  | None | Suntuity Solar LLC | AC Electric | Accepted | 2020-09-08 | 2020-09-10 | 2021-10-30 | Longi | LR6-60HPB-315M | Solar Panels |  | 0.315 | 16 | 199 | 30 |  | Fixed | Roof
NJSTRE1545560782 |  | Transition Incentive Program | SICKLERVILLE | 8081 | 14 | 12.92 | Residential | Yes | Behind the Meter | Net-metered residential rooftop and canopy |  | None | Suntuity Solar LLC | AC Electric | Accepted | 2020-09-08 | 2020-09-10 | 2021-10-30 | Longi | LR6-60HPB-315M | Solar Panels |  | 0.315 | 4 | 289 | 45 |  | Fixed | Roof
NJSTRE1545560782 |  | Transition Incentive Program | SICKLERVILLE | 8081 | 14 | 12.92 | Residential | Yes | Behind the Meter | Net-metered residential rooftop and canopy |  | None | Suntuity Solar LLC | AC Electric | Accepted | 2020-09-08 | 2020-09-10 | 2021-10-30 | Longi | LR6-60HPB-315M | Solar Panels |  | 0.315 | 10 | 19 | 30 |  | Fixed | Roof
NJSTRE1545560787 |  | Transition Incentive Program | Beverly | 8010 | 13 | 4.36 | Residential | No | Behind the Meter | Net-metered residential rooftop and canopy |  | None | Vision Solar LLC | PSE&G | Accepted | 2020-09-08 | 2020-09-10 | 2021-10-30 | ENPHASE | IQ7-60-2-US | Inverters | 0.24 |  | 13 |  |  | 0.96 |  | Other | BEHIND EACH PANEL
NJSTRE1545560787 |  | Transition Incentive Program | Beverly | 8010 | 13 | 4.36 | Residential | No | Behind the Meter | Net-metered residential rooftop and canopy |  | None | Vision Solar LLC | PSE&G | Accepted | 2020-09-08 | 2020-09-10 | 2021-10-30 | HANWHA Q-CELLS | Q.PEAK DUO-G6+ 335 | Solar Panels |  | 0.335 | 9 | 80 | 27 |  | Fixed | Roof
NJSTRE1545560787 |  | Transition Incentive Program | Beverly | 8010 | 13 | 4.36 | Residential | No | Behind the Meter | Net-metered residential rooftop and canopy |  | None | Vision Solar LLC | PSE&G | Accepted | 2020-09-08 | 2020-09-10 | 2021-10-30 | HANWHA Q-CELLS | Q.PEAK DUO-G6+ 335 | Solar Panels |  | 0.335 | 2 | 350 | 26 |  | Fixed | Roof
NJSTRE1545560787 |  | Transition Incentive Program | Beverly | 8010 | 13 | 4.36 | Residential | No | Behind the Meter | Net-metered residential rooftop and canopy |  | None | Vision Solar LLC | PSE&G | Accepted | 2020-09-08 | 2020-09-10 | 2021-10-30 | HANWHA Q-CELLS | Q.PEAK DUO-G6+ 335 | Solar Panels |  | 0.335 | 2 | 170 | 26 |  | Fixed | Roof
NJSTRE1545560904 |  | Transition Incentive Program | National Park | 8063 | 15 | 7.8 | Residential | Yes | Behind the Meter | Net-metered residential rooftop and canopy |  | None | SunnyMac LLC | PSE&G | Accepted | 2020-09-08 | 2020-09-11 | 2021-10-30 | Solaredge | SE6000H-US | Inverters | 6000 |  | 1 |  |  | 0.99 |  | Outside | Next to Meter
NJSTRE1545560904 |  | Transition Incentive Program | National Park | 8063 | 15 | 7.8 | Residential | Yes | Behind the Meter | Net-metered residential rooftop and canopy |  | None | SunnyMac LLC | PSE&G | Accepted | 2020-09-08 | 2020-09-11 | 2021-10-30 | REC | TwinPeak 2 Mono | Solar Panels |  | 0.325 | 24 | 226 | 23 |  | Fixed | Roof
NJSTRE1545560907 |  | Transition Incentive Program | ┬áWillingboro | 8046 | 13 | 16.02 | Residential | Yes | Behind the Meter | Net-metered residential rooftop and canopy |  | None | Seabright Solar | PSE&G | Accepted | 2020-09-08 | 2020-09-10 | 2021-10-30 | Enphase | IQ7XS-96-ACM-US | Inverters | 315 |  | 49 |  |  | 0.99 |  | Outside | Roof
NJSTRE1545560907 |  | Transition Incentive Program | ┬áWillingboro | 8046 | 13 | 16.02 | Residential | Yes | Behind the Meter | Net-metered residential rooftop and canopy |  | None | Seabright Solar | PSE&G | Accepted | 2020-09-08 | 2020-09-10 | 2021-10-30 | Sunpower | SPR-E20-327 | Solar Panels |  | 0.327 | 26 | 201 | 31 |  | Fixed | Roof
NJSTRE1545560907 |  | Transition Incentive Program | ┬áWillingboro | 8046 | 13 | 16.02 | Residential | Yes | Behind the Meter | Net-metered residential rooftop and canopy |  | None | Seabright Solar | PSE&G | Accepted | 2020-09-08 | 2020-09-10 | 2021-10-30 | Sunpower | SPR-E20-327 | Solar Panels |  | 0.327 | 18 | 201 | 8 |  | Fixed | Roof
NJSTRE1545560907 |  | Transition Incentive Program | ┬áWillingboro | 8046 | 13 | 16.02 | Residential | Yes | Behind the Meter | Net-metered residential rooftop and canopy |  | None | Seabright Solar | PSE&G | Accepted | 2020-09-08 | 2020-09-10 | 2021-10-30 | Sunpower | SPR-E20-327 | Solar Panels |  | 0.327 | 5 | 21 | 31 |  | Fixed | Roof
NJSTRE1545560931 |  | Transition Incentive Program | Gibbstown | 8027 | 15 | 7.15 | Residential | No | Behind the Meter | Net-metered residential rooftop and canopy |  | None | SunnyMac LLC | AC Electric | Accepted | 2020-09-08 | 2020-09-10 | 2021-10-30 | Solaredge | SE6000H-US | Inverters | 6000 |  | 1 |  |  | 0.99 |  | Outdoor | Net to Meter
NJSTRE1545560931 |  | Transition Incentive Program | Gibbstown | 8027 | 15 | 7.15 | Residential | No | Behind the Meter | Net-metered residential rooftop and canopy |  | None | SunnyMac LLC | AC Electric | Accepted | 2020-09-08 | 2020-09-10 | 2021-10-30 | REC | REC 325 TwinPeak 2 Mono | Solar Panels |  | 0.325 | 22 | 188 | 23 |  | Fixed | Roof
NJSTRE1545560942 |  | Transition Incentive Program | Galloway | 8205 | 19 | 11.7 | Residential | Yes | Behind the Meter | Net-metered residential rooftop and canopy |  | None | Whitman Construction, LLC | AC Electric | Accepted | 2020-09-08 | 2020-09-10 | 2021-10-30 | ENPHASE ENERGY | IQ7-60-2-US | Inverters | 240 |  | 36 |  |  | 0.975 |  | Outdoor | microinverters located under modules
NJSTRE1545560942 |  | Transition Incentive Program | Galloway | 8205 | 19 | 11.7 | Residential | Yes | Behind the Meter | Net-metered residential rooftop and canopy |  | None | Whitman Construction, LLC | AC Electric | Accepted | 2020-09-08 | 2020-09-10 | 2021-10-30 | Trina | TSM 325 DE06M | Solar Panels |  | 0.325 | 36 | 226 | 26 |  | Fixed | Roof
NJSTRE1545560953 |  | Transition Incentive Program | Washington TWP MER | 8691 | 12 | 14.28 | Residential | Yes | Behind the Meter | Net-metered residential rooftop and canopy |  | None | Tesla Energy Operations Inc. | PSE&G | Accepted | 2020-09-08 | 2020-09-11 | 2021-10-30 | SolarEdge Technologies | SE11400H-US [240V] | Inverters | 11400 |  | 1 |  |  | 0.99 |  | Outside | Outside
NJSTRE1545560953 |  | Transition Incentive Program | Washington TWP MER | 8691 | 12 | 14.28 | Residential | Yes | Behind the Meter | Net-metered residential rooftop and canopy |  | None | Tesla Energy Operations Inc. | PSE&G | Accepted | 2020-09-08 | 2020-09-11 | 2021-10-30 | Hanwha Q-CELLS | Q.Peak DUO BLK-G6+ 340 | Solar Panels |  | 0.34 | 24 | 224 | 37 |  | Fixed | Roof
NJSTRE1545560953 |  | Transition Incentive Program | Washington TWP MER | 8691 | 12 | 14.28 | Residential | Yes | Behind the Meter | Net-metered residential rooftop and canopy |  | None | Tesla Energy Operations Inc. | PSE&G | Accepted | 2020-09-08 | 2020-09-11 | 2021-10-30 | Hanwha Q-CELLS | Q.Peak DUO BLK-G6+ 340 | Solar Panels |  | 0.34 | 11 | 313 | 34 |  | Fixed | Roof
NJSTRE1545560953 |  | Transition Incentive Program | Washington TWP MER | 8691 | 12 | 14.28 | Residential | Yes | Behind the Meter | Net-metered residential rooftop and canopy |  | None | Tesla Energy Operations Inc. | PSE&G | Accepted | 2020-09-08 | 2020-09-11 | 2021-10-30 | Hanwha Q-CELLS | Q.Peak DUO BLK-G6+ 340 | Solar Panels |  | 0.34 | 7 | 134 | 37 |  | Fixed | Roof
NJSTRE1545560961 |  | Transition Incentive Program | Penns Grove | 8069 | 16 | 7.8 | Residential | Yes | Behind the Meter | Net-metered residential rooftop and canopy |  | None | SunnyMac LLC | AC Electric | Accepted | 2020-09-08 | 2020-09-10 | 2021-10-30 | Solaredge | SE6000H-US | Inverters | 6000 |  | 1 |  |  | 0.99 |  | Outdoor | Next to Meter
NJSTRE1545560961 |  | Transition Incentive Program | Penns Grove | 8069 | 16 | 7.8 | Residential | Yes | Behind the Meter | Net-metered residential rooftop and canopy |  | None | SunnyMac LLC | AC Electric | Accepted | 2020-09-08 | 2020-09-10 | 2021-10-30 | REC | REC 325 TwinPeak 2 Mono | Solar Panels |  | 0.325 | 24 | 281 | 34 |  | Fixed | Roof
NJSTRE1545561013 |  | Transition Incentive Program | Neptune | 7753 | 17 | 3.35 | Residential | No | Behind the Meter | Net-metered residential rooftop and canopy |  | None | Vision Solar LLC | JCP&L | Accepted | 2020-09-08 | 2020-09-10 | 2021-10-30 | ENPHASE | IQ7-60-2-US | Inverters | 0.24 |  | 10 |  |  | 0.96 |  | Other | BEHIND EACH PANEL
NJSTRE1545561013 |  | Transition Incentive Program | Neptune | 7753 | 17 | 3.35 | Residential | No | Behind the Meter | Net-metered residential rooftop and canopy |  | None | Vision Solar LLC | JCP&L | Accepted | 2020-09-08 | 2020-09-10 | 2021-10-30 | HANWHA Q-CELLS | Q.PEAK DUO-G6+ 335 | Solar Panels |  | 0.335 | 5 | 275 | 20 |  | Fixed | Roof
NJSTRE1545561013 |  | Transition Incentive Program | Neptune | 7753 | 17 | 3.35 | Residential | No | Behind the Meter | Net-metered residential rooftop and canopy |  | None | Vision Solar LLC | JCP&L | Accepted | 2020-09-08 | 2020-09-10 | 2021-10-30 | HANWHA Q-CELLS | Q.PEAK DUO-G6+ 335 | Solar Panels |  | 0.335 | 1 | 5 | 20 |  | Fixed | Roof
NJSTRE1545561013 |  | Transition Incentive Program | Neptune | 7753 | 17 | 3.35 | Residential | No | Behind the Meter | Net-metered residential rooftop and canopy |  | None | Vision Solar LLC | JCP&L | Accepted | 2020-09-08 | 2020-09-10 | 2021-10-30 | HANWHA Q-CELLS | Q.PEAK DUO-G6+ 335 | Solar Panels |  | 0.335 | 3 | 95 | 20 |  | Fixed | Roof
NJSTRE1545561013 |  | Transition Incentive Program | Neptune | 7753 | 17 | 3.35 | Residential | No | Behind the Meter | Net-metered residential rooftop and canopy |  | None | Vision Solar LLC | JCP&L | Accepted | 2020-09-08 | 2020-09-10 | 2021-10-30 | HANWHA Q-CELLS | Q.PEAK DUO-G6+ 335 | Solar Panels |  | 0.335 | 1 | 185 | 20 |  | Fixed | Roof
NJSTRE1545561022 |  | Transition Incentive Program | Merchantville | 8109 | 14 | 6.83 | Residential | Yes | Behind the Meter | Net-metered residential rooftop and canopy |  | None | SunnyMac LLC | PSE&G | Accepted | 2020-09-08 | 2020-09-10 | 2021-10-30 | Solaredge | SE5000H-US | Inverters | 5000 |  | 1 |  |  | 0.99 |  | Outdoor | Next to meter
NJSTRE1545561022 |  | Transition Incentive Program | Merchantville | 8109 | 14 | 6.83 | Residential | Yes | Behind the Meter | Net-metered residential rooftop and canopy |  | None | SunnyMac LLC | PSE&G | Accepted | 2020-09-08 | 2020-09-10 | 2021-10-30 | REC | REC 325 TwinPeak 2 Mono | Solar Panels |  | 0.325 | 21 | 266 | 30 |  | Fixed | Roof
NJSTRE1545561050 |  | Transition Incentive Program | Vineland | 8361 | 20 | 6.7 | Residential | No | Behind the Meter | Net-metered residential rooftop and canopy |  | None | Vision Solar LLC | Vineland Muni Electric | Accepted | 2020-09-08 | 2020-09-10 | 2021-10-30 | ENPHASE | IQ7-60-2-US | Inverters | 0.24 |  | 20 |  |  | 0.96 |  | Other | BEHIND EACH PANEL
NJSTRE1545561050 |  | Transition Incentive Program | Vineland | 8361 | 20 | 6.7 | Residential | No | Behind the Meter | Net-metered residential rooftop and canopy |  | None | Vision Solar LLC | Vineland Muni Electric | Accepted | 2020-09-08 | 2020-09-10 | 2021-10-30 | HANWHA Q-CELLS | Q.PEAK DUO-G6+ 335 | Solar Panels |  | 0.335 | 4 | 109 | 20 |  | Fixed | Roof
NJSTRE1545561050 |  | Transition Incentive Program | Vineland | 8361 | 20 | 6.7 | Residential | No | Behind the Meter | Net-metered residential rooftop and canopy |  | None | Vision Solar LLC | Vineland Muni Electric | Accepted | 2020-09-08 | 2020-09-10 | 2021-10-30 | HANWHA Q-CELLS | Q.PEAK DUO-G6+ 335 | Solar Panels |  | 0.335 | 16 | 108 | 33 |  | Fixed | Roof
NJSTRE1545561057 |  | Transition Incentive Program | ROCHELLE PARK | 7662 | 7 | 8.5 | Residential | Yes | Behind the Meter | Net-metered residential rooftop and canopy |  | None | Infinity Solar Systems | PSE&G | Accepted | 2020-09-08 | 2020-09-10 | 2021-10-30 | ENPHASE | IQ7PLUS-72-X-US | Inverters | 290 |  | 25 |  |  | 0.97 |  | Outside | MICROINVERTERS
NJSTRE1545561057 |  | Transition Incentive Program | ROCHELLE PARK | 7662 | 7 | 8.5 | Residential | Yes | Behind the Meter | Net-metered residential rooftop and canopy |  | None | Infinity Solar Systems | PSE&G | Accepted | 2020-09-08 | 2020-09-10 | 2021-10-30 | LG | LG340N1K-V5 | Solar Panels |  | 0.34 | 12 | 129 | 30 |  | Fixed | Roof
NJSTRE1545561057 |  | Transition Incentive Program | ROCHELLE PARK | 7662 | 7 | 8.5 | Residential | Yes | Behind the Meter | Net-metered residential rooftop and canopy |  | None | Infinity Solar Systems | PSE&G | Accepted | 2020-09-08 | 2020-09-10 | 2021-10-30 | LG | LG340N1K-V5 | Solar Panels |  | 0.34 | 6 | 309 | 30 |  | Fixed | Roof
NJSTRE1545561057 |  | Transition Incentive Program | ROCHELLE PARK | 7662 | 7 | 8.5 | Residential | Yes | Behind the Meter | Net-metered residential rooftop and canopy |  | None | Infinity Solar Systems | PSE&G | Accepted | 2020-09-08 | 2020-09-10 | 2021-10-30 | LG | LG340N1K-V5 | Solar Panels |  | 0.34 | 7 | 219 | 20 |  | Fixed | Roof
NJSTRE1545561100 |  | Transition Incentive Program | Belmawr | 8031 | 14 | 6.7 | Residential | Yes | Behind the Meter | Net-metered residential rooftop and canopy |  | None | Trinity Solar | PSE&G | Accepted | 2020-09-08 | 2020-09-10 | 2021-10-30 | Solar Edge | SE5000 | Inverters | 5000 |  | 1 |  |  | 0.97 |  | Outside | side of home
NJSTRE1545561100 |  | Transition Incentive Program | Belmawr | 8031 | 14 | 6.7 | Residential | Yes | Behind the Meter | Net-metered residential rooftop and canopy |  | None | Trinity Solar | PSE&G | Accepted | 2020-09-08 | 2020-09-10 | 2021-10-30 | Hanwha | Q.PEAK DUO BLK-G6 335 | Solar Panels |  | 0.335 | 3 | 342 | 18 |  | Fixed | Roof
NJSTRE1545561100 |  | Transition Incentive Program | Belmawr | 8031 | 14 | 6.7 | Residential | Yes | Behind the Meter | Net-metered residential rooftop and canopy |  | None | Trinity Solar | PSE&G | Accepted | 2020-09-08 | 2020-09-10 | 2021-10-30 | Hanwha | Q.PEAK DUO BLK-G6 335 | Solar Panels |  | 0.335 | 7 | 162 | 45 |  | Fixed | Roof
NJSTRE1545561100 |  | Transition Incentive Program | Belmawr | 8031 | 14 | 6.7 | Residential | Yes | Behind the Meter | Net-metered residential rooftop and canopy |  | None | Trinity Solar | PSE&G | Accepted | 2020-09-08 | 2020-09-10 | 2021-10-30 | Hanwha | Q.PEAK DUO BLK-G6 335 | Solar Panels |  | 0.335 | 10 | 162 | 40 |  | Fixed | Roof
NJSTRE1545561103 |  | Transition Incentive Program | Union | 7083 | 10 | 8.16 | Residential | No | Behind the Meter | Net-metered residential rooftop and canopy |  | None | Pro Custom Solar dba Momentum Solar | PSE&G | Accepted | 2020-09-08 | 2020-09-10 | 2021-10-30 | Enphase Energy | IQ7-60-2-US | Inverters | 240 |  | 24 |  |  | 0.97 |  | Outdoor | Roof
NJSTRE1545561103 |  | Transition Incentive Program | Union | 7083 | 10 | 8.16 | Residential | No | Behind the Meter | Net-metered residential rooftop and canopy |  | None | Pro Custom Solar dba Momentum Solar | PSE&G | Accepted | 2020-09-08 | 2020-09-10 | 2021-10-30 | HANWHA | Q.PEAK DUO BLK G6+ 340 | Solar Panels |  | 0.34 | 7 | 42 | 21 |  | Fixed | Roof
NJSTRE1545561103 |  | Transition Incentive Program | Union | 7083 | 10 | 8.16 | Residential | No | Behind the Meter | Net-metered residential rooftop and canopy |  | None | Pro Custom Solar dba Momentum Solar | PSE&G | Accepted | 2020-09-08 | 2020-09-10 | 2021-10-30 | HANWHA | Q.PEAK DUO BLK G6+ 340 | Solar Panels |  | 0.34 | 17 | 222 | 22 |  | Fixed | Roof
NJSTRE1545561109 |  | Transition Incentive Program | Leonardo | 7737 | 17 | 8.04 | Residential | No | Behind the Meter | Net-metered residential rooftop and canopy |  | None | Vision Solar LLC | JCP&L | Accepted | 2020-09-08 | 2020-09-10 | 2021-10-30 | ENPHASE | IQ7-60-2-US | Inverters | 0.24 |  | 24 |  |  | 0.96 |  | Other | BEHIND EACH PANEL
NJSTRE1545561109 |  | Transition Incentive Program | Leonardo | 7737 | 17 | 8.04 | Residential | No | Behind the Meter | Net-metered residential rooftop and canopy |  | None | Vision Solar LLC | JCP&L | Accepted | 2020-09-08 | 2020-09-10 | 2021-10-30 | HANWHA Q-CELLS | Q.PEAK DUO-G6+ 335 | Solar Panels |  | 0.335 | 14 | 82 | 32 |  | Fixed | Roof
NJSTRE1545561109 |  | Transition Incentive Program | Leonardo | 7737 | 17 | 8.04 | Residential | No | Behind the Meter | Net-metered residential rooftop and canopy |  | None | Vision Solar LLC | JCP&L | Accepted | 2020-09-08 | 2020-09-10 | 2021-10-30 | HANWHA Q-CELLS | Q.PEAK DUO-G6+ 335 | Solar Panels |  | 0.335 | 10 | 262 | 32 |  | Fixed | Roof
NJSTRE1545561113 |  | Transition Incentive Program | Trenton | 8610 | 12 | 2.04 | Residential | Yes | Behind the Meter | Net-metered residential rooftop and canopy |  | None | Trinity Solar | PSE&G | Accepted | 2020-09-08 | 2020-09-10 | 2021-10-30 | Enphase | IQ7PLUS-72-2-US | Inverters | 290 |  | 6 |  |  | 0.97 |  | Outside | outside
NJSTRE1545561113 |  | Transition Incentive Program | Trenton | 8610 | 12 | 2.04 | Residential | Yes | Behind the Meter | Net-metered residential rooftop and canopy |  | None | Trinity Solar | PSE&G | Accepted | 2020-09-08 | 2020-09-10 | 2021-10-30 | Hanwha | Q.PEAK DUO BLK-G6 340 | Solar Panels |  | 0.34 | 6 | 118 | 25 |  | Fixed | Roof
NJSTRE1545561123 |  | Transition Incentive Program | Kearny | 7032 | 8 | 8.4 | Residential | Yes | Behind the Meter | Net-metered residential rooftop and canopy |  | None | Pro Custom Solar dba Momentum Solar | PSE&G | Accepted | 2020-09-08 | 2020-09-10 | 2021-10-30 | Enphase | IQ7Plus-72-2-US | Inverters | 290 |  | 24 |  |  | 0.97 |  | Outdoor | Roof
NJSTRE1545561123 |  | Transition Incentive Program | Kearny | 7032 | 8 | 8.4 | Residential | Yes | Behind the Meter | Net-metered residential rooftop and canopy |  | None | Pro Custom Solar dba Momentum Solar | PSE&G | Accepted | 2020-09-08 | 2020-09-10 | 2021-10-30 | LG ELECTRONICS | LG 350N1C-V5 | Solar Panels |  | 0.35 | 12 | 305 | 33 |  | Fixed | Roof
NJSTRE1545561123 |  | Transition Incentive Program | Kearny | 7032 | 8 | 8.4 | Residential | Yes | Behind the Meter | Net-metered residential rooftop and canopy |  | None | Pro Custom Solar dba Momentum Solar | PSE&G | Accepted | 2020-09-08 | 2020-09-10 | 2021-10-30 | LG ELECTRONICS | LG 350N1C-V5 | Solar Panels |  | 0.35 | 9 | 125 | 33 |  | Fixed | Roof
NJSTRE1545561123 |  | Transition Incentive Program | Kearny | 7032 | 8 | 8.4 | Residential | Yes | Behind the Meter | Net-metered residential rooftop and canopy |  | None | Pro Custom Solar dba Momentum Solar | PSE&G | Accepted | 2020-09-08 | 2020-09-10 | 2021-10-30 | LG ELECTRONICS | LG 350N1C-V5 | Solar Panels |  | 0.35 | 3 | 125 | 33 |  | Fixed | Roof
NJSTRE1545561134 |  | Transition Incentive Program | Margate City | 8402 | 19 | 2.72 | Residential | No | Behind the Meter | Net-metered residential rooftop and canopy |  | None | CE Team Inc. | AC Electric | Accepted | 2020-09-09 | 2020-09-10 | 2021-10-30 | Haileah | Cl200 | Meters | 3 |  | 1 |  |  |  | Yes | Outdoor
NJSTRE1545561134 |  | Transition Incentive Program | Margate City | 8402 | 19 | 2.72 | Residential | No | Behind the Meter | Net-metered residential rooftop and canopy |  | None | CE Team Inc. | AC Electric | Accepted | 2020-09-09 | 2020-09-10 | 2021-10-30 | Enphase | IQ7 | Inverters | 240 |  | 8 |  |  | 0.97 |  | Outdoor | under panels
NJSTRE1545561134 |  | Transition Incentive Program | Margate City | 8402 | 19 | 2.72 | Residential | No | Behind the Meter | Net-metered residential rooftop and canopy |  | None | CE Team Inc. | AC Electric | Accepted | 2020-09-09 | 2020-09-10 | 2021-10-30 | Hanwha | Qcell 320 | Solar Panels |  | 0.34 | 8 | 145 | 27 |  | Fixed | Roof
NJSTRE1545561154 |  | Transition Incentive Program | Chesterfield | 8515 | 13 | 9.72 | Residential | No | Behind the Meter | Net-metered residential rooftop and canopy |  | None | Vision Solar LLC | PSE&G | Accepted | 2020-09-08 | 2020-09-10 | 2021-10-30 | ENPHASE | IQ7-60-2-US | Inverters | 0.24 |  | 29 |  |  | 0.96 |  | Other | behind each panel
NJSTRE1545561154 |  | Transition Incentive Program | Chesterfield | 8515 | 13 | 9.72 | Residential | No | Behind the Meter | Net-metered residential rooftop and canopy |  | None | Vision Solar LLC | PSE&G | Accepted | 2020-09-08 | 2020-09-10 | 2021-10-30 | HANWHA Q-CELLS | Q.PEAK DUO-G6+ 335 | Solar Panels |  | 0.335 | 3 | 77 | 18 |  | Fixed | Roof
NJSTRE1545561154 |  | Transition Incentive Program | Chesterfield | 8515 | 13 | 9.72 | Residential | No | Behind the Meter | Net-metered residential rooftop and canopy |  | None | Vision Solar LLC | PSE&G | Accepted | 2020-09-08 | 2020-09-10 | 2021-10-30 | HANWHA Q-CELLS | Q.PEAK DUO-G6+ 335 | Solar Panels |  | 0.335 | 26 | 257 | 18 |  | Fixed | Roof
NJSTRE1545561176 |  | Transition Incentive Program | Trenton | 8610 | 12 | 10.15 | Residential | Yes | Behind the Meter | Net-metered residential rooftop and canopy |  | None | Pro Custom Solar dba Momentum Solar | PSE&G | Accepted | 2020-09-08 | 2020-09-10 | 2021-10-30 | Enphase | IQ7Plus-72-2-US | Inverters | 290 |  | 29 |  |  | 0.97 |  | Outdoor | Roof
NJSTRE1545561176 |  | Transition Incentive Program | Trenton | 8610 | 12 | 10.15 | Residential | Yes | Behind the Meter | Net-metered residential rooftop and canopy |  | None | Pro Custom Solar dba Momentum Solar | PSE&G | Accepted | 2020-09-08 | 2020-09-10 | 2021-10-30 | LG ELECTRONICS | LG 350N1C-V5 | Solar Panels |  | 0.35 | 8 | 38 | 29 |  | Fixed | Roof
NJSTRE1545561176 |  | Transition Incentive Program | Trenton | 8610 | 12 | 10.15 | Residential | Yes | Behind the Meter | Net-metered residential rooftop and canopy |  | None | Pro Custom Solar dba Momentum Solar | PSE&G | Accepted | 2020-09-08 | 2020-09-10 | 2021-10-30 | LG ELECTRONICS | LG 350N1C-V5 | Solar Panels |  | 0.35 | 15 | 218 | 29 |  | Fixed | Roof
NJSTRE1545561176 |  | Transition Incentive Program | Trenton | 8610 | 12 | 10.15 | Residential | Yes | Behind the Meter | Net-metered residential rooftop and canopy |  | None | Pro Custom Solar dba Momentum Solar | PSE&G | Accepted | 2020-09-08 | 2020-09-10 | 2021-10-30 | LG ELECTRONICS | LG 350N1C-V5 | Solar Panels |  | 0.35 | 6 | 219 | 29 |  | Fixed | Roof
NJSTRE1545561194 |  | Transition Incentive Program | Hillsborough TWP | 8844 | 5 | 6.46 | Residential | No | Behind the Meter | Net-metered residential rooftop and canopy |  | None | Tesla Energy Operations Inc. | PSE&G | Accepted | 2020-09-08 | 2020-09-10 | 2021-10-30 | SolarEdge Technologies | SE7600H-US [240V] | Inverters | 7600 |  | 1 |  |  | 0.99 |  | Outside | Outside
NJSTRE1545561194 |  | Transition Incentive Program | Hillsborough TWP | 8844 | 5 | 6.46 | Residential | No | Behind the Meter | Net-metered residential rooftop and canopy |  | None | Tesla Energy Operations Inc. | PSE&G | Accepted | 2020-09-08 | 2020-09-10 | 2021-10-30 | Hanwha Q-CELLS | Q.Peak DUO BLK-G6+ 340 | Solar Panels |  | 0.34 | 19 | 134 | 23 |  | Fixed | Roof
NJSTRE1545561205 |  | Transition Incentive Program | Burlington | 8016 | 13 | 11.38 | Residential | Yes | Behind the Meter | Net-metered residential rooftop and canopy |  | None | SunnyMac LLC | PSE&G | Accepted | 2020-09-08 | 2020-09-10 | 2021-10-30 | SolarEdge | SE10000H-US | Inverters | 10000 |  | 1 |  |  | 0.99 |  | Outdoor | Next to Meter
NJSTRE1545561205 |  | Transition Incentive Program | Burlington | 8016 | 13 | 11.38 | Residential | Yes | Behind the Meter | Net-metered residential rooftop and canopy |  | None | SunnyMac LLC | PSE&G | Accepted | 2020-09-08 | 2020-09-10 | 2021-10-30 | REC | TwinPeak 2 Mono | Solar Panels |  | 0.325 | 3 | 20 | 180 |  | Fixed | Roof
NJSTRE1545561205 |  | Transition Incentive Program | Burlington | 8016 | 13 | 11.38 | Residential | Yes | Behind the Meter | Net-metered residential rooftop and canopy |  | None | SunnyMac LLC | PSE&G | Accepted | 2020-09-08 | 2020-09-10 | 2021-10-30 | REC | TwinPeak 2 Mono | Solar Panels |  | 0.325 | 4 | 218 | 27 |  | Fixed | Roof
NJSTRE1545561205 |  | Transition Incentive Program | Burlington | 8016 | 13 | 11.38 | Residential | Yes | Behind the Meter | Net-metered residential rooftop and canopy |  | None | SunnyMac LLC | PSE&G | Accepted | 2020-09-08 | 2020-09-10 | 2021-10-30 | REC | TwinPeak 2 Mono | Solar Panels |  | 0.325 | 12 | 308 | 25 |  | Double Axis | Roof
NJSTRE1545561205 |  | Transition Incentive Program | Burlington | 8016 | 13 | 11.38 | Residential | Yes | Behind the Meter | Net-metered residential rooftop and canopy |  | None | SunnyMac LLC | PSE&G | Accepted | 2020-09-08 | 2020-09-10 | 2021-10-30 | REC | TwinPeak 2 Mono | Solar Panels |  | 0.325 | 13 | 128 | 26 |  | Fixed | Roof
NJSTRE1545561205 |  | Transition Incentive Program | Burlington | 8016 | 13 | 11.38 | Residential | Yes | Behind the Meter | Net-metered residential rooftop and canopy |  | None | SunnyMac LLC | PSE&G | Accepted | 2020-09-08 | 2020-09-10 | 2021-10-30 | REC | TwinPeak 2 Mono | Solar Panels |  | 0.325 | 3 | 128 | 26 |  | Fixed | Roof
NJSTRE1545561222 |  | Transition Incentive Program | Bayville | 8721 | 18 | 17 | Residential | No | Behind the Meter | Net-metered residential rooftop and canopy |  | None | NJ Solar Power, LLC | JCP&L | Accepted | 2020-09-08 | 2020-09-10 | 2021-10-30 | solaredge | SE7600H-US | Inverters | 7600 |  | 2 |  |  | 0.99 |  | Outdoor | garage
NJSTRE1545561222 |  | Transition Incentive Program | Bayville | 8721 | 18 | 17 | Residential | No | Behind the Meter | Net-metered residential rooftop and canopy |  | None | NJ Solar Power, LLC | JCP&L | Accepted | 2020-09-08 | 2020-09-10 | 2021-10-30 | panasonic | VBHN340SA17 | Solar Panels |  | 0.34 | 24 | 102 | 18 |  | Fixed | Roof
NJSTRE1545561222 |  | Transition Incentive Program | Bayville | 8721 | 18 | 17 | Residential | No | Behind the Meter | Net-metered residential rooftop and canopy |  | None | NJ Solar Power, LLC | JCP&L | Accepted | 2020-09-08 | 2020-09-10 | 2021-10-30 | panasonic | VBHN340SA17 | Solar Panels |  | 0.34 | 26 | 282 | 18 |  | Fixed | Roof
NJSTRE1545561244 |  | Transition Incentive Program | Trenton | 8610 | 12 | 5.25 | Residential | Yes | Behind the Meter | Net-metered residential rooftop and canopy |  | None | Pro Custom Solar dba Momentum Solar | PSE&G | Accepted | 2020-09-08 | 2020-09-10 | 2021-10-30 | Enphase | IQ7Plus-72-2-US | Inverters | 290 |  | 15 |  |  | 0.97 |  | Outdoor | Roof
NJSTRE1545561244 |  | Transition Incentive Program | Trenton | 8610 | 12 | 5.25 | Residential | Yes | Behind the Meter | Net-metered residential rooftop and canopy |  | None | Pro Custom Solar dba Momentum Solar | PSE&G | Accepted | 2020-09-08 | 2020-09-10 | 2021-10-30 | LG ELECTRONICS | LG 350N1C-V5 | Solar Panels |  | 0.35 | 5 | 249 | 17 |  | Fixed | Roof
NJSTRE1545561244 |  | Transition Incentive Program | Trenton | 8610 | 12 | 5.25 | Residential | Yes | Behind the Meter | Net-metered residential rooftop and canopy |  | None | Pro Custom Solar dba Momentum Solar | PSE&G | Accepted | 2020-09-08 | 2020-09-10 | 2021-10-30 | LG ELECTRONICS | LG 350N1C-V5 | Solar Panels |  | 0.35 | 10 | 339 | 17 |  | Fixed | Roof
NJSTRE1545561305 |  | Transition Incentive Program | Trenton | 8618 | 12 | 8.78 | Residential | No | Behind the Meter | Net-metered residential rooftop and canopy |  | None | SunnyMac LLC | PSE&G | Accepted | 2020-09-08 | 2020-09-10 | 2021-10-30 | Solaredge | SE7600H-US | Inverters | 7600 |  | 1 |  |  | 0.99 |  | Outdoor | Next to Meter
NJSTRE1545561305 |  | Transition Incentive Program | Trenton | 8618 | 12 | 8.78 | Residential | No | Behind the Meter | Net-metered residential rooftop and canopy |  | None | SunnyMac LLC | PSE&G | Accepted | 2020-09-08 | 2020-09-10 | 2021-10-30 | REC | TwinPeak 2 Mono | Solar Panels |  | 0.325 | 19 | 134 | 40 |  | Fixed | Roof
NJSTRE1545561305 |  | Transition Incentive Program | Trenton | 8618 | 12 | 8.78 | Residential | No | Behind the Meter | Net-metered residential rooftop and canopy |  | None | SunnyMac LLC | PSE&G | Accepted | 2020-09-08 | 2020-09-10 | 2021-10-30 | REC | TwinPeak 2 Mono | Solar Panels |  | 0.325 | 8 | 314 | 40 |  | Fixed | Roof
NJSTRE1545563774 |  | Transition Incentive Program | Garfield | 7026 | 7 | 7 | Residential | Yes | Behind the Meter | Net-metered residential rooftop and canopy |  | None | Pro Custom Solar dba Momentum Solar | PSE&G | Accepted | 2020-09-08 | 2020-09-10 | 2021-10-30 | Enphase | IQ7Plus-72-2-US | Inverters | 290 |  | 20 |  |  | 0.97 |  | Outdoor | Roof
NJSTRE1545563774 |  | Transition Incentive Program | Garfield | 7026 | 7 | 7 | Residential | Yes | Behind the Meter | Net-metered residential rooftop and canopy |  | None | Pro Custom Solar dba Momentum Solar | PSE&G | Accepted | 2020-09-08 | 2020-09-10 | 2021-10-30 | LG ELECTRONICS | LG 350N1C-V5 | Solar Panels |  | 0.35 | 10 | 161 | 16 |  | Fixed | Roof
NJSTRE1545563774 |  | Transition Incentive Program | Garfield | 7026 | 7 | 7 | Residential | Yes | Behind the Meter | Net-metered residential rooftop and canopy |  | None | Pro Custom Solar dba Momentum Solar | PSE&G | Accepted | 2020-09-08 | 2020-09-10 | 2021-10-30 | LG ELECTRONICS | LG 350N1C-V5 | Solar Panels |  | 0.35 | 8 | 161 | 10 |  | Fixed | Roof
NJSTRE1545563774 |  | Transition Incentive Program | Garfield | 7026 | 7 | 7 | Residential | Yes | Behind the Meter | Net-metered residential rooftop and canopy |  | None | Pro Custom Solar dba Momentum Solar | PSE&G | Accepted | 2020-09-08 | 2020-09-10 | 2021-10-30 | LG ELECTRONICS | LG 350N1C-V5 | Solar Panels |  | 0.35 | 2 | 341 | 15 |  | Fixed | Roof
NJSTRE1545564278 |  | Transition Incentive Program | Vineland | 8360 | 20 | 4.91 | Residential | Yes | Behind the Meter | Net-metered residential rooftop and canopy |  | None | Castle Energy, LLC | Vineland Muni Electric | Accepted | 2020-09-08 | 2020-09-10 | 2021-10-30 | SunPower | SPR-E20-327-E-AC | Inverters | 315 |  | 15 |  |  | 0.967 |  | Outdoor | on the rooftop under each solar panel
NJSTRE1545564278 |  | Transition Incentive Program | Vineland | 8360 | 20 | 4.91 | Residential | Yes | Behind the Meter | Net-metered residential rooftop and canopy |  | None | Castle Energy, LLC | Vineland Muni Electric | Accepted | 2020-09-08 | 2020-09-10 | 2021-10-30 | SunPower | SPR-E20-327-E-AC | Solar Panels |  | 0.327 | 15 | 15 | 20 |  | Fixed | Roof
NJSTRE1545564279 |  | Transition Incentive Program | Delran Twp | 8075 | 13 | 8.04 | Residential | No | Behind the Meter | Net-metered residential rooftop and canopy |  | None | Green Power Energy | PSE&G | Accepted | 2020-09-09 | 2020-09-11 | 2021-10-30 | Solar Edge | SE7600H-US | Inverters | 7600 |  | 1 |  |  | 0.97 |  | Outside | next to meter
NJSTRE1545564279 |  | Transition Incentive Program | Delran Twp | 8075 | 13 | 8.04 | Residential | No | Behind the Meter | Net-metered residential rooftop and canopy |  | None | Green Power Energy | PSE&G | Accepted | 2020-09-09 | 2020-09-11 | 2021-10-30 | Hanwha | Q.PEAK DUO BLK-G6 335 | Solar Panels |  | 0.335 | 6 | 235 | 30 |  | Fixed | Roof
NJSTRE1545564279 |  | Transition Incentive Program | Delran Twp | 8075 | 13 | 8.04 | Residential | No | Behind the Meter | Net-metered residential rooftop and canopy |  | None | Green Power Energy | PSE&G | Accepted | 2020-09-09 | 2020-09-11 | 2021-10-30 | Hanwha | Q.PEAK DUO BLK-G6 335 | Solar Panels |  | 0.335 | 18 | 145 | 33 |  | Fixed | Roof
NJSTRE1545564280 |  | Transition Incentive Program | Millville | 8332 | 20 | 167.86 | Commercial | Yes | Behind the Meter | Net-metered non-residential rooftop and canopy |  | None | South Jersey industries | AC Electric | Accepted | 2020-09-08 | 2020-09-23 | 2021-10-30 | Veris | E51C3 | Meters |  |  | 1 |  |  |  | Yes | Outdoor
NJSTRE1545564280 |  | Transition Incentive Program | Millville | 8332 | 20 | 167.86 | Commercial | Yes | Behind the Meter | Net-metered non-residential rooftop and canopy |  | None | South Jersey industries | AC Electric | Accepted | 2020-09-08 | 2020-09-23 | 2021-10-30 | SolarEdge | SE30KUS | Inverters | 30000 |  | 5 |  |  | 0.975 |  | Outdoor | Roof
NJSTRE1545564280 |  | Transition Incentive Program | Millville | 8332 | 20 | 167.86 | Commercial | Yes | Behind the Meter | Net-metered non-residential rooftop and canopy |  | None | South Jersey industries | AC Electric | Accepted | 2020-09-08 | 2020-09-23 | 2021-10-30 | Boviet | BVM6612M-385 | Solar Panels |  | 0.385 | 436 | 180 | 5 |  | Fixed | Roof
NJSTRE1545564306 |  | Transition Incentive Program | Morris plains | 7950 | 3 | 5.36 | Residential | Yes | Behind the Meter | Net-metered residential rooftop and canopy |  | None | Vision Solar LLC | JCP&L | Accepted | 2020-09-08 | 2020-09-11 | 2021-10-30 | ENPHASE | IQ7-60-2-US | Inverters | 0.24 |  | 16 |  |  | 0.96 |  | Other | BEHIND EACH PANEL
NJSTRE1545564306 |  | Transition Incentive Program | Morris plains | 7950 | 3 | 5.36 | Residential | Yes | Behind the Meter | Net-metered residential rooftop and canopy |  | None | Vision Solar LLC | JCP&L | Accepted | 2020-09-08 | 2020-09-11 | 2021-10-30 | HANWHA Q-CELLS | Q.PEAK DUO-G6+ 335 | Solar Panels |  | 0.335 | 16 | 94 | 24 |  | Fixed | Roof
NJSTRE1545564307 |  | Transition Incentive Program | Elizabeth | 7208 | 10 | 7.35 | Residential | Yes | Behind the Meter | Net-metered residential rooftop and canopy |  | None | Pro Custom Solar dba Momentum Solar | PSE&G | Accepted | 2020-09-08 | 2020-09-10 | 2021-10-30 | Enphase | IQ7Plus-72-2-US | Inverters | 290 |  | 21 |  |  | 0.97 |  | Outdoor | Roof
NJSTRE1545564307 |  | Transition Incentive Program | Elizabeth | 7208 | 10 | 7.35 | Residential | Yes | Behind the Meter | Net-metered residential rooftop and canopy |  | None | Pro Custom Solar dba Momentum Solar | PSE&G | Accepted | 2020-09-08 | 2020-09-10 | 2021-10-30 | LG ELECTRONICS | LG 350N1C-V5 | Solar Panels |  | 0.35 | 11 | 24 | 34 |  | Fixed | Roof
NJSTRE1545564307 |  | Transition Incentive Program | Elizabeth | 7208 | 10 | 7.35 | Residential | Yes | Behind the Meter | Net-metered residential rooftop and canopy |  | None | Pro Custom Solar dba Momentum Solar | PSE&G | Accepted | 2020-09-08 | 2020-09-10 | 2021-10-30 | LG ELECTRONICS | LG 350N1C-V5 | Solar Panels |  | 0.35 | 5 | 294 | 32 |  | Fixed | Roof
NJSTRE1545564307 |  | Transition Incentive Program | Elizabeth | 7208 | 10 | 7.35 | Residential | Yes | Behind the Meter | Net-metered residential rooftop and canopy |  | None | Pro Custom Solar dba Momentum Solar | PSE&G | Accepted | 2020-09-08 | 2020-09-10 | 2021-10-30 | LG ELECTRONICS | LG 350N1C-V5 | Solar Panels |  | 0.35 | 5 | 114 | 31 |  | Fixed | Roof
NJSTRE1545564311 |  | Transition Incentive Program | Hillsborough TWP | 8844 | 5 | 9.18 | Residential | Yes | Behind the Meter | Net-metered residential rooftop and canopy |  | None | Tesla Energy Operations Inc. | PSE&G | Accepted | 2020-09-08 | 2020-09-11 | 2021-10-30 | SolarEdge Technologies | SE7600H-US [240V] | Inverters | 7600 |  | 1 |  |  | 0.99 |  | Outside | Outside
NJSTRE1545564311 |  | Transition Incentive Program | Hillsborough TWP | 8844 | 5 | 9.18 | Residential | Yes | Behind the Meter | Net-metered residential rooftop and canopy |  | None | Tesla Energy Operations Inc. | PSE&G | Accepted | 2020-09-08 | 2020-09-11 | 2021-10-30 | Hanwha Q-CELLS | Q.Peak DUO BLK-G6+ 340 | Solar Panels |  | 0.34 | 20 | 82 | 34 |  | Fixed | Roof
NJSTRE1545564311 |  | Transition Incentive Program | Hillsborough TWP | 8844 | 5 | 9.18 | Residential | Yes | Behind the Meter | Net-metered residential rooftop and canopy |  | None | Tesla Energy Operations Inc. | PSE&G | Accepted | 2020-09-08 | 2020-09-11 | 2021-10-30 | Hanwha Q-CELLS | Q.Peak DUO BLK-G6+ 340 | Solar Panels |  | 0.34 | 7 | 82 | 34 |  | Fixed | Roof
NJSTRE1545564323 |  | Transition Incentive Program | Pleasantville | 8232 | 19 | 4.42 | Residential | Yes | Behind the Meter | Net-metered residential rooftop and canopy |  | None | Castle Energy, LLC | AC Electric | Accepted | 2020-09-08 | 2020-09-10 | 2021-10-30 | Enphase Energy | IQ7-60-2-US | Inverters | 240 |  | 13 |  |  | 0.967 |  | Outdoor | on the rooftop under each solar panel
NJSTRE1545564323 |  | Transition Incentive Program | Pleasantville | 8232 | 19 | 4.42 | Residential | Yes | Behind the Meter | Net-metered residential rooftop and canopy |  | None | Castle Energy, LLC | AC Electric | Accepted | 2020-09-08 | 2020-09-10 | 2021-10-30 | Hanwha Q-Cells | Q.Peak DUO BLK-G6 340 | Solar Panels |  | 0.34 | 13 | 223 | 20 |  | Fixed | Roof
NJSTRE1545564347 |  | Transition Incentive Program | Pleasantville | 8232 | 19 | 77 | Commercial | Yes | Behind the Meter | Net-metered non-residential rooftop and canopy |  | None | South Jersey Industries | AC Electric | Accepted | 2020-09-08 | 2020-09-23 | 2021-10-30 | Veris | E51C3 | Meters |  |  | 1 |  |  |  | Yes | Outdoor
NJSTRE1545564347 |  | Transition Incentive Program | Pleasantville | 8232 | 19 | 77 | Commercial | Yes | Behind the Meter | Net-metered non-residential rooftop and canopy |  | None | South Jersey Industries | AC Electric | Accepted | 2020-09-08 | 2020-09-23 | 2021-10-30 | SolarEdge | SE10000H-US | Inverters | 10000 |  | 5 |  |  | 0.975 |  | Outdoor | Roof
NJSTRE1545564347 |  | Transition Incentive Program | Pleasantville | 8232 | 19 | 77 | Commercial | Yes | Behind the Meter | Net-metered non-residential rooftop and canopy |  | None | South Jersey Industries | AC Electric | Accepted | 2020-09-08 | 2020-09-23 | 2021-10-30 | Boviet | BVM6612M-385 | Solar Panels |  | 0.385 | 200 | 206 | 5 |  | Fixed | Roof
NJSTRE1545564353 |  | Transition Incentive Program | Parsippany | 7054 | 3 | 15.28 | Residential | Yes | Behind the Meter | Net-metered residential rooftop and canopy |  | None | Vivint Solar Developer, LLC | JCP&L | Accepted | 2020-09-12 | 2020-09-14 | 2021-10-30 | Solar Edge | SE7600H-US | Inverters | 7600 |  | 1 |  |  | 0.992 |  | Outdoor | Near the Utility Meter
NJSTRE1545564353 |  | Transition Incentive Program | Parsippany | 7054 | 3 | 15.28 | Residential | Yes | Behind the Meter | Net-metered residential rooftop and canopy |  | None | Vivint Solar Developer, LLC | JCP&L | Accepted | 2020-09-12 | 2020-09-14 | 2021-10-30 | Solar Edge | SE3800H-US | Inverters | 3800 |  | 1 |  |  | 0.992 |  | Outdoor | Near the Utility Meter
NJSTRE1545564353 |  | Transition Incentive Program | Parsippany | 7054 | 3 | 15.28 | Residential | Yes | Behind the Meter | Net-metered residential rooftop and canopy |  | None | Vivint Solar Developer, LLC | JCP&L | Accepted | 2020-09-12 | 2020-09-14 | 2021-10-30 | JINKO SOLAR | JKM325M-60HBL | Solar Panels |  | 0.325 | 19 | 270 | 39 |  | Fixed | Roof
NJSTRE1545564353 |  | Transition Incentive Program | Parsippany | 7054 | 3 | 15.28 | Residential | Yes | Behind the Meter | Net-metered residential rooftop and canopy |  | None | Vivint Solar Developer, LLC | JCP&L | Accepted | 2020-09-12 | 2020-09-14 | 2021-10-30 | JINKO SOLAR | JKM325M-60HBL | Solar Panels |  | 0.325 | 10 | 180 | 39 |  | Fixed | Roof
NJSTRE1545564353 |  | Transition Incentive Program | Parsippany | 7054 | 3 | 15.28 | Residential | Yes | Behind the Meter | Net-metered residential rooftop and canopy |  | None | Vivint Solar Developer, LLC | JCP&L | Accepted | 2020-09-12 | 2020-09-14 | 2021-10-30 | JINKO SOLAR | JKM325M-60HBL | Solar Panels |  | 0.325 | 13 | 90 | 39 |  | Fixed | Roof
NJSTRE1545564353 |  | Transition Incentive Program | Parsippany | 7054 | 3 | 15.28 | Residential | Yes | Behind the Meter | Net-metered residential rooftop and canopy |  | None | Vivint Solar Developer, LLC | JCP&L | Accepted | 2020-09-12 | 2020-09-14 | 2021-10-30 | JINKO SOLAR | JKM325M-60HBL | Solar Panels |  | 0.325 | 5 | 0 | 39 |  | Fixed | Roof
NJSTRE1545564368 |  | Transition Incentive Program | Lodi | 7644 | 7 | 8.13 | Residential | Yes | Behind the Meter | Net-metered residential rooftop and canopy |  | None | Vivint Solar Developer, LLC | PSE&G | Accepted | 2020-09-14 | 2020-09-14 | 2021-10-30 | Solar Edge | SE7600H-US | Inverters | 7600 |  | 1 |  |  | 0.992 |  | Outdoor | Near the Utility Meter
NJSTRE1545564368 |  | Transition Incentive Program | Lodi | 7644 | 7 | 8.13 | Residential | Yes | Behind the Meter | Net-metered residential rooftop and canopy |  | None | Vivint Solar Developer, LLC | PSE&G | Accepted | 2020-09-14 | 2020-09-14 | 2021-10-30 | JINKO SOLAR | JKM325M-60HBL | Solar Panels |  | 0.325 | 22 | 214 | 35 |  | Fixed | Roof
NJSTRE1545564368 |  | Transition Incentive Program | Lodi | 7644 | 7 | 8.13 | Residential | Yes | Behind the Meter | Net-metered residential rooftop and canopy |  | None | Vivint Solar Developer, LLC | PSE&G | Accepted | 2020-09-14 | 2020-09-14 | 2021-10-30 | JINKO SOLAR | JKM325M-60HBL | Solar Panels |  | 0.325 | 3 | 34 | 35 |  | Fixed | Roof
NJSTRE1545564378 |  | Transition Incentive Program | Englewood Cliffs Boro | 7631 | 7 | 8.16 | Residential | No | Behind the Meter | Net-metered residential rooftop and canopy |  | None | Tesla Energy Operations Inc. | PSE&G | Accepted | 2020-09-08 | 2020-09-11 | 2021-10-30 | Tesla | AC Powerwall 2.0 | Electric Storage Battery |  |  | 1 |  |  |  | Lithium Ion |  | Outside
NJSTRE1545564378 |  | Transition Incentive Program | Englewood Cliffs Boro | 7631 | 7 | 8.16 | Residential | No | Behind the Meter | Net-metered residential rooftop and canopy |  | None | Tesla Energy Operations Inc. | PSE&G | Accepted | 2020-09-08 | 2020-09-11 | 2021-10-30 | SolarEdge Technologies | SE7600H-US [240V] | Inverters | 7600 |  | 1 |  |  | 0.99 |  | Outside | Outside
NJSTRE1545564378 |  | Transition Incentive Program | Englewood Cliffs Boro | 7631 | 7 | 8.16 | Residential | No | Behind the Meter | Net-metered residential rooftop and canopy |  | None | Tesla Energy Operations Inc. | PSE&G | Accepted | 2020-09-08 | 2020-09-11 | 2021-10-30 | Hanwha Q-CELLS | Q.Peak DUO BLK-G6+ 340 | Solar Panels |  | 0.34 | 6 | 307 | 18 |  | Fixed | Roof
NJSTRE1545564378 |  | Transition Incentive Program | Englewood Cliffs Boro | 7631 | 7 | 8.16 | Residential | No | Behind the Meter | Net-metered residential rooftop and canopy |  | None | Tesla Energy Operations Inc. | PSE&G | Accepted | 2020-09-08 | 2020-09-11 | 2021-10-30 | Hanwha Q-CELLS | Q.Peak DUO BLK-G6+ 340 | Solar Panels |  | 0.34 | 8 | 217 | 18 |  | Fixed | Roof
NJSTRE1545564378 |  | Transition Incentive Program | Englewood Cliffs Boro | 7631 | 7 | 8.16 | Residential | No | Behind the Meter | Net-metered residential rooftop and canopy |  | None | Tesla Energy Operations Inc. | PSE&G | Accepted | 2020-09-08 | 2020-09-11 | 2021-10-30 | Hanwha Q-CELLS | Q.Peak DUO BLK-G6+ 340 | Solar Panels |  | 0.34 | 10 | 127 | 18 |  | Fixed | Roof
NJSTRE1545564387 |  | Transition Incentive Program | MANAHAWKIN | 8050 | 18 | 9.75 | Residential | Yes | Behind the Meter | Net-metered residential rooftop and canopy |  | None | Vivint Solar Developer, LLC | AC Electric | Accepted | 2020-09-14 | 2020-09-14 | 2021-10-30 | Solar Edge | SE7600H-US | Inverters | 7600 |  | 1 |  |  | 0.992 |  | Outdoor | Near the Utility Meter
NJSTRE1545564387 |  | Transition Incentive Program | MANAHAWKIN | 8050 | 18 | 9.75 | Residential | Yes | Behind the Meter | Net-metered residential rooftop and canopy |  | None | Vivint Solar Developer, LLC | AC Electric | Accepted | 2020-09-14 | 2020-09-14 | 2021-10-30 | JINKO SOLAR | JKM325M-60HBL | Solar Panels |  | 0.325 | 30 | 155 | 27 |  | Fixed | Roof
NJSTRE1545564406 |  | Transition Incentive Program | Waterford | 8089 | 14 | 84.7 | Commercial | Yes | Behind the Meter | Net-metered non-residential rooftop and canopy |  | None | South Jersey Industries | AC Electric | Accepted | 2020-09-08 | 2020-09-23 | 2021-10-30 | Veris | E51C3 | Meters |  |  | 1 |  |  |  | Yes | Outdoor
NJSTRE1545564406 |  | Transition Incentive Program | Waterford | 8089 | 14 | 84.7 | Commercial | Yes | Behind the Meter | Net-metered non-residential rooftop and canopy |  | None | South Jersey Industries | AC Electric | Accepted | 2020-09-08 | 2020-09-23 | 2021-10-30 | Solaredge | SE14.4KUS | Inverters | 14400 |  | 5 |  |  | 0.975 |  | Outdoor | Roof
NJSTRE1545564406 |  | Transition Incentive Program | Waterford | 8089 | 14 | 84.7 | Commercial | Yes | Behind the Meter | Net-metered non-residential rooftop and canopy |  | None | South Jersey Industries | AC Electric | Accepted | 2020-09-08 | 2020-09-23 | 2021-10-30 | Boviet | BVM6612M-385 | Solar Panels |  | 0.385 | 220 | 150 | 5 |  | Fixed | Roof
NJSTRE1545564419 |  | Transition Incentive Program | Glassboro | 8037 | 19 | 93.17 | Commercial | Yes | Behind the Meter | Net-metered non-residential rooftop and canopy |  | None | South Jersey industries | AC Electric | Accepted | 2020-09-08 | 2020-09-23 | 2021-10-30 | Veris | E51C3 | Meters |  |  | 1 |  |  |  | Yes
NJSTRE1545564419 |  | Transition Incentive Program | Glassboro | 8037 | 19 | 93.17 | Commercial | Yes | Behind the Meter | Net-metered non-residential rooftop and canopy |  | None | South Jersey industries | AC Electric | Accepted | 2020-09-08 | 2020-09-23 | 2021-10-30 | Solaredge | SE30KUS | Inverters | 30000 |  | 3 |  |  | 0.975 |  | Outdoor | Roof
NJSTRE1545564419 |  | Transition Incentive Program | Glassboro | 8037 | 19 | 93.17 | Commercial | Yes | Behind the Meter | Net-metered non-residential rooftop and canopy |  | None | South Jersey industries | AC Electric | Accepted | 2020-09-08 | 2020-09-23 | 2021-10-30 | Boviet | BVM6612M-385 | Solar Panels |  | 0.385 | 242 | 190 | 5 |  | Fixed | Roof
NJSTRE1545564434 |  | Transition Incentive Program | Plainsboro Township | 8536 | 11 | 12.28 | Residential | No | Behind the Meter | Net-metered residential rooftop and canopy |  | None | Tesla Energy Operations Inc. | PSE&G | Accepted | 2020-09-08 | 2020-09-11 | 2021-10-30 | Delta | M8-TL-US [240V] | Inverters | 7680 |  | 1 |  |  | 0.975 |  | Indoor | Indoor
NJSTRE1545564434 |  | Transition Incentive Program | Plainsboro Township | 8536 | 11 | 12.28 | Residential | No | Behind the Meter | Net-metered residential rooftop and canopy |  | None | Tesla Energy Operations Inc. | PSE&G | Accepted | 2020-09-08 | 2020-09-11 | 2021-10-30 | Delta | M4-TL-US [240V] | Inverters | 3840 |  | 1 |  |  | 0.975 |  | Indoor | Indoor
NJSTRE1545564434 |  | Transition Incentive Program | Plainsboro Township | 8536 | 11 | 12.28 | Residential | No | Behind the Meter | Net-metered residential rooftop and canopy |  | None | Tesla Energy Operations Inc. | PSE&G | Accepted | 2020-09-08 | 2020-09-11 | 2021-10-30 | Tesla | SR60T1 | Solar Panels |  | 0.05847 | 35 | 30 | 290 |  | Fixed | Roof
NJSTRE1545564434 |  | Transition Incentive Program | Plainsboro Township | 8536 | 11 | 12.28 | Residential | No | Behind the Meter | Net-metered residential rooftop and canopy |  | None | Tesla Energy Operations Inc. | PSE&G | Accepted | 2020-09-08 | 2020-09-11 | 2021-10-30 | Tesla | SR60T1 | Solar Panels |  | 0.05847 | 59 | 290 | 30 |  | Fixed | Roof
NJSTRE1545564434 |  | Transition Incentive Program | Plainsboro Township | 8536 | 11 | 12.28 | Residential | No | Behind the Meter | Net-metered residential rooftop and canopy |  | None | Tesla Energy Operations Inc. | PSE&G | Accepted | 2020-09-08 | 2020-09-11 | 2021-10-30 | Tesla | SR60T1 | Solar Panels |  | 0.05847 | 116 | 110 | 30 |  | Fixed | Roof
NJSTRE1545564443 |  | Transition Incentive Program | PATERSON | 7514 | 6 | 9.75 | Residential | Yes | Behind the Meter | Net-metered residential rooftop and canopy |  | None | Vivint Solar Developer, LLC | PSE&G | Accepted | 2020-09-23 | 2020-09-23 | 2021-10-30 | Solar Edge | SE7600H-US | Inverters | 7600 |  | 1 |  |  | 0.992 |  | Outdoor | Near the Utility Meter
NJSTRE1545564443 |  | Transition Incentive Program | PATERSON | 7514 | 6 | 9.75 | Residential | Yes | Behind the Meter | Net-metered residential rooftop and canopy |  | None | Vivint Solar Developer, LLC | PSE&G | Accepted | 2020-09-23 | 2020-09-23 | 2021-10-30 | JINKO SOLAR | JKM325M-60HBL | Solar Panels |  | 0.325 | 6 | 283 | 22 |  | Fixed | Roof
NJSTRE1545564443 |  | Transition Incentive Program | PATERSON | 7514 | 6 | 9.75 | Residential | Yes | Behind the Meter | Net-metered residential rooftop and canopy |  | None | Vivint Solar Developer, LLC | PSE&G | Accepted | 2020-09-23 | 2020-09-23 | 2021-10-30 | JINKO SOLAR | JKM325M-60HBL | Solar Panels |  | 0.325 | 16 | 13 | 22 |  | Fixed | Roof
NJSTRE1545564443 |  | Transition Incentive Program | PATERSON | 7514 | 6 | 9.75 | Residential | Yes | Behind the Meter | Net-metered residential rooftop and canopy |  | None | Vivint Solar Developer, LLC | PSE&G | Accepted | 2020-09-23 | 2020-09-23 | 2021-10-30 | JINKO SOLAR | JKM325M-60HBL | Solar Panels |  | 0.325 | 8 | 193 | 22 |  | Fixed | Roof
NJSTRE1545564444 |  | Transition Incentive Program | South Brunswick TWP | 8540 | 12 | 15.64 | Residential | Yes | Behind the Meter | Net-metered residential rooftop and canopy |  | None | Tesla Energy Operations Inc. | PSE&G | Accepted | 2020-09-08 | 2020-09-11 | 2021-10-30 | Tesla | AC Powerwall 2.0 | Electric Storage Battery |  |  | 2 |  |  |  | Lithium Ion |  | Inside
NJSTRE1545564444 |  | Transition Incentive Program | South Brunswick TWP | 8540 | 12 | 15.64 | Residential | Yes | Behind the Meter | Net-metered residential rooftop and canopy |  | None | Tesla Energy Operations Inc. | PSE&G | Accepted | 2020-09-08 | 2020-09-11 | 2021-10-30 | SolarEdge Technologies | SE7600H-US [240V] | Inverters | 7600 |  | 2 |  |  | 0.99 |  | Indoor | Inside
NJSTRE1545564444 |  | Transition Incentive Program | South Brunswick TWP | 8540 | 12 | 15.64 | Residential | Yes | Behind the Meter | Net-metered residential rooftop and canopy |  | None | Tesla Energy Operations Inc. | PSE&G | Accepted | 2020-09-08 | 2020-09-11 | 2021-10-30 | Hanwha Q-CELLS | Q.Peak DUO BLK-G6+ 340 | Solar Panels |  | 0.34 | 7 | 215 | 42 |  | Fixed | Roof
NJSTRE1545564444 |  | Transition Incentive Program | South Brunswick TWP | 8540 | 12 | 15.64 | Residential | Yes | Behind the Meter | Net-metered residential rooftop and canopy |  | None | Tesla Energy Operations Inc. | PSE&G | Accepted | 2020-09-08 | 2020-09-11 | 2021-10-30 | Hanwha Q-CELLS | Q.Peak DUO BLK-G6+ 340 | Solar Panels |  | 0.34 | 6 | 35 | 34 |  | Fixed | Roof
NJSTRE1545564444 |  | Transition Incentive Program | South Brunswick TWP | 8540 | 12 | 15.64 | Residential | Yes | Behind the Meter | Net-metered residential rooftop and canopy |  | None | Tesla Energy Operations Inc. | PSE&G | Accepted | 2020-09-08 | 2020-09-11 | 2021-10-30 | Hanwha Q-CELLS | Q.Peak DUO BLK-G6+ 340 | Solar Panels |  | 0.34 | 17 | 305 | 18 |  | Fixed | Roof
NJSTRE1545564444 |  | Transition Incentive Program | South Brunswick TWP | 8540 | 12 | 15.64 | Residential | Yes | Behind the Meter | Net-metered residential rooftop and canopy |  | None | Tesla Energy Operations Inc. | PSE&G | Accepted | 2020-09-08 | 2020-09-11 | 2021-10-30 | Hanwha Q-CELLS | Q.Peak DUO BLK-G6+ 340 | Solar Panels |  | 0.34 | 16 | 125 | 18 |  | Fixed | Roof
NJSTRE1545564453 |  | Transition Incentive Program | Clifton | 7013 | 6 | 2.93 | Residential | Yes | Behind the Meter | Net-metered residential rooftop and canopy |  | None | Vivint Solar Developer, LLC | PSE&G | Accepted | 2020-09-14 | 2020-09-15 | 2021-10-30 | Solar Edge | SE3800H-US | Inverters | 3800 |  | 1 |  |  | 0.992 |  | Outdoor | Near the Utility Meter
NJSTRE1545564453 |  | Transition Incentive Program | Clifton | 7013 | 6 | 2.93 | Residential | Yes | Behind the Meter | Net-metered residential rooftop and canopy |  | None | Vivint Solar Developer, LLC | PSE&G | Accepted | 2020-09-14 | 2020-09-15 | 2021-10-30 | JINKO SOLAR | JKM325M-60HBL | Solar Panels |  | 0.325 | 5 | 43 | 26 |  | Fixed | Roof
NJSTRE1545564453 |  | Transition Incentive Program | Clifton | 7013 | 6 | 2.93 | Residential | Yes | Behind the Meter | Net-metered residential rooftop and canopy |  | None | Vivint Solar Developer, LLC | PSE&G | Accepted | 2020-09-14 | 2020-09-15 | 2021-10-30 | JINKO SOLAR | JKM325M-60HBL | Solar Panels |  | 0.325 | 4 | 133 | 26 |  | Fixed | Roof
NJSTRE1545564554 |  | Transition Incentive Program | Paramus | 7652 | 7 | 16.32 | Residential | Yes | Behind the Meter | Net-metered residential rooftop and canopy |  | None | Tesla Energy Operations Inc. | PSE&G | Accepted | 2020-09-08 | 2020-09-11 | 2021-10-30 | Tesla | AC Powerwall 2.0 | Electric Storage Battery |  |  | 4 |  |  |  | Lithium Ion |  | Inside
NJSTRE1545564554 |  | Transition Incentive Program | Paramus | 7652 | 7 | 16.32 | Residential | Yes | Behind the Meter | Net-metered residential rooftop and canopy |  | None | Tesla Energy Operations Inc. | PSE&G | Accepted | 2020-09-08 | 2020-09-11 | 2021-10-30 | SolarEdge Technologies | SE7600H-US [240V] | Inverters | 7600 |  | 2 |  |  | 0.99 |  | Indoor | Inside
NJSTRE1545564554 |  | Transition Incentive Program | Paramus | 7652 | 7 | 16.32 | Residential | Yes | Behind the Meter | Net-metered residential rooftop and canopy |  | None | Tesla Energy Operations Inc. | PSE&G | Accepted | 2020-09-08 | 2020-09-11 | 2021-10-30 | Hanwha Q-CELLS | Q.Peak DUO BLK-G6+ 340 | Solar Panels |  | 0.34 | 48 | 109 | 23 |  | Fixed | Roof
NJSTRE1545567532 |  | Transition Incentive Program | NORTH WILDWOOD | 8260 | 21 | 7.88 | Residential | Yes | Behind the Meter | Net-metered residential rooftop and canopy |  | None | Suntuity Solar LLC | AC Electric | Accepted | 2020-09-09 | 2020-09-11 | 2021-10-30 | Enphase Energy | IQ7-60-2-US | Inverters | 240 |  | 25 |  |  | 0.97 |  | Outdoor | Behind the PV Modules
NJSTRE1545567532 |  | Transition Incentive Program | NORTH WILDWOOD | 8260 | 21 | 7.88 | Residential | Yes | Behind the Meter | Net-metered residential rooftop and canopy |  | None | Suntuity Solar LLC | AC Electric | Accepted | 2020-09-09 | 2020-09-11 | 2021-10-30 | Longi | LR6-60HPB-315M | Solar Panels |  | 0.315 | 12 | 313 | 19 |  | Fixed | Roof
NJSTRE1545567532 |  | Transition Incentive Program | NORTH WILDWOOD | 8260 | 21 | 7.88 | Residential | Yes | Behind the Meter | Net-metered residential rooftop and canopy |  | None | Suntuity Solar LLC | AC Electric | Accepted | 2020-09-09 | 2020-09-11 | 2021-10-30 | Longi | LR6-60HPB-315M | Solar Panels |  | 0.315 | 13 | 133 | 19 |  | Fixed | Roof
NJSTRE1545567534 |  | Transition Incentive Program | DELRAN | 8075 | 13 | 6.3 | Residential | Yes | Behind the Meter | Net-metered residential rooftop and canopy |  | None | Suntuity Solar LLC | PSE&G | Accepted | 2020-09-09 | 2020-09-11 | 2021-10-30 | Enphase Energy | IQ7-60-2-US | Inverters | 240 |  | 20 |  |  | 0.97 |  | Outdoor | Behind the PV Modules
NJSTRE1545567534 |  | Transition Incentive Program | DELRAN | 8075 | 13 | 6.3 | Residential | Yes | Behind the Meter | Net-metered residential rooftop and canopy |  | None | Suntuity Solar LLC | PSE&G | Accepted | 2020-09-09 | 2020-09-11 | 2021-10-30 | Longi | LR6-60HPB-315M | Solar Panels |  | 0.315 | 12 | 116 | 30 |  | Fixed | Roof
NJSTRE1545567534 |  | Transition Incentive Program | DELRAN | 8075 | 13 | 6.3 | Residential | Yes | Behind the Meter | Net-metered residential rooftop and canopy |  | None | Suntuity Solar LLC | PSE&G | Accepted | 2020-09-09 | 2020-09-11 | 2021-10-30 | Longi | LR6-60HPB-315M | Solar Panels |  | 0.315 | 8 | 116 | 30 |  | Fixed | Roof
NJSTRE1545567536 |  | Transition Incentive Program | MOUNT LAUREL | 8054 | 13 | 11.34 | Residential | No | Behind the Meter | Net-metered residential rooftop and canopy |  | None | Suntuity Solar LLC | PSE&G | Accepted | 2020-09-09 | 2020-09-11 | 2021-10-30 | Enphase Energy | IQ7-60-2-US | Inverters | 240 |  | 36 |  |  | 0.97 |  | Outdoor | Behind the PV Modules
NJSTRE1545567536 |  | Transition Incentive Program | MOUNT LAUREL | 8054 | 13 | 11.34 | Residential | No | Behind the Meter | Net-metered residential rooftop and canopy |  | None | Suntuity Solar LLC | PSE&G | Accepted | 2020-09-09 | 2020-09-11 | 2021-10-30 | Longi | LR6-60HPB-315M | Solar Panels |  | 0.315 | 26 | 270 | 10 |  | Fixed | Roof
NJSTRE1545567536 |  | Transition Incentive Program | MOUNT LAUREL | 8054 | 13 | 11.34 | Residential | No | Behind the Meter | Net-metered residential rooftop and canopy |  | None | Suntuity Solar LLC | PSE&G | Accepted | 2020-09-09 | 2020-09-11 | 2021-10-30 | Longi | LR6-60HPB-315M | Solar Panels |  | 0.315 | 10 | 90 | 19 |  | Fixed | Roof
NJSTRE1545567538 |  | Transition Incentive Program | MARLTON | 8053 | 13 | 9.77 | Residential | Yes | Behind the Meter | Net-metered residential rooftop and canopy |  | None | Suntuity Solar LLC | PSE&G | Accepted | 2020-09-09 | 2020-09-11 | 2021-10-30 | Enphase Energy | IQ7-60-2-US | Inverters | 240 |  | 31 |  |  | 0.97 |  | Outdoor | Behind the PV Modules
NJSTRE1545567538 |  | Transition Incentive Program | MARLTON | 8053 | 13 | 9.77 | Residential | Yes | Behind the Meter | Net-metered residential rooftop and canopy |  | None | Suntuity Solar LLC | PSE&G | Accepted | 2020-09-09 | 2020-09-11 | 2021-10-30 | Longi | LR6-60HPB-315M | Solar Panels |  | 0.315 | 5 | 181 | 34 |  | Fixed | Roof
NJSTRE1545567538 |  | Transition Incentive Program | MARLTON | 8053 | 13 | 9.77 | Residential | Yes | Behind the Meter | Net-metered residential rooftop and canopy |  | None | Suntuity Solar LLC | PSE&G | Accepted | 2020-09-09 | 2020-09-11 | 2021-10-30 | Longi | LR6-60HPB-315M | Solar Panels |  | 0.315 | 5 | 181 | 34 |  | Fixed | Roof
NJSTRE1545567538 |  | Transition Incentive Program | MARLTON | 8053 | 13 | 9.77 | Residential | Yes | Behind the Meter | Net-metered residential rooftop and canopy |  | None | Suntuity Solar LLC | PSE&G | Accepted | 2020-09-09 | 2020-09-11 | 2021-10-30 | Longi | LR6-60HPB-315M | Solar Panels |  | 0.315 | 10 | 91 | 44 |  | Fixed | Roof
NJSTRE1545567538 |  | Transition Incentive Program | MARLTON | 8053 | 13 | 9.77 | Residential | Yes | Behind the Meter | Net-metered residential rooftop and canopy |  | None | Suntuity Solar LLC | PSE&G | Accepted | 2020-09-09 | 2020-09-11 | 2021-10-30 | Longi | LR6-60HPB-315M | Solar Panels |  | 0.315 | 11 | 1 | 34 |  | Fixed | Roof
NJSTRE1545567539 |  | Transition Incentive Program | SICKLERVILLE | 8081 | 14 | 8.51 | Residential | No | Behind the Meter | Net-metered residential rooftop and canopy |  | None | Suntuity Solar LLC | AC Electric | Accepted | 2020-09-09 | 2020-09-11 | 2021-10-30 | Enphase Energy | IQ7-60-2-US | Inverters | 240 |  | 27 |  |  | 0.97 |  | Outdoor | Behind the PV Modules
NJSTRE1545567539 |  | Transition Incentive Program | SICKLERVILLE | 8081 | 14 | 8.51 | Residential | No | Behind the Meter | Net-metered residential rooftop and canopy |  | None | Suntuity Solar LLC | AC Electric | Accepted | 2020-09-09 | 2020-09-11 | 2021-10-30 | Longi | LR6-60HPB-315M | Solar Panels |  | 0.315 | 27 | 154 | 30 |  | Fixed | Roof
NJSTRE1545567588 |  | Transition Incentive Program | Franklin | 7416 | 1 | 10.4 | Residential | No | Behind the Meter | Net-metered residential rooftop and canopy |  | None | Whitman Construction, LLC | JCP&L | Accepted | 2020-09-14 | 2020-09-29 | 2021-10-30 | enphase energy | IQ7-60-2-US | Inverters | 240 |  | 32 |  |  | 0.975 |  | Outdoor | MICROINVERTERS LOCATED UNDER MODULES
NJSTRE1545567588 |  | Transition Incentive Program | Franklin | 7416 | 1 | 10.4 | Residential | No | Behind the Meter | Net-metered residential rooftop and canopy |  | None | Whitman Construction, LLC | JCP&L | Accepted | 2020-09-14 | 2020-09-29 | 2021-10-30 | trina | tsm 325 DE06M | Solar Panels |  | 0.325 | 4 | 38 | 25 |  | Fixed | Roof
NJSTRE1545567588 |  | Transition Incentive Program | Franklin | 7416 | 1 | 10.4 | Residential | No | Behind the Meter | Net-metered residential rooftop and canopy |  | None | Whitman Construction, LLC | JCP&L | Accepted | 2020-09-14 | 2020-09-29 | 2021-10-30 | trina | tsm 325 DE06M | Solar Panels |  | 0.325 | 20 | 216 | 20 |  | Fixed | Roof
NJSTRE1545567588 |  | Transition Incentive Program | Franklin | 7416 | 1 | 10.4 | Residential | No | Behind the Meter | Net-metered residential rooftop and canopy |  | None | Whitman Construction, LLC | JCP&L | Accepted | 2020-09-14 | 2020-09-29 | 2021-10-30 | trina | tsm 325 DE06M | Solar Panels |  | 0.325 | 8 | 218 | 25 |  | Fixed | Roof
NJSTRE1545567606 |  | Transition Incentive Program | Willingboro | 8046 | 13 | 8.64 | Residential | No | Behind the Meter | Net-metered residential rooftop and canopy |  | None | SunnyMac LLC | PSE&G | Accepted | 2020-09-09 | 2020-09-11 | 2021-10-30 | Solaredge | SE7600H-US | Inverters | 7600 |  | 1 |  |  | 0.99 |  | Outdoor | Next to Meter
NJSTRE1545567606 |  | Transition Incentive Program | Willingboro | 8046 | 13 | 8.64 | Residential | No | Behind the Meter | Net-metered residential rooftop and canopy |  | None | SunnyMac LLC | PSE&G | Accepted | 2020-09-09 | 2020-09-11 | 2021-10-30 | REC | REC 360AA Blk | Solar Panels |  | 0.36 | 24 | 190 | 41 |  | Fixed | Roof
NJSTRE1545567623 |  | Transition Incentive Program | Delran Twp | 8075 | 13 | 8.78 | Residential | No | Behind the Meter | Net-metered residential rooftop and canopy |  | None | SunnyMac LLC | PSE&G | Accepted | 2020-09-09 | 2020-09-14 | 2021-10-30 | Solaredge | SE7600H-US | Inverters | 7600 |  | 1 |  |  | 0.99 |  | Outdoor | Next to Meter
NJSTRE1545567623 |  | Transition Incentive Program | Delran Twp | 8075 | 13 | 8.78 | Residential | No | Behind the Meter | Net-metered residential rooftop and canopy |  | None | SunnyMac LLC | PSE&G | Accepted | 2020-09-09 | 2020-09-14 | 2021-10-30 | REC | TwinPeak 2 Mono | Solar Panels |  | 0.325 | 21 | 155 | 20 |  | Fixed | Roof
NJSTRE1545567623 |  | Transition Incentive Program | Delran Twp | 8075 | 13 | 8.78 | Residential | No | Behind the Meter | Net-metered residential rooftop and canopy |  | None | SunnyMac LLC | PSE&G | Accepted | 2020-09-09 | 2020-09-14 | 2021-10-30 | REC | TwinPeak 2 Mono | Solar Panels |  | 0.325 | 6 | 156 | 20 |  | Fixed | Roof
NJSTRE1545567734 |  | Transition Incentive Program | Montgomery | 8504 | 5 | 8.16 | Residential | Yes | Behind the Meter | Net-metered residential rooftop and canopy |  | None | Tesla Energy Operations Inc. | PSE&G | Accepted | 2020-09-09 | 2020-09-11 | 2021-10-30 | Tesla | AC Powerwall 2.0 | Electric Storage Battery |  |  | 3 |  |  |  | Lithium Ion |  | Outside
NJSTRE1545567734 |  | Transition Incentive Program | Montgomery | 8504 | 5 | 8.16 | Residential | Yes | Behind the Meter | Net-metered residential rooftop and canopy |  | None | Tesla Energy Operations Inc. | PSE&G | Accepted | 2020-09-09 | 2020-09-11 | 2021-10-30 | SolarEdge Technologies | SE7600H-US [240V] | Inverters | 7600 |  | 1 |  |  | 0.99 |  | Outside | Outside
NJSTRE1545567734 |  | Transition Incentive Program | Montgomery | 8504 | 5 | 8.16 | Residential | Yes | Behind the Meter | Net-metered residential rooftop and canopy |  | None | Tesla Energy Operations Inc. | PSE&G | Accepted | 2020-09-09 | 2020-09-11 | 2021-10-30 | Hanwha Q-CELLS | Q.Peak DUO BLK-G6+ 340 | Solar Panels |  | 0.34 | 4 | 141 | 34 |  | Fixed | Roof
NJSTRE1545567734 |  | Transition Incentive Program | Montgomery | 8504 | 5 | 8.16 | Residential | Yes | Behind the Meter | Net-metered residential rooftop and canopy |  | None | Tesla Energy Operations Inc. | PSE&G | Accepted | 2020-09-09 | 2020-09-11 | 2021-10-30 | Hanwha Q-CELLS | Q.Peak DUO BLK-G6+ 340 | Solar Panels |  | 0.34 | 6 | 231 | 40 |  | Fixed | Roof
NJSTRE1545567734 |  | Transition Incentive Program | Montgomery | 8504 | 5 | 8.16 | Residential | Yes | Behind the Meter | Net-metered residential rooftop and canopy |  | None | Tesla Energy Operations Inc. | PSE&G | Accepted | 2020-09-09 | 2020-09-11 | 2021-10-30 | Hanwha Q-CELLS | Q.Peak DUO BLK-G6+ 340 | Solar Panels |  | 0.34 | 14 | 141 | 28 |  | Fixed | Roof
NJSTRE1545567772 |  | Transition Incentive Program | Mount Laurel | 8054 | 13 | 10.4 | Residential | Yes | Behind the Meter | Net-metered residential rooftop and canopy |  | None | SunnyMac LLC | PSE&G | Accepted | 2020-09-09 | 2020-09-11 | 2021-10-30 | Solaredge | SE7600H-US | Inverters | 7600 |  | 1 |  |  | 0.99 |  | Outdoor | Next to meter
NJSTRE1545567772 |  | Transition Incentive Program | Mount Laurel | 8054 | 13 | 10.4 | Residential | Yes | Behind the Meter | Net-metered residential rooftop and canopy |  | None | SunnyMac LLC | PSE&G | Accepted | 2020-09-09 | 2020-09-11 | 2021-10-30 | REC | TwinPeak 2 Mono | Solar Panels |  | 0.325 | 25 | 234 | 23 |  | Fixed | Roof
NJSTRE1545567772 |  | Transition Incentive Program | Mount Laurel | 8054 | 13 | 10.4 | Residential | Yes | Behind the Meter | Net-metered residential rooftop and canopy |  | None | SunnyMac LLC | PSE&G | Accepted | 2020-09-09 | 2020-09-11 | 2021-10-30 | REC | TwinPeak 2 Mono | Solar Panels |  | 0.325 | 7 | 54 | 23 |  | Fixed | Roof
NJSTRE1545567811 |  | Transition Incentive Program | Robbinsville | 8691 | 12 | 12.24 | Residential | No | Behind the Meter | Net-metered residential rooftop and canopy |  | None | Tesla Energy Operations Inc. | JCP&L | Accepted | 2020-09-09 | 2020-09-14 | 2021-10-30 | SolarEdge Technologies | SE10000H-US [240V] | Inverters | 10000 |  | 1 |  |  | 0.99 |  | Outside | Outside
NJSTRE1545567811 |  | Transition Incentive Program | Robbinsville | 8691 | 12 | 12.24 | Residential | No | Behind the Meter | Net-metered residential rooftop and canopy |  | None | Tesla Energy Operations Inc. | JCP&L | Accepted | 2020-09-09 | 2020-09-14 | 2021-10-30 | Hanwha Q-CELLS | Q.Peak DUO BLK-G6+ 340 | Solar Panels |  | 0.34 | 8 | 48 | 27 |  | Fixed | Roof
NJSTRE1545567811 |  | Transition Incentive Program | Robbinsville | 8691 | 12 | 12.24 | Residential | No | Behind the Meter | Net-metered residential rooftop and canopy |  | None | Tesla Energy Operations Inc. | JCP&L | Accepted | 2020-09-09 | 2020-09-14 | 2021-10-30 | Hanwha Q-CELLS | Q.Peak DUO BLK-G6+ 340 | Solar Panels |  | 0.34 | 5 | 228 | 27 |  | Fixed | Roof
NJSTRE1545567811 |  | Transition Incentive Program | Robbinsville | 8691 | 12 | 12.24 | Residential | No | Behind the Meter | Net-metered residential rooftop and canopy |  | None | Tesla Energy Operations Inc. | JCP&L | Accepted | 2020-09-09 | 2020-09-14 | 2021-10-30 | Hanwha Q-CELLS | Q.Peak DUO BLK-G6+ 340 | Solar Panels |  | 0.34 | 6 | 228 | 26 |  | Fixed | Roof
NJSTRE1545567811 |  | Transition Incentive Program | Robbinsville | 8691 | 12 | 12.24 | Residential | No | Behind the Meter | Net-metered residential rooftop and canopy |  | None | Tesla Energy Operations Inc. | JCP&L | Accepted | 2020-09-09 | 2020-09-14 | 2021-10-30 | Hanwha Q-CELLS | Q.Peak DUO BLK-G6+ 340 | Solar Panels |  | 0.34 | 8 | 318 | 23 |  | Fixed | Roof
NJSTRE1545567811 |  | Transition Incentive Program | Robbinsville | 8691 | 12 | 12.24 | Residential | No | Behind the Meter | Net-metered residential rooftop and canopy |  | None | Tesla Energy Operations Inc. | JCP&L | Accepted | 2020-09-09 | 2020-09-14 | 2021-10-30 | Hanwha Q-CELLS | Q.Peak DUO BLK-G6+ 340 | Solar Panels |  | 0.34 | 9 | 138 | 23 |  | Fixed | Roof
NJSTRE1545567820 |  | Transition Incentive Program | Mount Ephraim | 8059 | 14 | 8.84 | Residential | Yes | Behind the Meter | Net-metered residential rooftop and canopy |  | None | Trinity Solar | PSE&G | Accepted | 2020-09-09 | 2020-09-11 | 2021-10-30 | Solar Edge | SE7600 | Inverters | 7600 |  | 1 |  |  | 0.97 |  | Outside | side of home
NJSTRE1545567820 |  | Transition Incentive Program | Mount Ephraim | 8059 | 14 | 8.84 | Residential | Yes | Behind the Meter | Net-metered residential rooftop and canopy |  | None | Trinity Solar | PSE&G | Accepted | 2020-09-09 | 2020-09-11 | 2021-10-30 | Hanwha | Q.PEAK DUO BLK-G6 340 | Solar Panels |  | 0.34 | 17 | 258 | 25 |  | Fixed | Roof
NJSTRE1545567820 |  | Transition Incentive Program | Mount Ephraim | 8059 | 14 | 8.84 | Residential | Yes | Behind the Meter | Net-metered residential rooftop and canopy |  | None | Trinity Solar | PSE&G | Accepted | 2020-09-09 | 2020-09-11 | 2021-10-30 | Hanwha | Q.PEAK DUO BLK-G6 340 | Solar Panels |  | 0.34 | 9 | 78 | 25 |  | Fixed | Roof
NJSTRE1545567844 |  | Transition Incentive Program | Long Valley | 7853 | 3 | 14.52 | Residential | No | Behind the Meter | Net-metered residential rooftop and canopy |  | None | Green Power Energy | JCP&L | Accepted | 2020-09-09 | 2020-09-11 | 2021-10-30 | Enphase Energy | IQ7PLUS-72-2-US | Inverters | 290 |  | 44 |  |  | 0.975 |  | Outside | 0.97
NJSTRE1545567844 |  | Transition Incentive Program | Long Valley | 7853 | 3 | 14.52 | Residential | No | Behind the Meter | Net-metered residential rooftop and canopy |  | None | Green Power Energy | JCP&L | Accepted | 2020-09-09 | 2020-09-11 | 2021-10-30 | LG Electronics | LG330N1K-V5 | Solar Panels |  | 0.33 | 16 | 149 | 18 |  | Fixed | Roof
NJSTRE1545567844 |  | Transition Incentive Program | Long Valley | 7853 | 3 | 14.52 | Residential | No | Behind the Meter | Net-metered residential rooftop and canopy |  | None | Green Power Energy | JCP&L | Accepted | 2020-09-09 | 2020-09-11 | 2021-10-30 | LG Electronics | LG330N1K-V5 | Solar Panels |  | 0.33 | 28 | 151 | 40 |  | Fixed | Roof
NJSTRE1545567855 |  | Transition Incentive Program | Monroeville | 8343 | 16 | 14.4 | Residential | No | Behind the Meter | Net-metered residential rooftop and canopy |  | None | RCL Enterprises Inc. | AC Electric | Accepted | 2020-09-09 | 2020-09-11 | 2021-10-30 | Enphase | IQ7 | Inverters | 240 |  | 45 |  |  | 0.96 |  | Outdoor | under panels
NJSTRE1545567855 |  | Transition Incentive Program | Monroeville | 8343 | 16 | 14.4 | Residential | No | Behind the Meter | Net-metered residential rooftop and canopy |  | None | RCL Enterprises Inc. | AC Electric | Accepted | 2020-09-09 | 2020-09-11 | 2021-10-30 | Trina Solar | TSM-320DD06M | Solar Panels |  | 0.32 | 30 | 160 | 18 |  | Fixed | Roof
NJSTRE1545567855 |  | Transition Incentive Program | Monroeville | 8343 | 16 | 14.4 | Residential | No | Behind the Meter | Net-metered residential rooftop and canopy |  | None | RCL Enterprises Inc. | AC Electric | Accepted | 2020-09-09 | 2020-09-11 | 2021-10-30 | Trina Solar | TSM-320DD06M | Solar Panels |  | 0.32 | 15 | 340 | 18 |  | Fixed | Roof
NJSTRE1545567880 |  | Transition Incentive Program | Piscataway | 8854 | 11 | 3.84 | Residential | Yes | Behind the Meter | Net-metered residential rooftop and canopy |  | None | Posigen NJ LLC | PSE&G | Accepted | 2020-09-09 | 2020-09-11 | 2021-10-30 | SolarEdge | SE3800H-US | Inverters | 3800 |  | 1 |  |  | 0.99 |  | Outside | within ten feet of meter
NJSTRE1545567880 |  | Transition Incentive Program | Piscataway | 8854 | 11 | 3.84 | Residential | Yes | Behind the Meter | Net-metered residential rooftop and canopy |  | None | Posigen NJ LLC | PSE&G | Accepted | 2020-09-09 | 2020-09-11 | 2021-10-30 | Silfab | SLA320BL | Solar Panels |  | 0.32 | 12 | 84 | 13 |  | Fixed | Roof
NJSTRE1545567892 |  | Transition Incentive Program | Merchantville | 8109 | 14 | 6.5 | Residential | Yes | Behind the Meter | Net-metered residential rooftop and canopy |  | None | SunnyMac LLC | PSE&G | Accepted | 2020-09-09 | 2020-09-11 | 2021-10-30 | Solaredge | SE5000H-US | Inverters | 5000 |  | 1 |  |  | 0.99 |  | Outside | Next to Meter
NJSTRE1545567892 |  | Transition Incentive Program | Merchantville | 8109 | 14 | 6.5 | Residential | Yes | Behind the Meter | Net-metered residential rooftop and canopy |  | None | SunnyMac LLC | PSE&G | Accepted | 2020-09-09 | 2020-09-11 | 2021-10-30 | REC | TwinPeak 2 Mono | Solar Panels |  | 0.325 | 20 | 237 | 40 |  | Fixed | Roof
NJSTRE1545567908 |  | Transition Incentive Program | Roselle Park | 7204 | 10 | 7.04 | Residential | Yes | Behind the Meter | Net-metered residential rooftop and canopy |  | None | Posigen NJ LLC | PSE&G | Accepted | 2020-09-09 | 2020-09-14 | 2021-10-30 | SolarEdge | SE7600H-US | Inverters | 7600 |  | 1 |  |  | 0.99 |  | Outside | within ten feet of meter
NJSTRE1545567908 |  | Transition Incentive Program | Roselle Park | 7204 | 10 | 7.04 | Residential | Yes | Behind the Meter | Net-metered residential rooftop and canopy |  | None | Posigen NJ LLC | PSE&G | Accepted | 2020-09-09 | 2020-09-14 | 2021-10-30 | Hanwha Q-Cells | Q.PEAK DUO-G5 320 | Solar Panels |  | 0.32 | 22 | 171 | 45 |  | Fixed | Roof
NJSTRE1545569025 |  | Transition Incentive Program | Monroe Township | 8831 | 11 | 6.8 | Residential | No | Behind the Meter | Net-metered residential rooftop and canopy |  | None | Tesla Energy Operations Inc. | JCP&L | Accepted | 2020-09-09 | 2020-09-14 | 2021-10-30 | SolarEdge Technologies | SE7600H-US [240V] | Inverters | 7600 |  | 1 |  |  | 0.99 |  | Outside | Outside
NJSTRE1545569025 |  | Transition Incentive Program | Monroe Township | 8831 | 11 | 6.8 | Residential | No | Behind the Meter | Net-metered residential rooftop and canopy |  | None | Tesla Energy Operations Inc. | JCP&L | Accepted | 2020-09-09 | 2020-09-14 | 2021-10-30 | Hanwha Q-CELLS | Q.Peak DUO BLK-G6+ 340 | Solar Panels |  | 0.34 | 9 | 175 | 34 |  | Fixed | Roof
NJSTRE1545569025 |  | Transition Incentive Program | Monroe Township | 8831 | 11 | 6.8 | Residential | No | Behind the Meter | Net-metered residential rooftop and canopy |  | None | Tesla Energy Operations Inc. | JCP&L | Accepted | 2020-09-09 | 2020-09-14 | 2021-10-30 | Hanwha Q-CELLS | Q.Peak DUO BLK-G6+ 340 | Solar Panels |  | 0.34 | 11 | 175 | 34 |  | Fixed | Roof
NJSTRE1545569043 |  | Transition Incentive Program | Sparta | 7871 | 1 | 16.47 | Residential | Yes | Behind the Meter | Net-metered residential rooftop and canopy |  | None | Sunrun Installation Services, Inc. | JCP&L | Accepted | 2020-09-09 | 2020-09-11 | 2021-10-30 | Enphase Energy | IQ7-60-x-US (240V) | Inverters | 240 |  | 54 |  |  | 0.96 |  | Outdoor | Rooftop
NJSTRE1545569043 |  | Transition Incentive Program | Sparta | 7871 | 1 | 16.47 | Residential | Yes | Behind the Meter | Net-metered residential rooftop and canopy |  | None | Sunrun Installation Services, Inc. | JCP&L | Accepted | 2020-09-09 | 2020-09-11 | 2021-10-30 | LONGi Green Energy Technology Co Ltd | LR6-60HPB-305M | Solar Panels |  | 0.305 | 48 | 246 | 18 |  | Fixed | Roof
NJSTRE1545569043 |  | Transition Incentive Program | Sparta | 7871 | 1 | 16.47 | Residential | Yes | Behind the Meter | Net-metered residential rooftop and canopy |  | None | Sunrun Installation Services, Inc. | JCP&L | Accepted | 2020-09-09 | 2020-09-11 | 2021-10-30 | LONGi Green Energy Technology Co Ltd | LR6-60HPB-305M | Solar Panels |  | 0.305 | 2 | 152 | 18 |  | Fixed | Roof
NJSTRE1545569043 |  | Transition Incentive Program | Sparta | 7871 | 1 | 16.47 | Residential | Yes | Behind the Meter | Net-metered residential rooftop and canopy |  | None | Sunrun Installation Services, Inc. | JCP&L | Accepted | 2020-09-09 | 2020-09-11 | 2021-10-30 | LONGi Green Energy Technology Co Ltd | LR6-60HPB-305M | Solar Panels |  | 0.305 | 4 | 332 | 18 |  | Fixed | Roof
NJSTRE1545569050 |  | Transition Incentive Program | Bridgewater Township | 8807 | 5 | 5.61 | Residential | No | Behind the Meter | Net-metered residential rooftop and canopy |  | None | Green Power Energy | PSE&G | Accepted | 2020-09-09 | 2020-09-11 | 2021-10-30 | Enphase Energy | IQ7PLUS-72-2-US | Inverters | 290 |  | 17 |  |  | 0.975 |  | Outside | Next to meter
NJSTRE1545569050 |  | Transition Incentive Program | Bridgewater Township | 8807 | 5 | 5.61 | Residential | No | Behind the Meter | Net-metered residential rooftop and canopy |  | None | Green Power Energy | PSE&G | Accepted | 2020-09-09 | 2020-09-11 | 2021-10-30 | LG Electronics | LG330N1K-V5 | Solar Panels |  | 0.33 | 17 | 196 | 22 |  | Fixed | Roof
NJSTRE1545569056 |  | Transition Incentive Program | Manahawkin | 8050 | 18 | 7.8 | Residential | No | Behind the Meter | Net-metered residential rooftop and canopy |  | None | Impact Solar LLC | AC Electric | Accepted | 2020-09-09 | 2020-09-11 | 2021-10-30 | solaredge | SE-RGMTR-1D-240C-B | Meters |  |  | 1 |  |  |  | Yes | Indoor
NJSTRE1545569056 |  | Transition Incentive Program | Manahawkin | 8050 | 18 | 7.8 | Residential | No | Behind the Meter | Net-metered residential rooftop and canopy |  | None | Impact Solar LLC | AC Electric | Accepted | 2020-09-09 | 2020-09-11 | 2021-10-30 | solaredge | SE7600H-US | Inverters | 7600 |  | 1 |  |  | 0.96 |  | Indoor | garage
NJSTRE1545569056 |  | Transition Incentive Program | Manahawkin | 8050 | 18 | 7.8 | Residential | No | Behind the Meter | Net-metered residential rooftop and canopy |  | None | Impact Solar LLC | AC Electric | Accepted | 2020-09-09 | 2020-09-11 | 2021-10-30 | panasonic | VBHN325SA17 | Solar Panels |  | 0.325 | 8 | 99 | 27 |  | Fixed | Roof
NJSTRE1545569056 |  | Transition Incentive Program | Manahawkin | 8050 | 18 | 7.8 | Residential | No | Behind the Meter | Net-metered residential rooftop and canopy |  | None | Impact Solar LLC | AC Electric | Accepted | 2020-09-09 | 2020-09-11 | 2021-10-30 | panasonic | VBHN325SA17 | Solar Panels |  | 0.325 | 16 | 189 | 27 |  | Fixed | Roof
NJSTRE1545569092 |  | Transition Incentive Program | Audubon | 8106 | 14 | 7.48 | Residential | Yes | Behind the Meter | Net-metered residential rooftop and canopy |  | None | Trinity Solar | PSE&G | Accepted | 2020-09-09 | 2020-09-14 | 2021-10-30 | SOLAR EDGE | SE6000H-US | Inverters | 6000 |  | 1 |  |  | 0.97 |  | Outside | 0.97
NJSTRE1545569092 |  | Transition Incentive Program | Audubon | 8106 | 14 | 7.48 | Residential | Yes | Behind the Meter | Net-metered residential rooftop and canopy |  | None | Trinity Solar | PSE&G | Accepted | 2020-09-09 | 2020-09-14 | 2021-10-30 | HANWHA 340 (Q.PEAK DUO BLK-G6 340) | HANWHA 340 (Q.PEAK DUO BLK-G6 340) | Solar Panels |  | 0.34 | 22 | 231 | 30 |  | Fixed | Roof
NJSTRE1545569096 |  | Transition Incentive Program | Beachwood | 8722 | 18 | 5.61 | Residential | No | Behind the Meter | Net-metered residential rooftop and canopy |  | None | Green Power Energy | JCP&L | Accepted | 2020-09-09 | 2020-09-14 | 2021-10-30 | Solar Edge | SE5000H-US | Inverters | 5000 |  | 1 |  |  | 0.97 |  | Outside | next to meter
NJSTRE1545569096 |  | Transition Incentive Program | Beachwood | 8722 | 18 | 5.61 | Residential | No | Behind the Meter | Net-metered residential rooftop and canopy |  | None | Green Power Energy | JCP&L | Accepted | 2020-09-09 | 2020-09-14 | 2021-10-30 | LG Electronics | LG330N1K-V5 | Solar Panels |  | 0.33 | 17 | 126 | 6 |  | Fixed | Roof
NJSTRE1545569097 |  | Transition Incentive Program | Brick | 8723 | 18 | 6.41 | Residential | Yes | Behind the Meter | Net-metered residential rooftop and canopy |  | None | Sunrun Installation Services, Inc. | JCP&L | Accepted | 2020-09-09 | 2020-09-14 | 2021-10-30 | Enphase Energy | IQ7-60-x-US (240V) | Inverters | 240 |  | 21 |  |  | 0.96 |  | Outdoor | Rooftop
NJSTRE1545569097 |  | Transition Incentive Program | Brick | 8723 | 18 | 6.41 | Residential | Yes | Behind the Meter | Net-metered residential rooftop and canopy |  | None | Sunrun Installation Services, Inc. | JCP&L | Accepted | 2020-09-09 | 2020-09-14 | 2021-10-30 | LONGi Green Energy Technology Co Ltd | LR6-60HPB-305M | Solar Panels |  | 0.305 | 10 | 95 | 25 |  | Fixed | Roof
NJSTRE1545569097 |  | Transition Incentive Program | Brick | 8723 | 18 | 6.41 | Residential | Yes | Behind the Meter | Net-metered residential rooftop and canopy |  | None | Sunrun Installation Services, Inc. | JCP&L | Accepted | 2020-09-09 | 2020-09-14 | 2021-10-30 | LONGi Green Energy Technology Co Ltd | LR6-60HPB-305M | Solar Panels |  | 0.305 | 11 | 275 | 28 |  | Fixed | Roof
NJSTRE1545569101 |  | Transition Incentive Program | Keyport | 7735 | 17 | 7.04 | Residential | Yes | Behind the Meter | Net-metered residential rooftop and canopy |  | None | Posigen NJ LLC | JCP&L | Accepted | 2020-09-09 | 2020-09-11 | 2021-10-30 | SolarEdge | SE7600H-US | Inverters | 7600 |  | 1 |  |  | 0.99 |  | Outside | within ten feet of meter
NJSTRE1545569101 |  | Transition Incentive Program | Keyport | 7735 | 17 | 7.04 | Residential | Yes | Behind the Meter | Net-metered residential rooftop and canopy |  | None | Posigen NJ LLC | JCP&L | Accepted | 2020-09-09 | 2020-09-11 | 2021-10-30 | Hanwha Q-Cells | Q.PEAK DUO-G5 320 | Solar Panels |  | 0.32 | 22 | 164 | 44 |  | Fixed | Roof
NJSTRE1545569112 |  | Transition Incentive Program | Pleasantville | 8232 | 19 | 4.76 | Residential | No | Behind the Meter | Net-metered residential rooftop and canopy |  | None | Castle Energy, LLC | AC Electric | Accepted | 2020-09-09 | 2020-09-14 | 2021-10-30 | Enphase Energy | IQ7-60-2-US | Inverters | 240 |  | 14 |  |  | 0.967 |  | Outdoor | on the rooftop under each solar panel
NJSTRE1545569112 |  | Transition Incentive Program | Pleasantville | 8232 | 19 | 4.76 | Residential | No | Behind the Meter | Net-metered residential rooftop and canopy |  | None | Castle Energy, LLC | AC Electric | Accepted | 2020-09-09 | 2020-09-14 | 2021-10-30 | Hanwha Q-Cells | Q.Peak DUO BLK-G6 340 | Solar Panels |  | 0.34 | 14 | 134 | 15 |  | Fixed | Roof
NJSTRE1545569136 |  | Transition Incentive Program | Kirkwood | 8043 | 14 | 9.9 | Residential | Yes | Behind the Meter | Net-metered residential rooftop and canopy |  | None | Sunrun, Inc. | AC Electric | Accepted | 2020-09-09 | 2020-09-14 | 2021-10-30 | Tesla | Powerwall 2 AC | Electric Storage Battery |  |  | 1 |  |  |  | Lithium Ion |  | outside
NJSTRE1545569136 |  | Transition Incentive Program | Kirkwood | 8043 | 14 | 9.9 | Residential | Yes | Behind the Meter | Net-metered residential rooftop and canopy |  | None | Sunrun, Inc. | AC Electric | Accepted | 2020-09-09 | 2020-09-14 | 2021-10-30 | Enphase Energy | IQ7-60-x-US (240V) | Inverters | 240 |  | 30 |  |  | 0.96 |  | Outdoor | Rooftop
NJSTRE1545569136 |  | Transition Incentive Program | Kirkwood | 8043 | 14 | 9.9 | Residential | Yes | Behind the Meter | Net-metered residential rooftop and canopy |  | None | Sunrun, Inc. | AC Electric | Accepted | 2020-09-09 | 2020-09-14 | 2021-10-30 | LG Electronics | LG330N1C-A5 | Solar Panels |  | 0.33 | 30 | 8 | 26 |  | Fixed | Roof
NJSTRE1545569162 |  | Transition Incentive Program | SEWELL | 8080 | 15 | 10.2 | Residential | Yes | Behind the Meter | Net-metered residential rooftop and canopy |  | None | Trinity Solar | AC Electric | Accepted | 2020-09-09 | 2020-09-14 | 2021-10-30 | Solar Edge | SE7600H-US000BNC4 | Inverters | 7600 |  | 1 |  |  | 0.97 |  | Outdoor | side of home
NJSTRE1545569162 |  | Transition Incentive Program | SEWELL | 8080 | 15 | 10.2 | Residential | Yes | Behind the Meter | Net-metered residential rooftop and canopy |  | None | Trinity Solar | AC Electric | Accepted | 2020-09-09 | 2020-09-14 | 2021-10-30 | HANWHA | Q.PEAK DUO BLK-G6 340 | Solar Panels |  | 0.34 | 6 | 237 | 30 |  | Fixed | Roof
NJSTRE1545569162 |  | Transition Incentive Program | SEWELL | 8080 | 15 | 10.2 | Residential | Yes | Behind the Meter | Net-metered residential rooftop and canopy |  | None | Trinity Solar | AC Electric | Accepted | 2020-09-09 | 2020-09-14 | 2021-10-30 | HANWHA | Q.PEAK DUO BLK-G6 340 | Solar Panels |  | 0.34 | 24 | 237 | 30 |  | Fixed | Roof
NJSTRE1545569167 |  | Transition Incentive Program | Hackensack | 7601 | 7 | 6.03 | Residential | Yes | Behind the Meter | Net-metered residential rooftop and canopy |  | None | Vision Solar LLC | PSE&G | Accepted | 2020-09-09 | 2020-09-14 | 2021-10-30 | ENPHASE | IQ7-60-2-US | Inverters | 0.24 |  | 18 |  |  | 0.96 |  | Other | BEHIND EACH PANEL
NJSTRE1545569167 |  | Transition Incentive Program | Hackensack | 7601 | 7 | 6.03 | Residential | Yes | Behind the Meter | Net-metered residential rooftop and canopy |  | None | Vision Solar LLC | PSE&G | Accepted | 2020-09-09 | 2020-09-14 | 2021-10-30 | HANWHA Q-CELLS | Q.PEAK DUO-G6+ 335 | Solar Panels |  | 0.335 | 9 | 104 | 36 |  | Fixed | Roof
NJSTRE1545569167 |  | Transition Incentive Program | Hackensack | 7601 | 7 | 6.03 | Residential | Yes | Behind the Meter | Net-metered residential rooftop and canopy |  | None | Vision Solar LLC | PSE&G | Accepted | 2020-09-09 | 2020-09-14 | 2021-10-30 | HANWHA Q-CELLS | Q.PEAK DUO-G6+ 335 | Solar Panels |  | 0.335 | 1 | 284 | 10 |  | Fixed | Roof
NJSTRE1545569167 |  | Transition Incentive Program | Hackensack | 7601 | 7 | 6.03 | Residential | Yes | Behind the Meter | Net-metered residential rooftop and canopy |  | None | Vision Solar LLC | PSE&G | Accepted | 2020-09-09 | 2020-09-14 | 2021-10-30 | HANWHA Q-CELLS | Q.PEAK DUO-G6+ 335 | Solar Panels |  | 0.335 | 1 | 104 | 10 |  | Fixed | Roof
NJSTRE1545569167 |  | Transition Incentive Program | Hackensack | 7601 | 7 | 6.03 | Residential | Yes | Behind the Meter | Net-metered residential rooftop and canopy |  | None | Vision Solar LLC | PSE&G | Accepted | 2020-09-09 | 2020-09-14 | 2021-10-30 | HANWHA Q-CELLS | Q.PEAK DUO-G6+ 335 | Solar Panels |  | 0.335 | 7 | 284 | 36 |  | Fixed | Roof
NJSTRE1545569194 |  | Transition Incentive Program | Vineland | 8360 | 20 | 6.7 | Residential | Yes | Behind the Meter | Net-metered residential rooftop and canopy |  | None | Vision Solar LLC | Vineland Muni Electric | Accepted | 2020-09-09 | 2020-09-14 | 2021-10-30 | ENPHASE | IQ7-60-2-US | Inverters | 0.24 |  | 20 |  |  | 0.96 |  | Other | BEHIND EACH PANEL
NJSTRE1545569194 |  | Transition Incentive Program | Vineland | 8360 | 20 | 6.7 | Residential | Yes | Behind the Meter | Net-metered residential rooftop and canopy |  | None | Vision Solar LLC | Vineland Muni Electric | Accepted | 2020-09-09 | 2020-09-14 | 2021-10-30 | HANWHA Q-CELLS | Q.PEAK DUO-G6+ 335 | Solar Panels |  | 0.335 | 7 | 184 | 35 |  | Fixed | Roof
NJSTRE1545569194 |  | Transition Incentive Program | Vineland | 8360 | 20 | 6.7 | Residential | Yes | Behind the Meter | Net-metered residential rooftop and canopy |  | None | Vision Solar LLC | Vineland Muni Electric | Accepted | 2020-09-09 | 2020-09-14 | 2021-10-30 | HANWHA Q-CELLS | Q.PEAK DUO-G6+ 335 | Solar Panels |  | 0.335 | 5 | 4 | 35 |  | Fixed | Roof
NJSTRE1545569194 |  | Transition Incentive Program | Vineland | 8360 | 20 | 6.7 | Residential | Yes | Behind the Meter | Net-metered residential rooftop and canopy |  | None | Vision Solar LLC | Vineland Muni Electric | Accepted | 2020-09-09 | 2020-09-14 | 2021-10-30 | HANWHA Q-CELLS | Q.PEAK DUO-G6+ 335 | Solar Panels |  | 0.335 | 8 | 184 | 21 |  | Fixed | Roof
NJSTRE1545569196 |  | Transition Incentive Program | TRENTON | 8629 | 12 | 4.76 | Residential | Yes | Behind the Meter | Net-metered residential rooftop and canopy |  | None | Trinity Solar | PSE&G | Accepted | 2020-09-09 | 2020-09-14 | 2021-10-30 | Solar Edge | SE3800H-US000BNC4 | Inverters | 3800 |  | 1 |  |  | 0.97 |  | Outdoor | side of home
NJSTRE1545569196 |  | Transition Incentive Program | TRENTON | 8629 | 12 | 4.76 | Residential | Yes | Behind the Meter | Net-metered residential rooftop and canopy |  | None | Trinity Solar | PSE&G | Accepted | 2020-09-09 | 2020-09-14 | 2021-10-30 | HANWHA | Q.PEAK DUO BLK-G6 340 | Solar Panels |  | 0.34 | 4 | 68 | 30 |  | Fixed | Roof
NJSTRE1545569196 |  | Transition Incentive Program | TRENTON | 8629 | 12 | 4.76 | Residential | Yes | Behind the Meter | Net-metered residential rooftop and canopy |  | None | Trinity Solar | PSE&G | Accepted | 2020-09-09 | 2020-09-14 | 2021-10-30 | HANWHA | Q.PEAK DUO BLK-G6 340 | Solar Panels |  | 0.34 | 3 | 158 | 28 |  | Fixed | Roof
NJSTRE1545569196 |  | Transition Incentive Program | TRENTON | 8629 | 12 | 4.76 | Residential | Yes | Behind the Meter | Net-metered residential rooftop and canopy |  | None | Trinity Solar | PSE&G | Accepted | 2020-09-09 | 2020-09-14 | 2021-10-30 | HANWHA | Q.PEAK DUO BLK-G6 340 | Solar Panels |  | 0.34 | 7 | 158 | 16 |  | Fixed | Roof
NJSTRE1545569202 |  | Transition Incentive Program | Hammonton | 8037 | 19 | 10.88 | Residential | Yes | Behind the Meter | Net-metered residential rooftop and canopy |  | None | Castle Energy, LLC | AC Electric | Accepted | 2020-09-09 | 2020-09-14 | 2021-10-30 | Enphase Energy | IQ7-60-2-US | Inverters | 240 |  | 32 |  |  | 0.967 |  | Outdoor | on the rooftop under each solar panel
NJSTRE1545569202 |  | Transition Incentive Program | Hammonton | 8037 | 19 | 10.88 | Residential | Yes | Behind the Meter | Net-metered residential rooftop and canopy |  | None | Castle Energy, LLC | AC Electric | Accepted | 2020-09-09 | 2020-09-14 | 2021-10-30 | Hanwha Q-Cells | Q.Peak DUO BLK-G6 340 | Solar Panels |  | 0.34 | 7 | 220 | 10 |  | Fixed | Roof
NJSTRE1545569202 |  | Transition Incentive Program | Hammonton | 8037 | 19 | 10.88 | Residential | Yes | Behind the Meter | Net-metered residential rooftop and canopy |  | None | Castle Energy, LLC | AC Electric | Accepted | 2020-09-09 | 2020-09-14 | 2021-10-30 | Hanwha Q-Cells | Q.Peak DUO BLK-G6 340 | Solar Panels |  | 0.34 | 25 | 220 | 23 |  | Fixed | Roof
NJSTRE1545569211 |  | Transition Incentive Program | Toms River | 8753 | 18 | 4.69 | Residential | Yes | Behind the Meter | Net-metered residential rooftop and canopy |  | None | Vision Solar LLC | JCP&L | Accepted | 2020-09-09 | 2020-09-14 | 2021-10-30 | ENPHASE | IQ7-60-2-US | Inverters | 0.24 |  | 14 |  |  | 0.96 |  | Other | BEHIND EACH PANEL
NJSTRE1545569211 |  | Transition Incentive Program | Toms River | 8753 | 18 | 4.69 | Residential | Yes | Behind the Meter | Net-metered residential rooftop and canopy |  | None | Vision Solar LLC | JCP&L | Accepted | 2020-09-09 | 2020-09-14 | 2021-10-30 | HANWHA Q-CELLS | Q.PEAK DUO-G6+ 335 | Solar Panels |  | 0.335 | 14 | 212 | 20 |  | Fixed | Roof
NJSTRE1545569224 |  | Transition Incentive Program | River Edge | 7661 | 7 | 9.18 | Residential | No | Behind the Meter | Net-metered residential rooftop and canopy |  | None | Maier Solar Engineering dba Solar Me | PSE&G | Accepted | 2020-09-09 | 2020-09-15 | 2021-10-30 | Enphase | IQ7+ | Inverters | 290 |  | 27 |  |  | 0.96 |  | Outdoor | Next to meter
NJSTRE1545569224 |  | Transition Incentive Program | River Edge | 7661 | 7 | 9.18 | Residential | No | Behind the Meter | Net-metered residential rooftop and canopy |  | None | Maier Solar Engineering dba Solar Me | PSE&G | Accepted | 2020-09-09 | 2020-09-15 | 2021-10-30 | Hanwha | Q.CELL DUO BLK-G6 340W | Solar Panels |  | 0.34 | 11 | 110 | 17 |  | Fixed | Roof
NJSTRE1545569224 |  | Transition Incentive Program | River Edge | 7661 | 7 | 9.18 | Residential | No | Behind the Meter | Net-metered residential rooftop and canopy |  | None | Maier Solar Engineering dba Solar Me | PSE&G | Accepted | 2020-09-09 | 2020-09-15 | 2021-10-30 | Hanwha | Q.CELL DUO BLK-G6 340W | Solar Panels |  | 0.34 | 10 | 290 | 17 |  | Fixed | Roof
NJSTRE1545569224 |  | Transition Incentive Program | River Edge | 7661 | 7 | 9.18 | Residential | No | Behind the Meter | Net-metered residential rooftop and canopy |  | None | Maier Solar Engineering dba Solar Me | PSE&G | Accepted | 2020-09-09 | 2020-09-15 | 2021-10-30 | Hanwha | Q.CELL DUO BLK-G6 340W | Solar Panels |  | 0.34 | 6 | 200 | 40 |  | Fixed | Roof
NJSTRE1545569230 |  | Transition Incentive Program | Haddon Heights | 8035 | 14 | 3.02 | Residential | Yes | Behind the Meter | Net-metered residential rooftop and canopy |  | None | Vision Solar LLC | PSE&G | Accepted | 2020-09-09 | 2020-09-14 | 2021-10-30 | ENPHASE | IQ7-60-2-US | Inverters | 0.24 |  | 9 |  |  | 0.96 |  | Other | BEHIND EACH PANEL
NJSTRE1545569230 |  | Transition Incentive Program | Haddon Heights | 8035 | 14 | 3.02 | Residential | Yes | Behind the Meter | Net-metered residential rooftop and canopy |  | None | Vision Solar LLC | PSE&G | Accepted | 2020-09-09 | 2020-09-14 | 2021-10-30 | HANWHA Q-CELLS | Q.PEAK DUO-G6+ 335 | Solar Panels |  | 0.335 | 7 | 163 | 28 |  | Fixed | Roof
NJSTRE1545569230 |  | Transition Incentive Program | Haddon Heights | 8035 | 14 | 3.02 | Residential | Yes | Behind the Meter | Net-metered residential rooftop and canopy |  | None | Vision Solar LLC | PSE&G | Accepted | 2020-09-09 | 2020-09-14 | 2021-10-30 | HANWHA Q-CELLS | Q.PEAK DUO-G6+ 335 | Solar Panels |  | 0.335 | 2 | 163 | 28 |  | Fixed | Roof
NJSTRE1545569239 |  | Transition Incentive Program | Clifton | 7013 | 6 | 7.92 | Residential | No | Behind the Meter | Net-metered residential rooftop and canopy |  | None | SunnyMac LLC | PSE&G | Accepted | 2020-09-09 | 2020-09-14 | 2021-10-30 | Solaredge | SE6000H-US | Inverters | 6000 |  | 1 |  |  | 0.99 |  | Outdoor | Next to Meter
NJSTRE1545569239 |  | Transition Incentive Program | Clifton | 7013 | 6 | 7.92 | Residential | No | Behind the Meter | Net-metered residential rooftop and canopy |  | None | SunnyMac LLC | PSE&G | Accepted | 2020-09-09 | 2020-09-14 | 2021-10-30 | REC | 360AA Blk | Solar Panels |  | 0.36 | 9 | 167 | 9 |  | Fixed | Roof
NJSTRE1545569239 |  | Transition Incentive Program | Clifton | 7013 | 6 | 7.92 | Residential | No | Behind the Meter | Net-metered residential rooftop and canopy |  | None | SunnyMac LLC | PSE&G | Accepted | 2020-09-09 | 2020-09-14 | 2021-10-30 | REC | 360AA Blk | Solar Panels |  | 0.36 | 3 | 167 | 30 |  | Fixed | Roof
NJSTRE1545569239 |  | Transition Incentive Program | Clifton | 7013 | 6 | 7.92 | Residential | No | Behind the Meter | Net-metered residential rooftop and canopy |  | None | SunnyMac LLC | PSE&G | Accepted | 2020-09-09 | 2020-09-14 | 2021-10-30 | REC | 360AA Blk | Solar Panels |  | 0.36 | 10 | 257 | 23 |  | Fixed | Roof
NJSTRE1545569240 |  | Transition Incentive Program | Monroeville | 8343 | 16 | 11.52 | Residential | Yes | Behind the Meter | Net-metered residential rooftop and canopy |  | None | RCL Enterprises Inc. | AC Electric | Accepted | 2020-09-09 | 2020-09-14 | 2021-10-30 | Itron | CL200 | Meters |  |  | 1 |  |  |  | Yes | Outdoor
NJSTRE1545569240 |  | Transition Incentive Program | Monroeville | 8343 | 16 | 11.52 | Residential | Yes | Behind the Meter | Net-metered residential rooftop and canopy |  | None | RCL Enterprises Inc. | AC Electric | Accepted | 2020-09-09 | 2020-09-14 | 2021-10-30 | Enphase | IQ7 | Inverters | 240 |  | 36 |  |  | 0.96 |  | Outdoor | under panels
NJSTRE1545569240 |  | Transition Incentive Program | Monroeville | 8343 | 16 | 11.52 | Residential | Yes | Behind the Meter | Net-metered residential rooftop and canopy |  | None | RCL Enterprises Inc. | AC Electric | Accepted | 2020-09-09 | 2020-09-14 | 2021-10-30 | Trina Solar | TSM-320DD06M | Solar Panels |  | 0.32 | 36 | 215 | 34 |  | Fixed | Roof
NJSTRE1545569254 |  | Transition Incentive Program | Fair lawn | 7410 | 7 | 6.03 | Residential | Yes | Behind the Meter | Net-metered residential rooftop and canopy |  | PSEG | Vision Solar LLC | PSE&G | Accepted | 2020-09-09 | 2020-09-14 | 2021-10-30 | ENPHASE | IQ7-60-2-US | Inverters | 0.24 |  | 18 |  |  | 0.96 |  | Other | BEHIND EACH PANEL
NJSTRE1545569254 |  | Transition Incentive Program | Fair lawn | 7410 | 7 | 6.03 | Residential | Yes | Behind the Meter | Net-metered residential rooftop and canopy |  | PSEG | Vision Solar LLC | PSE&G | Accepted | 2020-09-09 | 2020-09-14 | 2021-10-30 | HANWHA Q-CELLS | Q.PEAK DUO-G6+ 335 | Solar Panels |  | 0.335 | 4 | 161 | 10 |  | Fixed | Roof
NJSTRE1545569254 |  | Transition Incentive Program | Fair lawn | 7410 | 7 | 6.03 | Residential | Yes | Behind the Meter | Net-metered residential rooftop and canopy |  | PSEG | Vision Solar LLC | PSE&G | Accepted | 2020-09-09 | 2020-09-14 | 2021-10-30 | HANWHA Q-CELLS | Q.PEAK DUO-G6+ 335 | Solar Panels |  | 0.335 | 6 | 340 | 12 |  | Fixed | Roof
NJSTRE1545569254 |  | Transition Incentive Program | Fair lawn | 7410 | 7 | 6.03 | Residential | Yes | Behind the Meter | Net-metered residential rooftop and canopy |  | PSEG | Vision Solar LLC | PSE&G | Accepted | 2020-09-09 | 2020-09-14 | 2021-10-30 | HANWHA Q-CELLS | Q.PEAK DUO-G6+ 335 | Solar Panels |  | 0.335 | 8 | 160 | 12 |  | Fixed | Roof
NJSTRE1545569270 |  | Transition Incentive Program | Egg Harbor City | 8215 | 19 | 17.52 | Residential | No | Behind the Meter | Net-metered residential rooftop and canopy |  | None | Castle Energy, LLC | AC Electric | Accepted | 2020-09-09 | 2020-09-14 | 2021-10-30 | Enphase Energy | IQ7PLUS-72-2-US | Inverters | 290 |  | 48 |  |  | 0.967 |  | Outdoor | on the rooftop under each solar panel
NJSTRE1545569270 |  | Transition Incentive Program | Egg Harbor City | 8215 | 19 | 17.52 | Residential | No | Behind the Meter | Net-metered residential rooftop and canopy |  | None | Castle Energy, LLC | AC Electric | Accepted | 2020-09-09 | 2020-09-14 | 2021-10-30 | REC Solar | REC365AA | Solar Panels |  | 0.365 | 8 | 312 | 20 |  | Fixed | Roof
NJSTRE1545569270 |  | Transition Incentive Program | Egg Harbor City | 8215 | 19 | 17.52 | Residential | No | Behind the Meter | Net-metered residential rooftop and canopy |  | None | Castle Energy, LLC | AC Electric | Accepted | 2020-09-09 | 2020-09-14 | 2021-10-30 | REC Solar | REC365AA | Solar Panels |  | 0.365 | 8 | 132 | 20 |  | Fixed | Roof
NJSTRE1545569270 |  | Transition Incentive Program | Egg Harbor City | 8215 | 19 | 17.52 | Residential | No | Behind the Meter | Net-metered residential rooftop and canopy |  | None | Castle Energy, LLC | AC Electric | Accepted | 2020-09-09 | 2020-09-14 | 2021-10-30 | REC Solar | REC365AA | Solar Panels |  | 0.365 | 16 | 42 | 20 |  | Fixed | Roof
NJSTRE1545569270 |  | Transition Incentive Program | Egg Harbor City | 8215 | 19 | 17.52 | Residential | No | Behind the Meter | Net-metered residential rooftop and canopy |  | None | Castle Energy, LLC | AC Electric | Accepted | 2020-09-09 | 2020-09-14 | 2021-10-30 | REC Solar | REC365AA | Solar Panels |  | 0.365 | 16 | 222 | 20 |  | Fixed | Roof
NJSTRE1545570064 |  | Transition Incentive Program | Elmwood Park | 7407 | 7 | 8.75 | Residential | No | Behind the Meter | Net-metered residential rooftop and canopy |  | None | Pro Custom Solar dba Momentum Solar | PSE&G | Accepted | 2020-09-09 | 2020-09-14 | 2021-10-30 | Enphase | IQ7PLUS-72-2-US | Inverters | 290 |  | 25 |  |  | 0.97 |  | Outdoor | Roof
NJSTRE1545570064 |  | Transition Incentive Program | Elmwood Park | 7407 | 7 | 8.75 | Residential | No | Behind the Meter | Net-metered residential rooftop and canopy |  | None | Pro Custom Solar dba Momentum Solar | PSE&G | Accepted | 2020-09-09 | 2020-09-14 | 2021-10-30 | LG | LG 350N1C-V5 | Solar Panels |  | 0.35 | 8 | 340 | 16 |  | Fixed | Roof
NJSTRE1545570064 |  | Transition Incentive Program | Elmwood Park | 7407 | 7 | 8.75 | Residential | No | Behind the Meter | Net-metered residential rooftop and canopy |  | None | Pro Custom Solar dba Momentum Solar | PSE&G | Accepted | 2020-09-09 | 2020-09-14 | 2021-10-30 | LG | LG 350N1C-V5 | Solar Panels |  | 0.35 | 13 | 160 | 16 |  | Fixed | Roof
NJSTRE1545570064 |  | Transition Incentive Program | Elmwood Park | 7407 | 7 | 8.75 | Residential | No | Behind the Meter | Net-metered residential rooftop and canopy |  | None | Pro Custom Solar dba Momentum Solar | PSE&G | Accepted | 2020-09-09 | 2020-09-14 | 2021-10-30 | LG | LG 350N1C-V5 | Solar Panels |  | 0.35 | 4 | 250 | 16 |  | Fixed | Roof
NJSTRE1545570235 |  | Transition Incentive Program | GREAT MEADOWS | 7838 | 2 | 2.01 | Residential | No | Behind the Meter | Net-metered residential ground mount |  | None | Vision Solar LLC | JCP&L | Accepted | 2020-09-09 | 2020-09-14 | 2021-10-30 | ENPHASE | IQ7-60-2-US | Inverters | 0.24 |  | 6 |  |  | 0.96 |  | Other | BEHIND EACH PANEL
NJSTRE1545570235 |  | Transition Incentive Program | GREAT MEADOWS | 7838 | 2 | 2.01 | Residential | No | Behind the Meter | Net-metered residential ground mount |  | None | Vision Solar LLC | JCP&L | Accepted | 2020-09-09 | 2020-09-14 | 2021-10-30 | HANWHA Q-CELLS | Q.PEAK DUO-G6+ 335 | Solar Panels |  | 0.335 | 6 | 174 | 30 |  | Fixed | Ground
NJSTRE1545570252 |  | Transition Incentive Program | Allentown (Hamilton Twp.) | 8501 | 17 | 6.3 | Residential | No | Behind the Meter | Net-metered residential rooftop and canopy |  | None | Kopp Electric Company | PSE&G | Accepted | 2020-09-09 | 2020-09-14 | 2021-10-30 | Solar Edge | SE6000H-US | Inverters | 6000 |  | 1 |  |  | 0.975 |  | Outdoor | Next to meter
NJSTRE1545570252 |  | Transition Incentive Program | Allentown (Hamilton Twp.) | 8501 | 17 | 6.3 | Residential | No | Behind the Meter | Net-metered residential rooftop and canopy |  | None | Kopp Electric Company | PSE&G | Accepted | 2020-09-09 | 2020-09-14 | 2021-10-30 | CertainTeed | CT315HC11-04 | Solar Panels |  | 0.315 | 2 | 168 | 40 |  | Fixed | Roof
NJSTRE1545570252 |  | Transition Incentive Program | Allentown (Hamilton Twp.) | 8501 | 17 | 6.3 | Residential | No | Behind the Meter | Net-metered residential rooftop and canopy |  | None | Kopp Electric Company | PSE&G | Accepted | 2020-09-09 | 2020-09-14 | 2021-10-30 | CertainTeed | CT315HC11-04 | Solar Panels |  | 0.315 | 13 | 168 | 18 |  | Fixed | Roof
NJSTRE1545570252 |  | Transition Incentive Program | Allentown (Hamilton Twp.) | 8501 | 17 | 6.3 | Residential | No | Behind the Meter | Net-metered residential rooftop and canopy |  | None | Kopp Electric Company | PSE&G | Accepted | 2020-09-09 | 2020-09-14 | 2021-10-30 | CertainTeed | CT315HC11-04 | Solar Panels |  | 0.315 | 5 | 168 | 40 |  | Fixed | Roof
NJSTRE1545570517 |  | Transition Incentive Program | West Paterson Boro | 7424 | 6 | 13.6 | Residential | Yes | Behind the Meter | Net-metered residential rooftop and canopy |  | None | Tesla Energy Operations Inc. | PSE&G | Accepted | 2020-09-09 | 2020-09-14 | 2021-10-30 | Tesla | AC Powerwall 2.0 | Electric Storage Battery |  |  | 2 |  |  |  | Lithium Ion |  | Inside garage
NJSTRE1545570517 |  | Transition Incentive Program | West Paterson Boro | 7424 | 6 | 13.6 | Residential | Yes | Behind the Meter | Net-metered residential rooftop and canopy |  | None | Tesla Energy Operations Inc. | PSE&G | Accepted | 2020-09-09 | 2020-09-14 | 2021-10-30 | SolarEdge Technologies | SE11400H-US [240V] | Inverters | 11400 |  | 1 |  |  | 0.99 |  | Outside | Outside
NJSTRE1545570517 |  | Transition Incentive Program | West Paterson Boro | 7424 | 6 | 13.6 | Residential | Yes | Behind the Meter | Net-metered residential rooftop and canopy |  | None | Tesla Energy Operations Inc. | PSE&G | Accepted | 2020-09-09 | 2020-09-14 | 2021-10-30 | Hanwha Q-CELLS | Q.Peak DUO BLK-G6+ 340 | Solar Panels |  | 0.34 | 25 | 84 | 23 |  | Fixed | Roof
NJSTRE1545570517 |  | Transition Incentive Program | West Paterson Boro | 7424 | 6 | 13.6 | Residential | Yes | Behind the Meter | Net-metered residential rooftop and canopy |  | None | Tesla Energy Operations Inc. | PSE&G | Accepted | 2020-09-09 | 2020-09-14 | 2021-10-30 | Hanwha Q-CELLS | Q.Peak DUO BLK-G6+ 340 | Solar Panels |  | 0.34 | 15 | 264 | 23 |  | Fixed | Roof
NJSTRE1545571107 |  | Transition Incentive Program | Alloway | 8001 | 16 | 9.6 | Residential | Yes | Behind the Meter | Net-metered residential rooftop and canopy |  | None | RCL Enterprises Inc. | AC Electric | Accepted | 2020-09-09 | 2020-09-14 | 2021-10-30 | Enphase | iQ7 | Inverters | 240 |  | 30 |  |  | 0.96 |  | Outdoor | under panels
NJSTRE1545571107 |  | Transition Incentive Program | Alloway | 8001 | 16 | 9.6 | Residential | Yes | Behind the Meter | Net-metered residential rooftop and canopy |  | None | RCL Enterprises Inc. | AC Electric | Accepted | 2020-09-09 | 2020-09-14 | 2021-10-30 | Trina Solar | TSM-320DD06M | Solar Panels |  | 0.32 | 30 | 182 | 24 |  | Fixed | Roof
NJSTRE1545571248 |  | Transition Incentive Program | Waterford | 8089 | 14 | 11.38 | Residential | No | Behind the Meter | Net-metered residential rooftop and canopy |  | None | SunnyMac LLC | AC Electric | Accepted | 2020-09-09 | 2020-09-14 | 2021-10-30 | Solaredge | SE10000H-US | Inverters | 10000 |  | 1 |  |  | 0.99 |  | Outdoor | Next to Meter
NJSTRE1545571248 |  | Transition Incentive Program | Waterford | 8089 | 14 | 11.38 | Residential | No | Behind the Meter | Net-metered residential rooftop and canopy |  | None | SunnyMac LLC | AC Electric | Accepted | 2020-09-09 | 2020-09-14 | 2021-10-30 | REC | TwinPeak 2 Mono | Solar Panels |  | 0.325 | 24 | 109 | 23 |  | Fixed | Roof
NJSTRE1545571248 |  | Transition Incentive Program | Waterford | 8089 | 14 | 11.38 | Residential | No | Behind the Meter | Net-metered residential rooftop and canopy |  | None | SunnyMac LLC | AC Electric | Accepted | 2020-09-09 | 2020-09-14 | 2021-10-30 | REC | TwinPeak 2 Mono | Solar Panels |  | 0.325 | 11 | 289 | 23 |  | Fixed | Roof
NJSTRE1545571849 |  | Transition Incentive Program | Somerville | 8876 | 5 | 7.7 | Residential | Yes | Behind the Meter | Net-metered residential rooftop and canopy |  | None | Pro Custom Solar dba Momentum Solar | PSE&G | Accepted | 2020-09-09 | 2020-09-14 | 2021-10-30 | Enphase | IQ7Plus-72-2-US | Inverters | 290 |  | 22 |  |  | 0.97 |  | Outdoor | Roof
NJSTRE1545571849 |  | Transition Incentive Program | Somerville | 8876 | 5 | 7.7 | Residential | Yes | Behind the Meter | Net-metered residential rooftop and canopy |  | None | Pro Custom Solar dba Momentum Solar | PSE&G | Accepted | 2020-09-09 | 2020-09-14 | 2021-10-30 | LG ELECTRONICS | LG 350N1C-V5 | Solar Panels |  | 0.35 | 12 | 105 | 24 |  | Fixed | Roof
NJSTRE1545571849 |  | Transition Incentive Program | Somerville | 8876 | 5 | 7.7 | Residential | Yes | Behind the Meter | Net-metered residential rooftop and canopy |  | None | Pro Custom Solar dba Momentum Solar | PSE&G | Accepted | 2020-09-09 | 2020-09-14 | 2021-10-30 | LG ELECTRONICS | LG 350N1C-V5 | Solar Panels |  | 0.35 | 10 | 285 | 24 |  | Fixed | Roof
NJSTRE1545572312 |  | Transition Incentive Program | Paterson | 7503 | 6 | 6.03 | Residential | Yes | Behind the Meter | Net-metered residential rooftop and canopy |  | None | Vision Solar LLC | PSE&G | Accepted | 2020-09-09 | 2020-09-14 | 2021-10-30 | ENPHASE | IQ7-60-2-US | Inverters | 0.24 |  | 18 |  |  | 0.96 |  | Other | BEHIND EACH PANEL
NJSTRE1545572312 |  | Transition Incentive Program | Paterson | 7503 | 6 | 6.03 | Residential | Yes | Behind the Meter | Net-metered residential rooftop and canopy |  | None | Vision Solar LLC | PSE&G | Accepted | 2020-09-09 | 2020-09-14 | 2021-10-30 | HANWHA Q-CELLS | Q.PEAK DUO-G6+ 335 | Solar Panels |  | 0.335 | 6 | 306 | 38 |  | Fixed | Roof
NJSTRE1545572312 |  | Transition Incentive Program | Paterson | 7503 | 6 | 6.03 | Residential | Yes | Behind the Meter | Net-metered residential rooftop and canopy |  | None | Vision Solar LLC | PSE&G | Accepted | 2020-09-09 | 2020-09-14 | 2021-10-30 | HANWHA Q-CELLS | Q.PEAK DUO-G6+ 335 | Solar Panels |  | 0.335 | 6 | 126 | 39 |  | Fixed | Roof
NJSTRE1545572312 |  | Transition Incentive Program | Paterson | 7503 | 6 | 6.03 | Residential | Yes | Behind the Meter | Net-metered residential rooftop and canopy |  | None | Vision Solar LLC | PSE&G | Accepted | 2020-09-09 | 2020-09-14 | 2021-10-30 | HANWHA Q-CELLS | Q.PEAK DUO-G6+ 335 | Solar Panels |  | 0.335 | 6 | 216 | 12 |  | Fixed | Roof
NJSTRE1545572809 |  | Transition Incentive Program | Brooklawn | 8030 | 14 | 6.03 | Residential | Yes | Behind the Meter | Net-metered residential rooftop and canopy |  | None | Vision Solar LLC | PSE&G | Accepted | 2020-09-09 | 2020-09-15 | 2021-10-30 | ENPHASE | IQ7-60-2-US | Inverters | 0.24 |  | 18 |  |  | 0.96 |  | Other | BEHIND EACH PANEL
NJSTRE1545572809 |  | Transition Incentive Program | Brooklawn | 8030 | 14 | 6.03 | Residential | Yes | Behind the Meter | Net-metered residential rooftop and canopy |  | None | Vision Solar LLC | PSE&G | Accepted | 2020-09-09 | 2020-09-15 | 2021-10-30 | HANWHA Q-CELLS | Q.PEAK DUO-G6+ 335 | Solar Panels |  | 0.335 | 9 | 349 | 40 |  | Fixed | Roof
NJSTRE1545572809 |  | Transition Incentive Program | Brooklawn | 8030 | 14 | 6.03 | Residential | Yes | Behind the Meter | Net-metered residential rooftop and canopy |  | None | Vision Solar LLC | PSE&G | Accepted | 2020-09-09 | 2020-09-15 | 2021-10-30 | HANWHA Q-CELLS | Q.PEAK DUO-G6+ 335 | Solar Panels |  | 0.335 | 9 | 169 | 40 |  | Fixed | Roof
NJSTRE1545572811 |  | Transition Incentive Program | Somerset | 8873 | 5 | 5.94 | Residential | Yes | Behind the Meter | Net-metered residential rooftop and canopy |  | None | Sunrun Installation Services, Inc. | PSE&G | Accepted | 2020-09-09 | 2020-09-14 | 2021-10-30 | Enphase Energy | IQ7-60-x-US (240V) | Inverters | 240 |  | 18 |  |  | 0.96 |  | Outdoor | Rooftop
NJSTRE1545572811 |  | Transition Incentive Program | Somerset | 8873 | 5 | 5.94 | Residential | Yes | Behind the Meter | Net-metered residential rooftop and canopy |  | None | Sunrun Installation Services, Inc. | PSE&G | Accepted | 2020-09-09 | 2020-09-14 | 2021-10-30 | LG Electronics | LG330N1C-A5 | Solar Panels |  | 0.33 | 10 | 333 | 5 |  | Fixed | Roof
NJSTRE1545572811 |  | Transition Incentive Program | Somerset | 8873 | 5 | 5.94 | Residential | Yes | Behind the Meter | Net-metered residential rooftop and canopy |  | None | Sunrun Installation Services, Inc. | PSE&G | Accepted | 2020-09-09 | 2020-09-14 | 2021-10-30 | LG Electronics | LG330N1C-A5 | Solar Panels |  | 0.33 | 8 | 153 | 40 |  | Fixed | Roof
NJSTRE1545572834 |  | Transition Incentive Program | Somerville | 8876 | 5 | 12.24 | Residential | No | Behind the Meter | Net-metered residential rooftop and canopy |  | PSEG | Maier Solar Engineering dba Solar Me | PSE&G | Accepted | 2020-09-09 | 2020-09-14 | 2021-10-30 | Enphase | IQ7+ | Inverters | 290 |  | 36 |  |  | 0.96 |  | Outdoor | Next to meter
NJSTRE1545572834 |  | Transition Incentive Program | Somerville | 8876 | 5 | 12.24 | Residential | No | Behind the Meter | Net-metered residential rooftop and canopy |  | PSEG | Maier Solar Engineering dba Solar Me | PSE&G | Accepted | 2020-09-09 | 2020-09-14 | 2021-10-30 | Hanwha | Q.CELL DUO BLK-G6 340W | Solar Panels |  | 0.34 | 2 | 185 | 45 |  | Fixed | Roof
NJSTRE1545572834 |  | Transition Incentive Program | Somerville | 8876 | 5 | 12.24 | Residential | No | Behind the Meter | Net-metered residential rooftop and canopy |  | PSEG | Maier Solar Engineering dba Solar Me | PSE&G | Accepted | 2020-09-09 | 2020-09-14 | 2021-10-30 | Hanwha | Q.CELL DUO BLK-G6 340W | Solar Panels |  | 0.34 | 15 | 95 | 45 |  | Fixed | Roof
NJSTRE1545572834 |  | Transition Incentive Program | Somerville | 8876 | 5 | 12.24 | Residential | No | Behind the Meter | Net-metered residential rooftop and canopy |  | PSEG | Maier Solar Engineering dba Solar Me | PSE&G | Accepted | 2020-09-09 | 2020-09-14 | 2021-10-30 | Hanwha | Q.CELL DUO BLK-G6 340W | Solar Panels |  | 0.34 | 3 | 185 | 45 |  | Fixed | Roof
NJSTRE1545572834 |  | Transition Incentive Program | Somerville | 8876 | 5 | 12.24 | Residential | No | Behind the Meter | Net-metered residential rooftop and canopy |  | PSEG | Maier Solar Engineering dba Solar Me | PSE&G | Accepted | 2020-09-09 | 2020-09-14 | 2021-10-30 | Hanwha | Q.CELL DUO BLK-G6 340W | Solar Panels |  | 0.34 | 16 | 95 | 45 |  | Fixed | Roof
NJSTRE1545572853 |  | Transition Incentive Program | KEARNY | 7032 | 8 | 7.93 | Residential | Yes | Behind the Meter | Net-metered residential rooftop and canopy |  | None | Sunrun Installation Services, Inc. | PSE&G | Accepted | 2020-09-09 | 2020-09-14 | 2021-10-30 | Enphase Energy | IQ7-60-x-US (240V) | Inverters | 240 |  | 9 |  |  | 0.96 |  | Outdoor | Rooftop
NJSTRE1545572853 |  | Transition Incentive Program | KEARNY | 7032 | 8 | 7.93 | Residential | Yes | Behind the Meter | Net-metered residential rooftop and canopy |  | None | Sunrun Installation Services, Inc. | PSE&G | Accepted | 2020-09-09 | 2020-09-14 | 2021-10-30 | LONGi Green Energy Technology Co Ltd | LR6-60HPB-305M | Solar Panels |  | 0.305 | 26 | 214 | 37 |  | Fixed | Roof
NJSTRE1545572877 |  | Transition Incentive Program | Passaic | 7055 | 6 | 4.55 | Residential | Yes | Behind the Meter | Net-metered residential rooftop and canopy |  | None | Pro Custom Solar dba Momentum Solar | PSE&G | Accepted | 2020-09-09 | 2020-09-14 | 2021-10-30 | Enphase | IQ7Plus-72-2-US | Inverters | 290 |  | 13 |  |  | 0.97 |  | Outdoor | Roof
NJSTRE1545572877 |  | Transition Incentive Program | Passaic | 7055 | 6 | 4.55 | Residential | Yes | Behind the Meter | Net-metered residential rooftop and canopy |  | None | Pro Custom Solar dba Momentum Solar | PSE&G | Accepted | 2020-09-09 | 2020-09-14 | 2021-10-30 | LG ELECTRONICS | LG 350N1C-V5 | Solar Panels |  | 0.35 | 8 | 216 | 37 |  | Fixed | Roof
NJSTRE1545572877 |  | Transition Incentive Program | Passaic | 7055 | 6 | 4.55 | Residential | Yes | Behind the Meter | Net-metered residential rooftop and canopy |  | None | Pro Custom Solar dba Momentum Solar | PSE&G | Accepted | 2020-09-09 | 2020-09-14 | 2021-10-30 | LG ELECTRONICS | LG 350N1C-V5 | Solar Panels |  | 0.35 | 5 | 36 | 37 |  | Fixed | Roof
NJSTRE1545572892 |  | Transition Incentive Program | Bergenfield | 7621 | 7 | 8.05 | Residential | Yes | Behind the Meter | Net-metered residential rooftop and canopy |  | None | Pro Custom Solar dba Momentum Solar | PSE&G | Accepted | 2020-09-09 | 2020-09-14 | 2021-10-30 | Enphase | IQ7Plus-72-2-US | Inverters | 290 |  | 23 |  |  | 0.97 |  | Outdoor | Roof
NJSTRE1545572892 |  | Transition Incentive Program | Bergenfield | 7621 | 7 | 8.05 | Residential | Yes | Behind the Meter | Net-metered residential rooftop and canopy |  | None | Pro Custom Solar dba Momentum Solar | PSE&G | Accepted | 2020-09-09 | 2020-09-14 | 2021-10-30 | LG ELECTRONICS | LG 350N1C-V5 | Solar Panels |  | 0.35 | 5 | 90 | 17 |  | Fixed | Roof
NJSTRE1545572892 |  | Transition Incentive Program | Bergenfield | 7621 | 7 | 8.05 | Residential | Yes | Behind the Meter | Net-metered residential rooftop and canopy |  | None | Pro Custom Solar dba Momentum Solar | PSE&G | Accepted | 2020-09-09 | 2020-09-14 | 2021-10-30 | LG ELECTRONICS | LG 350N1C-V5 | Solar Panels |  | 0.35 | 18 | 270 | 17 |  | Fixed | Roof
NJSTRE1545572921 |  | Transition Incentive Program | Kresson | 8053 | 13 | 12.51 | Residential | No | Behind the Meter | Net-metered residential rooftop and canopy |  | None | Tesla Energy Operations Inc. | AC Electric | Accepted | 2020-09-09 | 2020-09-14 | 2021-10-30 | Tesla | AC Powerwall 2.0 | Electric Storage Battery |  |  | 2 |  |  |  | Lithium Ion |  | Inside
NJSTRE1545572921 |  | Transition Incentive Program | Kresson | 8053 | 13 | 12.51 | Residential | No | Behind the Meter | Net-metered residential rooftop and canopy |  | None | Tesla Energy Operations Inc. | AC Electric | Accepted | 2020-09-09 | 2020-09-14 | 2021-10-30 | Delta Electronics | M4-TL-US [240V] | Inverters | 3840 |  | 1 |  |  | 0.975 |  | Outside | Outside
NJSTRE1545572921 |  | Transition Incentive Program | Kresson | 8053 | 13 | 12.51 | Residential | No | Behind the Meter | Net-metered residential rooftop and canopy |  | None | Tesla Energy Operations Inc. | AC Electric | Accepted | 2020-09-09 | 2020-09-14 | 2021-10-30 | Delta Electronics | M8-TL-US [240V] | Inverters | 7680 |  | 1 |  |  | 0.975 |  | Outside | Outside
NJSTRE1545572921 |  | Transition Incentive Program | Kresson | 8053 | 13 | 12.51 | Residential | No | Behind the Meter | Net-metered residential rooftop and canopy |  | None | Tesla Energy Operations Inc. | AC Electric | Accepted | 2020-09-09 | 2020-09-14 | 2021-10-30 | Tesla | SR60T1 | Solar Panels |  | 0.05847 | 23 | 174 | 33 |  | Fixed | Roof
NJSTRE1545572921 |  | Transition Incentive Program | Kresson | 8053 | 13 | 12.51 | Residential | No | Behind the Meter | Net-metered residential rooftop and canopy |  | None | Tesla Energy Operations Inc. | AC Electric | Accepted | 2020-09-09 | 2020-09-14 | 2021-10-30 | Tesla | SR60T1 | Solar Panels |  | 0.05847 | 29 | 354 | 33 |  | Fixed | Roof
NJSTRE1545572921 |  | Transition Incentive Program | Kresson | 8053 | 13 | 12.51 | Residential | No | Behind the Meter | Net-metered residential rooftop and canopy |  | None | Tesla Energy Operations Inc. | AC Electric | Accepted | 2020-09-09 | 2020-09-14 | 2021-10-30 | Tesla | SR60T1 | Solar Panels |  | 0.05847 | 106 | 84 | 40 |  | Fixed | Roof
NJSTRE1545572921 |  | Transition Incentive Program | Kresson | 8053 | 13 | 12.51 | Residential | No | Behind the Meter | Net-metered residential rooftop and canopy |  | None | Tesla Energy Operations Inc. | AC Electric | Accepted | 2020-09-09 | 2020-09-14 | 2021-10-30 | Tesla | SR60T1 | Solar Panels |  | 0.05847 | 56 | 264 | 40 |  | Fixed | Roof
NJSTRE1545572963 |  | Transition Incentive Program | MONTVILLE | 7045 | 3 | 12.68 | Residential | Yes | Behind the Meter | Net-metered residential rooftop and canopy |  | None | Vivint Solar Developer, LLC | JCP&L | Accepted | 2020-09-14 | 2020-09-15 | 2021-10-30 | Solar Edge | SE3800H-US | Inverters | 3800 |  | 1 |  |  | 0.992 |  | Outdoor | Near the Utility Meter
NJSTRE1545572963 |  | Transition Incentive Program | MONTVILLE | 7045 | 3 | 12.68 | Residential | Yes | Behind the Meter | Net-metered residential rooftop and canopy |  | None | Vivint Solar Developer, LLC | JCP&L | Accepted | 2020-09-14 | 2020-09-15 | 2021-10-30 | Solar Edge | SE7600H-US | Inverters | 7600 |  | 1 |  |  | 0.992 |  | Outdoor | Near the Utility Meter
NJSTRE1545572963 |  | Transition Incentive Program | MONTVILLE | 7045 | 3 | 12.68 | Residential | Yes | Behind the Meter | Net-metered residential rooftop and canopy |  | None | Vivint Solar Developer, LLC | JCP&L | Accepted | 2020-09-14 | 2020-09-15 | 2021-10-30 | JINKO SOLAR | JKM325M-60HBL | Solar Panels |  | 0.325 | 10 | 168 | 36 |  | Fixed | Roof
NJSTRE1545572963 |  | Transition Incentive Program | MONTVILLE | 7045 | 3 | 12.68 | Residential | Yes | Behind the Meter | Net-metered residential rooftop and canopy |  | None | Vivint Solar Developer, LLC | JCP&L | Accepted | 2020-09-14 | 2020-09-15 | 2021-10-30 | JINKO SOLAR | JKM325M-60HBL | Solar Panels |  | 0.325 | 23 | 348 | 36 |  | Fixed | Roof
NJSTRE1545572963 |  | Transition Incentive Program | MONTVILLE | 7045 | 3 | 12.68 | Residential | Yes | Behind the Meter | Net-metered residential rooftop and canopy |  | None | Vivint Solar Developer, LLC | JCP&L | Accepted | 2020-09-14 | 2020-09-15 | 2021-10-30 | JINKO SOLAR | JKM325M-60HBL | Solar Panels |  | 0.325 | 3 | 258 | 36 |  | Fixed | Roof
NJSTRE1545572963 |  | Transition Incentive Program | MONTVILLE | 7045 | 3 | 12.68 | Residential | Yes | Behind the Meter | Net-metered residential rooftop and canopy |  | None | Vivint Solar Developer, LLC | JCP&L | Accepted | 2020-09-14 | 2020-09-15 | 2021-10-30 | JINKO SOLAR | JKM325M-60HBL | Solar Panels |  | 0.325 | 3 | 78 | 34 |  | Fixed | Roof
NJSTRE1545572972 |  | Transition Incentive Program | Bergenfield | 7621 | 7 | 9.1 | Residential | Yes | Behind the Meter | Net-metered residential rooftop and canopy |  | None | Vivint Solar Developer, LLC | PSE&G | Accepted | 2020-09-14 | 2020-09-15 | 2021-10-30 | Solar Edge | SE7600H-US | Inverters | 7600 |  | 1 |  |  | 0.992 |  | Outdoor | Near the Utility Meter
NJSTRE1545572972 |  | Transition Incentive Program | Bergenfield | 7621 | 7 | 9.1 | Residential | Yes | Behind the Meter | Net-metered residential rooftop and canopy |  | None | Vivint Solar Developer, LLC | PSE&G | Accepted | 2020-09-14 | 2020-09-15 | 2021-10-30 | JINKO SOLAR | JKM325M-60HBL | Solar Panels |  | 0.325 | 14 | 270 | 35 |  | Fixed | Roof
NJSTRE1545572972 |  | Transition Incentive Program | Bergenfield | 7621 | 7 | 9.1 | Residential | Yes | Behind the Meter | Net-metered residential rooftop and canopy |  | None | Vivint Solar Developer, LLC | PSE&G | Accepted | 2020-09-14 | 2020-09-15 | 2021-10-30 | JINKO SOLAR | JKM325M-60HBL | Solar Panels |  | 0.325 | 14 | 90 | 35 |  | Fixed | Roof
NJSTRE1545574426 |  | Transition Incentive Program | SOMERDALE | 8083 | 14 | 14.81 | Residential | No | Behind the Meter | Net-metered residential rooftop and canopy |  | None | Suntuity Solar LLC | PSE&G | Accepted | 2020-09-10 | 2020-09-14 | 2021-10-30 | Enphase Energy | IQ7-60-2-US | Inverters | 240 |  | 47 |  |  | 0.97 |  | Outdoor | Behind the PV Modules
NJSTRE1545574426 |  | Transition Incentive Program | SOMERDALE | 8083 | 14 | 14.81 | Residential | No | Behind the Meter | Net-metered residential rooftop and canopy |  | None | Suntuity Solar LLC | PSE&G | Accepted | 2020-09-10 | 2020-09-14 | 2021-10-30 | Longi | LR6-60HPB-315M | Solar Panels |  | 0.315 | 34 | 235 | 24 |  | Fixed | Roof
NJSTRE1545574426 |  | Transition Incentive Program | SOMERDALE | 8083 | 14 | 14.81 | Residential | No | Behind the Meter | Net-metered residential rooftop and canopy |  | None | Suntuity Solar LLC | PSE&G | Accepted | 2020-09-10 | 2020-09-14 | 2021-10-30 | Longi | LR6-60HPB-315M | Solar Panels |  | 0.315 | 13 | 55 | 24 |  | Fixed | Roof
NJSTRE1545574427 |  | Transition Incentive Program | BELLMAWR | 8031 | 14 | 8.51 | Residential | Yes | Behind the Meter | Net-metered residential rooftop and canopy |  | None | Suntuity Solar LLC | PSE&G | Accepted | 2020-09-10 | 2020-09-14 | 2021-10-30 | Enphase Energy | IQ7-60-2-US | Inverters | 240 |  | 27 |  |  | 0.97 |  | Outdoor | Behind the PV Modules
NJSTRE1545574427 |  | Transition Incentive Program | BELLMAWR | 8031 | 14 | 8.51 | Residential | Yes | Behind the Meter | Net-metered residential rooftop and canopy |  | None | Suntuity Solar LLC | PSE&G | Accepted | 2020-09-10 | 2020-09-14 | 2021-10-30 | Longi | LR6-60HPB-315M | Solar Panels |  | 0.315 | 3 | 340 | 35 |  | Fixed | Roof
NJSTRE1545574427 |  | Transition Incentive Program | BELLMAWR | 8031 | 14 | 8.51 | Residential | Yes | Behind the Meter | Net-metered residential rooftop and canopy |  | None | Suntuity Solar LLC | PSE&G | Accepted | 2020-09-10 | 2020-09-14 | 2021-10-30 | Longi | LR6-60HPB-315M | Solar Panels |  | 0.315 | 24 | 160 | 35 |  | Fixed | Roof
NJSTRE1545574429 |  | Transition Incentive Program | CARNEYS POINT | 8069 | 16 | 9.14 | Residential | Yes | Behind the Meter | Net-metered residential rooftop and canopy |  | None | Suntuity Solar LLC | AC Electric | Accepted | 2020-09-10 | 2020-09-14 | 2021-10-30 | Longi | LR6-60HPB-315M | Solar Panels |  | 0.315 | 10 | 337 | 37 |  | Fixed | Roof
NJSTRE1545574429 |  | Transition Incentive Program | CARNEYS POINT | 8069 | 16 | 9.14 | Residential | Yes | Behind the Meter | Net-metered residential rooftop and canopy |  | None | Suntuity Solar LLC | AC Electric | Accepted | 2020-09-10 | 2020-09-14 | 2021-10-30 | Longi | LR6-60HPB-315M | Solar Panels |  | 0.315 | 9 | 157 | 37 |  | Fixed | Roof
NJSTRE1545574429 |  | Transition Incentive Program | CARNEYS POINT | 8069 | 16 | 9.14 | Residential | Yes | Behind the Meter | Net-metered residential rooftop and canopy |  | None | Suntuity Solar LLC | AC Electric | Accepted | 2020-09-10 | 2020-09-14 | 2021-10-30 | Longi | LR6-60HPB-315M | Solar Panels |  | 0.315 | 10 | 337 | 37 |  | Fixed | Roof
NJSTRE1545574436 |  | Transition Incentive Program | Cape May | 8204 | 21 | 9.9 | Residential | No | Behind the Meter | Net-metered residential rooftop and canopy |  | None | Posigen NJ LLC | AC Electric | Accepted | 2020-09-10 | 2020-09-14 | 2021-10-30 | SolarEdge | SE10000H-US | Inverters | 10000 |  | 1 |  |  | 0.99 |  | Outside | within ten feet of meter
NJSTRE1545574436 |  | Transition Incentive Program | Cape May | 8204 | 21 | 9.9 | Residential | No | Behind the Meter | Net-metered residential rooftop and canopy |  | None | Posigen NJ LLC | AC Electric | Accepted | 2020-09-10 | 2020-09-14 | 2021-10-30 | Silfab | SIL330HL | Solar Panels |  | 0.33 | 30 | 12192 | 20 |  | Fixed | Roof
NJSTRE1545574440 |  | Transition Incentive Program | Woodbury | 8096 | 15 | 13.4 | Residential | Yes | Behind the Meter | Net-metered residential rooftop and canopy |  | None | Vision Solar LLC | PSE&G | Accepted | 2020-09-10 | 2020-09-14 | 2021-10-30 | ENPHASE | IQ7-60-2-US | Inverters | 0.24 |  | 40 |  |  | 0.96 |  | Other | BEHIND EACH PANEL
NJSTRE1545574440 |  | Transition Incentive Program | Woodbury | 8096 | 15 | 13.4 | Residential | Yes | Behind the Meter | Net-metered residential rooftop and canopy |  | None | Vision Solar LLC | PSE&G | Accepted | 2020-09-10 | 2020-09-14 | 2021-10-30 | HANWHA Q-CELLS | Q.PEAK DUO-G6+ 335 | Solar Panels |  | 0.335 | 15 | 299 | 38 |  | Fixed | Roof
NJSTRE1545574440 |  | Transition Incentive Program | Woodbury | 8096 | 15 | 13.4 | Residential | Yes | Behind the Meter | Net-metered residential rooftop and canopy |  | None | Vision Solar LLC | PSE&G | Accepted | 2020-09-10 | 2020-09-14 | 2021-10-30 | HANWHA Q-CELLS | Q.PEAK DUO-G6+ 335 | Solar Panels |  | 0.335 | 25 | 119 | 38 |  | Fixed | Roof
NJSTRE1545574447 |  | Transition Incentive Program | Villas | 8251 | 21 | 5.28 | Residential | Yes | Behind the Meter | Net-metered residential rooftop and canopy |  | None | Posigen NJ LLC | AC Electric | Accepted | 2020-09-10 | 2020-09-14 | 2021-10-30 | SolarEdge | SE6000H-US | Inverters | 6000 |  | 1 |  |  | 0.99 |  | Outside | within ten feet of meter
NJSTRE1545574447 |  | Transition Incentive Program | Villas | 8251 | 21 | 5.28 | Residential | Yes | Behind the Meter | Net-metered residential rooftop and canopy |  | None | Posigen NJ LLC | AC Electric | Accepted | 2020-09-10 | 2020-09-14 | 2021-10-30 | Silfab | SIL330HL | Solar Panels |  | 0.33 | 16 | 126 | 26 |  | Fixed | Roof
NJSTRE1545574454 |  | Transition Incentive Program | Centerton | 8318 | 16 | 5.7 | Residential | No | Behind the Meter | Net-metered residential rooftop and canopy |  | None | Vision Solar LLC | AC Electric | Accepted | 2020-09-10 | 2020-09-14 | 2021-10-30 | ENPHASE | IQ7-60-2-US | Inverters | 0.24 |  | 17 |  |  | 0.96 |  | Other | BEHIND EACH PANEL
NJSTRE1545574454 |  | Transition Incentive Program | Centerton | 8318 | 16 | 5.7 | Residential | No | Behind the Meter | Net-metered residential rooftop and canopy |  | None | Vision Solar LLC | AC Electric | Accepted | 2020-09-10 | 2020-09-14 | 2021-10-30 | HANWHA Q-CELLS | Q.PEAK DUO-G6+ 335 | Solar Panels |  | 0.335 | 17 | 272 | 28 |  | Fixed | Roof
NJSTRE1545574460 |  | Transition Incentive Program | Willingb | 8046 | 13 | 7.26 | Residential | No | Behind the Meter | Net-metered residential rooftop and canopy |  | None | Posigen NJ LLC | PSE&G | Accepted | 2020-09-10 | 2020-09-14 | 2021-10-30 | SolarEdge | SE7600H-US | Inverters | 7600 |  | 1 |  |  | 0.99 |  | Outside | within ten feet of meter
NJSTRE1545574460 |  | Transition Incentive Program | Willingb | 8046 | 13 | 7.26 | Residential | No | Behind the Meter | Net-metered residential rooftop and canopy |  | None | Posigen NJ LLC | PSE&G | Accepted | 2020-09-10 | 2020-09-14 | 2021-10-30 | Silfab | SIL330HL | Solar Panels |  | 0.33 | 22 | 84264 | 18 |  | Fixed | Roof
NJSTRE1545574463 |  | Transition Incentive Program | Audubon | 8106 | 14 | 7.19 | Residential | Yes | Behind the Meter | Net-metered residential rooftop and canopy |  | None | Vision Solar LLC | PSE&G | Accepted | 2020-09-10 | 2020-09-14 | 2021-10-30 | SUNPOWER | SPR-E20-327-E-AC | Inverters | 0.24 |  | 22 |  |  | 0.96 |  | Other | BEHIND EACH PANEL
NJSTRE1545574463 |  | Transition Incentive Program | Audubon | 8106 | 14 | 7.19 | Residential | Yes | Behind the Meter | Net-metered residential rooftop and canopy |  | None | Vision Solar LLC | PSE&G | Accepted | 2020-09-10 | 2020-09-14 | 2021-10-30 | SUNPOWER | SPR-E20-327-E-AC | Solar Panels |  | 0.327 | 1 | 50 | 18 |  | Fixed | Roof
NJSTRE1545574463 |  | Transition Incentive Program | Audubon | 8106 | 14 | 7.19 | Residential | Yes | Behind the Meter | Net-metered residential rooftop and canopy |  | None | Vision Solar LLC | PSE&G | Accepted | 2020-09-10 | 2020-09-14 | 2021-10-30 | SUNPOWER | SPR-E20-327-E-AC | Solar Panels |  | 0.327 | 4 | 320 | 35 |  | Fixed | Roof
NJSTRE1545574463 |  | Transition Incentive Program | Audubon | 8106 | 14 | 7.19 | Residential | Yes | Behind the Meter | Net-metered residential rooftop and canopy |  | None | Vision Solar LLC | PSE&G | Accepted | 2020-09-10 | 2020-09-14 | 2021-10-30 | SUNPOWER | SPR-E20-327-E-AC | Solar Panels |  | 0.327 | 17 | 140 | 35 |  | Fixed | Roof
NJSTRE1545574509 |  | Transition Incentive Program | Wenonah | 8090 | 15 | 7.48 | Residential | Yes | Behind the Meter | Net-metered residential rooftop and canopy |  | None | Trinity Solar | PSE&G | Accepted | 2020-09-10 | 2020-09-14 | 2021-10-30 | Solar Edge | SE6000 | Inverters | 6000 |  | 1 |  |  | 0.97 |  | Outside | side of home
NJSTRE1545574509 |  | Transition Incentive Program | Wenonah | 8090 | 15 | 7.48 | Residential | Yes | Behind the Meter | Net-metered residential rooftop and canopy |  | None | Trinity Solar | PSE&G | Accepted | 2020-09-10 | 2020-09-14 | 2021-10-30 | Hanwha | Q.PEAK DUO BLK-G6 340 | Solar Panels |  | 0.34 | 18 | 122 | 23 |  | Fixed | Roof
NJSTRE1545574509 |  | Transition Incentive Program | Wenonah | 8090 | 15 | 7.48 | Residential | Yes | Behind the Meter | Net-metered residential rooftop and canopy |  | None | Trinity Solar | PSE&G | Accepted | 2020-09-10 | 2020-09-14 | 2021-10-30 | Hanwha | Q.PEAK DUO BLK-G6 340 | Solar Panels |  | 0.34 | 4 | 122 | 23 |  | Fixed | Roof
NJSTRE1545574526 |  | Transition Incentive Program | Newark | 7112 | 9 | 6.03 | Residential | Yes | Behind the Meter | Net-metered residential rooftop and canopy |  | None | Vision Solar LLC | PSE&G | Accepted | 2020-09-10 | 2020-09-14 | 2021-10-30 | ENPHASE | IQ7-60-2-US | Inverters | 0.24 |  | 1 |  |  | 0.96 |  | Other | BEHIND EACH PANEL
NJSTRE1545574526 |  | Transition Incentive Program | Newark | 7112 | 9 | 6.03 | Residential | Yes | Behind the Meter | Net-metered residential rooftop and canopy |  | None | Vision Solar LLC | PSE&G | Accepted | 2020-09-10 | 2020-09-14 | 2021-10-30 | HANWHA Q-CELLS | Q.PEAK DUO-G6+ 335 | Solar Panels |  | 0.335 | 14 | 216 | 12 |  | Fixed | Roof
NJSTRE1545574526 |  | Transition Incentive Program | Newark | 7112 | 9 | 6.03 | Residential | Yes | Behind the Meter | Net-metered residential rooftop and canopy |  | None | Vision Solar LLC | PSE&G | Accepted | 2020-09-10 | 2020-09-14 | 2021-10-30 | HANWHA Q-CELLS | Q.PEAK DUO-G6+ 335 | Solar Panels |  | 0.335 | 2 | 36 | 35 |  | Fixed | Roof
NJSTRE1545574526 |  | Transition Incentive Program | Newark | 7112 | 9 | 6.03 | Residential | Yes | Behind the Meter | Net-metered residential rooftop and canopy |  | None | Vision Solar LLC | PSE&G | Accepted | 2020-09-10 | 2020-09-14 | 2021-10-30 | HANWHA Q-CELLS | Q.PEAK DUO-G6+ 335 | Solar Panels |  | 0.335 | 1 | 306 | 35 |  | Fixed | Roof
NJSTRE1545574526 |  | Transition Incentive Program | Newark | 7112 | 9 | 6.03 | Residential | Yes | Behind the Meter | Net-metered residential rooftop and canopy |  | None | Vision Solar LLC | PSE&G | Accepted | 2020-09-10 | 2020-09-14 | 2021-10-30 | HANWHA Q-CELLS | Q.PEAK DUO-G6+ 335 | Solar Panels |  | 0.335 | 1 | 126 | 35 |  | Fixed | Roof
NJSTRE1545574536 |  | Transition Incentive Program | Glen Gardner | 8825 | 4 | 7.26 | Residential | No | Behind the Meter | Net-metered residential rooftop and canopy |  | None | Green Power energy | JCP&L | Accepted | 2020-09-10 | 2020-09-14 | 2021-10-30 | Enphase Energy | IQ7PLUS-72-2-US | Inverters | 290 |  | 22 |  |  | 0.975 |  | Outside | next to meter
NJSTRE1545574536 |  | Transition Incentive Program | Glen Gardner | 8825 | 4 | 7.26 | Residential | No | Behind the Meter | Net-metered residential rooftop and canopy |  | None | Green Power energy | JCP&L | Accepted | 2020-09-10 | 2020-09-14 | 2021-10-30 | LG Electronics | LG330N1K-V5 | Solar Panels |  | 0.33 | 14 | 187 | 25 |  | Fixed | Roof
NJSTRE1545574536 |  | Transition Incentive Program | Glen Gardner | 8825 | 4 | 7.26 | Residential | No | Behind the Meter | Net-metered residential rooftop and canopy |  | None | Green Power energy | JCP&L | Accepted | 2020-09-10 | 2020-09-14 | 2021-10-30 | LG Electronics | LG330N1K-V5 | Solar Panels |  | 0.33 | 8 | 187 | 25 |  | Fixed | Roof
NJSTRE1545574554 |  | Transition Incentive Program | Moonachie | 7074 | 7 | 7.14 | Residential | Yes | Behind the Meter | Net-metered residential rooftop and canopy |  | None | Trinity Solar | PSE&G | Accepted | 2020-09-10 | 2020-09-14 | 2021-10-30 | Solar Edge | SE6000 | Inverters | 6000 |  | 1 |  |  | 0.97 |  | Outside | side of home
NJSTRE1545574554 |  | Transition Incentive Program | Moonachie | 7074 | 7 | 7.14 | Residential | Yes | Behind the Meter | Net-metered residential rooftop and canopy |  | None | Trinity Solar | PSE&G | Accepted | 2020-09-10 | 2020-09-14 | 2021-10-30 | Hanwha | Q.PEAK DUO BLK-G6 340 | Solar Panels |  | 0.34 | 3 | 273 | 14 |  | Fixed | Roof
NJSTRE1545574554 |  | Transition Incentive Program | Moonachie | 7074 | 7 | 7.14 | Residential | Yes | Behind the Meter | Net-metered residential rooftop and canopy |  | None | Trinity Solar | PSE&G | Accepted | 2020-09-10 | 2020-09-14 | 2021-10-30 | Hanwha | Q.PEAK DUO BLK-G6 340 | Solar Panels |  | 0.34 | 6 | 184 | 21 |  | Fixed | Roof
NJSTRE1545574554 |  | Transition Incentive Program | Moonachie | 7074 | 7 | 7.14 | Residential | Yes | Behind the Meter | Net-metered residential rooftop and canopy |  | None | Trinity Solar | PSE&G | Accepted | 2020-09-10 | 2020-09-14 | 2021-10-30 | Hanwha | Q.PEAK DUO BLK-G6 340 | Solar Panels |  | 0.34 | 6 | 4 | 21 |  | Fixed | Roof
NJSTRE1545574554 |  | Transition Incentive Program | Moonachie | 7074 | 7 | 7.14 | Residential | Yes | Behind the Meter | Net-metered residential rooftop and canopy |  | None | Trinity Solar | PSE&G | Accepted | 2020-09-10 | 2020-09-14 | 2021-10-30 | Hanwha | Q.PEAK DUO BLK-G6 340 | Solar Panels |  | 0.34 | 6 | 93 | 14 |  | Fixed | Roof
NJSTRE1545574564 |  | Transition Incentive Program | Hamilton | 8619 | 12 | 3.69 | Residential | Yes | Behind the Meter | Net-metered residential rooftop and canopy |  | None | Vision Solar LLC | PSE&G | Accepted | 2020-09-10 | 2020-09-14 | 2021-10-30 | ENPHASE | IQ7-60-2-US | Inverters | 0.24 |  | 11 |  |  | 0.96 |  | Other | BEHINID EACH PANEL
NJSTRE1545574564 |  | Transition Incentive Program | Hamilton | 8619 | 12 | 3.69 | Residential | Yes | Behind the Meter | Net-metered residential rooftop and canopy |  | None | Vision Solar LLC | PSE&G | Accepted | 2020-09-10 | 2020-09-14 | 2021-10-30 | HANWHA Q-CELLS | Q.PEAK DUO-G6+ 335 | Solar Panels |  | 0.335 | 11 | 148 | 33 |  | Fixed | Roof
NJSTRE1545574576 |  | Transition Incentive Program | WILLIAMSTOWN | 8094 | 15 | 7.15 | Residential | Yes | Behind the Meter | Net-metered residential rooftop and canopy |  | None | Vivint Solar Developer, LLC | AC Electric | Accepted | 2020-09-14 | 2020-09-30 | 2021-10-30 | Solar Edge | SE7600H-US | Inverters | 7600 |  | 1 |  |  | 0.992 |  | Outdoor | Near the Utility Meter
NJSTRE1545574576 |  | Transition Incentive Program | WILLIAMSTOWN | 8094 | 15 | 7.15 | Residential | Yes | Behind the Meter | Net-metered residential rooftop and canopy |  | None | Vivint Solar Developer, LLC | AC Electric | Accepted | 2020-09-14 | 2020-09-30 | 2021-10-30 | JINKO SOLAR | JKM325M-60HBL | Solar Panels |  | 0.325 | 22 | 353 | 30 |  | Fixed | Roof
NJSTRE1545574587 |  | Transition Incentive Program | Plainfield | 7060 | 10 | 9.18 | Residential | Yes | Behind the Meter | Net-metered residential rooftop and canopy |  | None | Trinity Solar | PSE&G | Accepted | 2020-09-10 | 2020-09-14 | 2021-10-30 | Solar Edge | SE7600 | Inverters | 7600 |  | 1 |  |  | 0.97 |  | Outside | side of home
NJSTRE1545574587 |  | Transition Incentive Program | Plainfield | 7060 | 10 | 9.18 | Residential | Yes | Behind the Meter | Net-metered residential rooftop and canopy |  | None | Trinity Solar | PSE&G | Accepted | 2020-09-10 | 2020-09-14 | 2021-10-30 | Hanwha | Q.PEAK DUO BLK-G6 340 | Solar Panels |  | 0.34 | 27 | 178 | 21 |  | Fixed | Roof
NJSTRE1545574592 |  | Transition Incentive Program | New milford | 7646 | 7 | 6.7 | Residential | Yes | Behind the Meter | Net-metered residential rooftop and canopy |  | None | Vision Solar LLC | PSE&G | Accepted | 2020-09-10 | 2020-09-18 | 2021-10-30 | ENPHASE | IQ7-60-2-US | Inverters | 0.24 |  | 20 |  |  | 0.96 |  | Other | BEHIND EACH PANEL
NJSTRE1545574592 |  | Transition Incentive Program | New milford | 7646 | 7 | 6.7 | Residential | Yes | Behind the Meter | Net-metered residential rooftop and canopy |  | None | Vision Solar LLC | PSE&G | Accepted | 2020-09-10 | 2020-09-18 | 2021-10-30 | HANWHA Q-CELLS | Q.PEAK DUO-G6+ 335 | Solar Panels |  | 0.335 | 3 | 94 | 14 |  | Fixed | Roof
NJSTRE1545574592 |  | Transition Incentive Program | New milford | 7646 | 7 | 6.7 | Residential | Yes | Behind the Meter | Net-metered residential rooftop and canopy |  | None | Vision Solar LLC | PSE&G | Accepted | 2020-09-10 | 2020-09-18 | 2021-10-30 | HANWHA Q-CELLS | Q.PEAK DUO-G6+ 335 | Solar Panels |  | 0.335 | 4 | 274 | 26 |  | Fixed | Roof
NJSTRE1545574592 |  | Transition Incentive Program | New milford | 7646 | 7 | 6.7 | Residential | Yes | Behind the Meter | Net-metered residential rooftop and canopy |  | None | Vision Solar LLC | PSE&G | Accepted | 2020-09-10 | 2020-09-18 | 2021-10-30 | HANWHA Q-CELLS | Q.PEAK DUO-G6+ 335 | Solar Panels |  | 0.335 | 4 | 274 | 11 |  | Fixed | Roof
NJSTRE1545574592 |  | Transition Incentive Program | New milford | 7646 | 7 | 6.7 | Residential | Yes | Behind the Meter | Net-metered residential rooftop and canopy |  | None | Vision Solar LLC | PSE&G | Accepted | 2020-09-10 | 2020-09-18 | 2021-10-30 | HANWHA Q-CELLS | Q.PEAK DUO-G6+ 335 | Solar Panels |  | 0.335 | 2 | 274 | 14 |  | Fixed | Roof
NJSTRE1545574592 |  | Transition Incentive Program | New milford | 7646 | 7 | 6.7 | Residential | Yes | Behind the Meter | Net-metered residential rooftop and canopy |  | None | Vision Solar LLC | PSE&G | Accepted | 2020-09-10 | 2020-09-18 | 2021-10-30 | HANWHA Q-CELLS | Q.PEAK DUO-G6+ 335 | Solar Panels |  | 0.335 | 2 | 184 | 17 |  | Fixed | Roof
NJSTRE1545574592 |  | Transition Incentive Program | New milford | 7646 | 7 | 6.7 | Residential | Yes | Behind the Meter | Net-metered residential rooftop and canopy |  | None | Vision Solar LLC | PSE&G | Accepted | 2020-09-10 | 2020-09-18 | 2021-10-30 | HANWHA Q-CELLS | Q.PEAK DUO-G6+ 335 | Solar Panels |  | 0.335 | 5 | 94 | 26 |  | Fixed | Roof
NJSTRE1545574596 |  | Transition Incentive Program | Tuckerton | 8087 | 18 | 9.75 | Residential | No | Behind the Meter | Net-metered residential rooftop and canopy |  | None | Sun Up Zero Down | AC Electric | Accepted | 2020-09-15 | 2020-09-15 | 2021-10-30 | Hialeah | CL200 | Meters |  |  | 1 |  |  |  | Yes | Outdoor
NJSTRE1545574596 |  | Transition Incentive Program | Tuckerton | 8087 | 18 | 9.75 | Residential | No | Behind the Meter | Net-metered residential rooftop and canopy |  | None | Sun Up Zero Down | AC Electric | Accepted | 2020-09-15 | 2020-09-15 | 2021-10-30 | Solaredge | SE7600H-US | Inverters | 7600 |  | 1 |  |  | 0.98 |  | Outside | next to utility meter
NJSTRE1545574596 |  | Transition Incentive Program | Tuckerton | 8087 | 18 | 9.75 | Residential | No | Behind the Meter | Net-metered residential rooftop and canopy |  | None | Sun Up Zero Down | AC Electric | Accepted | 2020-09-15 | 2020-09-15 | 2021-10-30 | Trina | TSM-325DE06M(II) | Solar Panels |  | 0.325 | 30 | 230 | 22 |  | Fixed | Roof
NJSTRE1545574615 |  | Transition Incentive Program | Mannington | 8079 | 16 | 19.2 | Residential | No | Behind the Meter | Net-metered residential rooftop and canopy |  | None | RCL Enterprises Inc. | AC Electric | Accepted | 2020-09-10 | 2020-09-14 | 2021-10-30 | Enphase | IQ7 | Inverters | 240 |  | 60 |  |  | 0.96 |  | Outdoor | under panels
NJSTRE1545574615 |  | Transition Incentive Program | Mannington | 8079 | 16 | 19.2 | Residential | No | Behind the Meter | Net-metered residential rooftop and canopy |  | None | RCL Enterprises Inc. | AC Electric | Accepted | 2020-09-10 | 2020-09-14 | 2021-10-30 | Canadian Solar | CS1H-320MS | Solar Panels |  | 0.32 | 60 | 121 | 18 |  | Fixed | Roof
NJSTRE1545574629 |  | Transition Incentive Program | Wharton | 7885 | 3 | 5.7 | Residential | Yes | Behind the Meter | Net-metered residential rooftop and canopy |  | None | Vision Solar LLC | JCP&L | Accepted | 2020-09-10 | 2020-09-14 | 2021-10-30 | ENPHASE | IQ7-60-2-US | Inverters | 0.24 |  | 17 |  |  | 0.96 |  | Other | BEHIND EACH PANEL
NJSTRE1545574629 |  | Transition Incentive Program | Wharton | 7885 | 3 | 5.7 | Residential | Yes | Behind the Meter | Net-metered residential rooftop and canopy |  | None | Vision Solar LLC | JCP&L | Accepted | 2020-09-10 | 2020-09-14 | 2021-10-30 | HANWHA Q-CELLS | Q.PEAK DUO-G6+ 335 | Solar Panels |  | 0.335 | 13 | 251 | 33 |  | Fixed | Roof
NJSTRE1545574629 |  | Transition Incentive Program | Wharton | 7885 | 3 | 5.7 | Residential | Yes | Behind the Meter | Net-metered residential rooftop and canopy |  | None | Vision Solar LLC | JCP&L | Accepted | 2020-09-10 | 2020-09-14 | 2021-10-30 | HANWHA Q-CELLS | Q.PEAK DUO-G6+ 335 | Solar Panels |  | 0.335 | 4 | 251 | 28 |  | Fixed | Roof
NJSTRE1545574632 |  | Transition Incentive Program | EAST WINDSOR | 8520 | 12 | 9.43 | Residential | Yes | Behind the Meter | Net-metered residential rooftop and canopy |  | None | Vivint Solar Developer, LLC | JCP&L | Accepted | 2020-09-15 | 2020-09-15 | 2021-10-30 | Solar Edge | SE7600H-US | Inverters | 7600 |  | 1 |  |  | 0.992 |  | Outdoor | Near the Utility Meter
NJSTRE1545574632 |  | Transition Incentive Program | EAST WINDSOR | 8520 | 12 | 9.43 | Residential | Yes | Behind the Meter | Net-metered residential rooftop and canopy |  | None | Vivint Solar Developer, LLC | JCP&L | Accepted | 2020-09-15 | 2020-09-15 | 2021-10-30 | JINKO SOLAR | JKM325M-60HBL | Solar Panels |  | 0.325 | 15 | 6 | 24 |  | Fixed | Roof
NJSTRE1545574632 |  | Transition Incentive Program | EAST WINDSOR | 8520 | 12 | 9.43 | Residential | Yes | Behind the Meter | Net-metered residential rooftop and canopy |  | None | Vivint Solar Developer, LLC | JCP&L | Accepted | 2020-09-15 | 2020-09-15 | 2021-10-30 | JINKO SOLAR | JKM325M-60HBL | Solar Panels |  | 0.325 | 14 | 186 | 24 |  | Fixed | Roof
NJSTRE1545574658 |  | Transition Incentive Program | Sicklerville | 8081 | 14 | 8.5 | Residential | Yes | Behind the Meter | Net-metered residential rooftop and canopy |  | None | Trinity Solar | AC Electric | Accepted | 2020-09-10 | 2020-09-15 | 2021-10-30 | SOLAR EDGE | SE7600H-US | Inverters | 7600 |  | 1 |  |  | 0.97 |  | Outside | SIDE OF HOME
NJSTRE1545574658 |  | Transition Incentive Program | Sicklerville | 8081 | 14 | 8.5 | Residential | Yes | Behind the Meter | Net-metered residential rooftop and canopy |  | None | Trinity Solar | AC Electric | Accepted | 2020-09-10 | 2020-09-15 | 2021-10-30 | HANWHA 340 (Q.PEAK DUO BLK-G6 340) | HANWHA 340 (Q.PEAK DUO BLK-G6 340) | Solar Panels |  | 0.34 | 25 | 175 | 27 |  | Fixed | Roof
NJSTRE1545574659 |  | Transition Incentive Program | Bridgewater TWP | 8807 | 5 | 8.16 | Residential | No | Behind the Meter | Net-metered residential rooftop and canopy |  | None | Tesla Energy Operations Inc. | PSE&G | Accepted | 2020-09-10 | 2020-09-15 | 2021-10-30 | SolarEdge Technologies | SE7600H-US [240V] | Inverters | 7600 |  | 1 |  |  | 0.99 |  | Outside | Outside
NJSTRE1545574659 |  | Transition Incentive Program | Bridgewater TWP | 8807 | 5 | 8.16 | Residential | No | Behind the Meter | Net-metered residential rooftop and canopy |  | None | Tesla Energy Operations Inc. | PSE&G | Accepted | 2020-09-10 | 2020-09-15 | 2021-10-30 | Hanwha Q-CELLS | Q.Peak DUO BLK-G6+ 340 | Solar Panels |  | 0.34 | 6 | 56 | 40 |  | Fixed | Roof
NJSTRE1545574659 |  | Transition Incentive Program | Bridgewater TWP | 8807 | 5 | 8.16 | Residential | No | Behind the Meter | Net-metered residential rooftop and canopy |  | None | Tesla Energy Operations Inc. | PSE&G | Accepted | 2020-09-10 | 2020-09-15 | 2021-10-30 | Hanwha Q-CELLS | Q.Peak DUO BLK-G6+ 340 | Solar Panels |  | 0.34 | 5 | 146 | 27 |  | Fixed | Roof
NJSTRE1545574659 |  | Transition Incentive Program | Bridgewater TWP | 8807 | 5 | 8.16 | Residential | No | Behind the Meter | Net-metered residential rooftop and canopy |  | None | Tesla Energy Operations Inc. | PSE&G | Accepted | 2020-09-10 | 2020-09-15 | 2021-10-30 | Hanwha Q-CELLS | Q.Peak DUO BLK-G6+ 340 | Solar Panels |  | 0.34 | 3 | 146 | 27 |  | Fixed | Roof
NJSTRE1545574659 |  | Transition Incentive Program | Bridgewater TWP | 8807 | 5 | 8.16 | Residential | No | Behind the Meter | Net-metered residential rooftop and canopy |  | None | Tesla Energy Operations Inc. | PSE&G | Accepted | 2020-09-10 | 2020-09-15 | 2021-10-30 | Hanwha Q-CELLS | Q.Peak DUO BLK-G6+ 340 | Solar Panels |  | 0.34 | 10 | 146 | 27 |  | Fixed | Roof
NJSTRE1545574666 |  | Transition Incentive Program | PLAINFIELD | 7060 | 10 | 2.93 | Residential | Yes | Behind the Meter | Net-metered residential rooftop and canopy |  | None | Vivint Solar Developer, LLC | PSE&G | Accepted | 2020-09-28 | 2020-09-29 | 2021-10-30 | Solar Edge | SE3800H-US | Inverters | 3800 |  | 1 |  |  | 0.992 |  | Outdoor | Near the Utility Meter
NJSTRE1545574666 |  | Transition Incentive Program | PLAINFIELD | 7060 | 10 | 2.93 | Residential | Yes | Behind the Meter | Net-metered residential rooftop and canopy |  | None | Vivint Solar Developer, LLC | PSE&G | Accepted | 2020-09-28 | 2020-09-29 | 2021-10-30 | JINKO SOLAR | JKM325M-60HBL | Solar Panels |  | 0.325 | 9 | 174 | 44 |  | Fixed | Roof
NJSTRE1545574673 |  | Transition Incentive Program | Rahway | 7065 | 10 | 11.1 | Residential | No | Behind the Meter | Net-metered residential rooftop and canopy |  | None | Whitman Construction, LLC | PSE&G | Accepted | 2020-09-10 | 2020-09-14 | 2021-10-30 | enphase energy | IQ7plus-72-2-us | Inverters | 0.295 |  | 30 |  |  | 0.975 |  | Other | microinverters located under modules
NJSTRE1545574673 |  | Transition Incentive Program | Rahway | 7065 | 10 | 11.1 | Residential | No | Behind the Meter | Net-metered residential rooftop and canopy |  | None | Whitman Construction, LLC | PSE&G | Accepted | 2020-09-10 | 2020-09-14 | 2021-10-30 | Solaria Power | XT-370R-PD | Solar Panels |  | 0.37 | 16 | 229 | 20 |  | Fixed | Roof
NJSTRE1545574673 |  | Transition Incentive Program | Rahway | 7065 | 10 | 11.1 | Residential | No | Behind the Meter | Net-metered residential rooftop and canopy |  | None | Whitman Construction, LLC | PSE&G | Accepted | 2020-09-10 | 2020-09-14 | 2021-10-30 | SOLARIA POWER | XT-370R-PD | Solar Panels |  | 0.37 | 14 | 139 | 20 |  | Fixed | Roof
NJSTRE1545574674 |  | Transition Incentive Program | MYSTIC ISLANDS | 8087 | 18 | 7.71 | Residential | Yes | Behind the Meter | Net-metered residential rooftop and canopy |  | None | Vision Solar LLC | AC Electric | Accepted | 2020-09-10 | 2020-09-14 | 2021-10-30 | ENPHASE | IQ7-60-2-US | Inverters | 0.24 |  | 23 |  |  | 0.96 |  | Other | BEHIND EACH PANEL
NJSTRE1545574674 |  | Transition Incentive Program | MYSTIC ISLANDS | 8087 | 18 | 7.71 | Residential | Yes | Behind the Meter | Net-metered residential rooftop and canopy |  | None | Vision Solar LLC | AC Electric | Accepted | 2020-09-10 | 2020-09-14 | 2021-10-30 | HANWHA Q-CELLS | Q.PEAK DUO-G6+ 335 | Solar Panels |  | 0.335 | 10 | 236 | 37 |  | Fixed | Roof
NJSTRE1545574674 |  | Transition Incentive Program | MYSTIC ISLANDS | 8087 | 18 | 7.71 | Residential | Yes | Behind the Meter | Net-metered residential rooftop and canopy |  | None | Vision Solar LLC | AC Electric | Accepted | 2020-09-10 | 2020-09-14 | 2021-10-30 | HANWHA Q-CELLS | Q.PEAK DUO-G6+ 335 | Solar Panels |  | 0.335 | 7 | 56 | 15 |  | Fixed | Roof
NJSTRE1545574674 |  | Transition Incentive Program | MYSTIC ISLANDS | 8087 | 18 | 7.71 | Residential | Yes | Behind the Meter | Net-metered residential rooftop and canopy |  | None | Vision Solar LLC | AC Electric | Accepted | 2020-09-10 | 2020-09-14 | 2021-10-30 | HANWHA Q-CELLS | Q.PEAK DUO-G6+ 335 | Solar Panels |  | 0.335 | 6 | 56 | 37 |  | Fixed | Roof
NJSTRE1545574701 |  | Transition Incentive Program | PHILLIPSBURG | 8865 | 2 | 3.9 | Residential | Yes | Behind the Meter | Net-metered residential rooftop and canopy |  | None | Vivint Solar Developer, LLC | JCP&L | Accepted | 2020-09-15 | 2020-09-15 | 2021-10-30 | Solar Edge | SE3800H-US | Inverters | 3800 |  | 1 |  |  | 0.992 |  | Outdoor | Near the Utility Meter
NJSTRE1545574701 |  | Transition Incentive Program | PHILLIPSBURG | 8865 | 2 | 3.9 | Residential | Yes | Behind the Meter | Net-metered residential rooftop and canopy |  | None | Vivint Solar Developer, LLC | JCP&L | Accepted | 2020-09-15 | 2020-09-15 | 2021-10-30 | JINKO SOLAR | JKM325M-60HBL | Solar Panels |  | 0.325 | 12 | 238 | 20 |  | Fixed | Roof
NJSTRE1545574715 |  | Transition Incentive Program | Teaneck | 7666 | 7 | 4.42 | Residential | Yes | Behind the Meter | Net-metered residential rooftop and canopy |  | None | Trinity Solar | PSE&G | Accepted | 2020-09-10 | 2020-09-14 | 2021-10-30 | SOLAR EDGE | SE3800H-US | Inverters | 3800 |  | 1 |  |  | 0.97 |  | Outside | SIDE OF HOME
NJSTRE1545574715 |  | Transition Incentive Program | Teaneck | 7666 | 7 | 4.42 | Residential | Yes | Behind the Meter | Net-metered residential rooftop and canopy |  | None | Trinity Solar | PSE&G | Accepted | 2020-09-10 | 2020-09-14 | 2021-10-30 | HANWHA 340 (Q.PEAK DUO BLK-G6 340) | HANWHA 340 (Q.PEAK DUO BLK-G6 340) | Solar Panels |  | 0.34 | 13 | 205 | 41 |  | Fixed | Roof
NJSTRE1545574723 |  | Transition Incentive Program | Perth amboy | 8861 | 11 | 4.02 | Residential | No | Behind the Meter | Net-metered residential rooftop and canopy |  | None | Vision Solar LLC | PSE&G | Accepted | 2020-09-10 | 2020-09-14 | 2021-10-30 | ENPHASE | IQ7-60-2-US | Inverters | 0.24 |  | 12 |  |  | 0.96 |  | Other | BEHIND EACH PANEL
NJSTRE1545574723 |  | Transition Incentive Program | Perth amboy | 8861 | 11 | 4.02 | Residential | No | Behind the Meter | Net-metered residential rooftop and canopy |  | None | Vision Solar LLC | PSE&G | Accepted | 2020-09-10 | 2020-09-14 | 2021-10-30 | HANWHA Q-CELLS | Q.PEAK DUO-G6+ 335 | Solar Panels |  | 0.335 | 4 | 293 | 38 |  | Fixed | Roof
NJSTRE1545574723 |  | Transition Incentive Program | Perth amboy | 8861 | 11 | 4.02 | Residential | No | Behind the Meter | Net-metered residential rooftop and canopy |  | None | Vision Solar LLC | PSE&G | Accepted | 2020-09-10 | 2020-09-14 | 2021-10-30 | HANWHA Q-CELLS | Q.PEAK DUO-G6+ 335 | Solar Panels |  | 0.335 | 8 | 113 | 38 |  | Fixed | Roof
NJSTRE1545574730 |  | Transition Incentive Program | WEST MILFORD | 7480 | 6 | 7.48 | Residential | Yes | Behind the Meter | Net-metered residential rooftop and canopy |  | None | Vivint Solar Developer, LLC | Orange Rockland Electric | Accepted | 2020-09-23 | 2020-09-23 | 2021-10-30 | Solar Edge | SE7600H-US | Inverters | 7600 |  | 1 |  |  | 0.992 |  | Outdoor | Near the Utility Meter
NJSTRE1545574730 |  | Transition Incentive Program | WEST MILFORD | 7480 | 6 | 7.48 | Residential | Yes | Behind the Meter | Net-metered residential rooftop and canopy |  | None | Vivint Solar Developer, LLC | Orange Rockland Electric | Accepted | 2020-09-23 | 2020-09-23 | 2021-10-30 | JINKO SOLAR | JKM325M-60HBL | Solar Panels |  | 0.325 | 4 | 107 | 24 |  | Fixed | Roof
NJSTRE1545574730 |  | Transition Incentive Program | WEST MILFORD | 7480 | 6 | 7.48 | Residential | Yes | Behind the Meter | Net-metered residential rooftop and canopy |  | None | Vivint Solar Developer, LLC | Orange Rockland Electric | Accepted | 2020-09-23 | 2020-09-23 | 2021-10-30 | JINKO SOLAR | JKM325M-60HBL | Solar Panels |  | 0.325 | 15 | 287 | 27 |  | Fixed | Roof
NJSTRE1545574730 |  | Transition Incentive Program | WEST MILFORD | 7480 | 6 | 7.48 | Residential | Yes | Behind the Meter | Net-metered residential rooftop and canopy |  | None | Vivint Solar Developer, LLC | Orange Rockland Electric | Accepted | 2020-09-23 | 2020-09-23 | 2021-10-30 | JINKO SOLAR | JKM325M-60HBL | Solar Panels |  | 0.325 | 4 | 107 | 27 |  | Fixed | Roof
NJSTRE1545574748 |  | Transition Incentive Program | Sicklerville | 8081 | 14 | 9.86 | Residential | Yes | Behind the Meter | Net-metered residential rooftop and canopy |  | None | Trinity Solar | AC Electric | Accepted | 2020-09-10 | 2020-09-14 | 2021-10-30 | SOLAR EDGE | SE7600HUS | Inverters | 7600 |  | 1 |  |  | 0.97 |  | Outside | SIDE OF HOME
NJSTRE1545574748 |  | Transition Incentive Program | Sicklerville | 8081 | 14 | 9.86 | Residential | Yes | Behind the Meter | Net-metered residential rooftop and canopy |  | None | Trinity Solar | AC Electric | Accepted | 2020-09-10 | 2020-09-14 | 2021-10-30 | HANWHA 340 (Q.PEAK DUO BLK-G6 340) | HANWHA 340 (Q.PEAK DUO BLK-G6 340) | Solar Panels |  | 0.34 | 10 | 221 | 20 |  | Fixed | Roof
NJSTRE1545574748 |  | Transition Incentive Program | Sicklerville | 8081 | 14 | 9.86 | Residential | Yes | Behind the Meter | Net-metered residential rooftop and canopy |  | None | Trinity Solar | AC Electric | Accepted | 2020-09-10 | 2020-09-14 | 2021-10-30 | HANWHA 340 (Q.PEAK DUO BLK-G6 340) | HANWHA 340 (Q.PEAK DUO BLK-G6 340) | Solar Panels |  | 0.34 | 5 | 221 | 44 |  | Fixed | Roof
NJSTRE1545574748 |  | Transition Incentive Program | Sicklerville | 8081 | 14 | 9.86 | Residential | Yes | Behind the Meter | Net-metered residential rooftop and canopy |  | None | Trinity Solar | AC Electric | Accepted | 2020-09-10 | 2020-09-14 | 2021-10-30 | HANWHA 340 (Q.PEAK DUO BLK-G6 340) | HANWHA 340 (Q.PEAK DUO BLK-G6 340) | Solar Panels |  | 0.34 | 8 | 221 | 45 |  | Fixed | Roof
NJSTRE1545574748 |  | Transition Incentive Program | Sicklerville | 8081 | 14 | 9.86 | Residential | Yes | Behind the Meter | Net-metered residential rooftop and canopy |  | None | Trinity Solar | AC Electric | Accepted | 2020-09-10 | 2020-09-14 | 2021-10-30 | HANWHA 340 (Q.PEAK DUO BLK-G6 340) | HANWHA 340 (Q.PEAK DUO BLK-G6 340) | Solar Panels |  | 0.34 | 6 | 41 | 28 |  | Fixed | Roof
NJSTRE1545574750 |  | Transition Incentive Program | Galloway | 8205 | 19 | 8.13 | Residential | Yes | Behind the Meter | Net-metered residential rooftop and canopy |  | None | Sun Up Zero Down | AC Electric | Accepted | 2020-09-17 | 2020-09-18 | 2021-10-30 | Enphase | X-IQ-AM1-240-3 | Meters |  |  | 1 |  |  |  | Yes | Outdoor
NJSTRE1545574750 |  | Transition Incentive Program | Galloway | 8205 | 19 | 8.13 | Residential | Yes | Behind the Meter | Net-metered residential rooftop and canopy |  | None | Sun Up Zero Down | AC Electric | Accepted | 2020-09-17 | 2020-09-18 | 2021-10-30 | Enphase | IQ7-60-2-US | Inverters | 240 |  | 25 |  |  | 0.976 |  | Outside | behind panel
NJSTRE1545574750 |  | Transition Incentive Program | Galloway | 8205 | 19 | 8.13 | Residential | Yes | Behind the Meter | Net-metered residential rooftop and canopy |  | None | Sun Up Zero Down | AC Electric | Accepted | 2020-09-17 | 2020-09-18 | 2021-10-30 | Trina | TSM-DD06M.05(II) 325 | Solar Panels |  | 0.325 | 25 | 132 | 34 |  | Fixed | Roof
NJSTRE1545574755 |  | Transition Incentive Program | LINDEN | 7036 | 10 | 7.48 | Residential | Yes | Behind the Meter | Net-metered residential rooftop and canopy |  | None | Vivint Solar Developer, LLC | PSE&G | Accepted | 2020-09-15 | 2020-09-16 | 2021-10-30 | Solar Edge | SE7600H-US | Inverters | 7600 |  | 1 |  |  | 0.992 |  | Outdoor | Near the Utility Meter
NJSTRE1545574755 |  | Transition Incentive Program | LINDEN | 7036 | 10 | 7.48 | Residential | Yes | Behind the Meter | Net-metered residential rooftop and canopy |  | None | Vivint Solar Developer, LLC | PSE&G | Accepted | 2020-09-15 | 2020-09-16 | 2021-10-30 | JINKO SOLAR | JKM325M-60HBL | Solar Panels |  | 0.325 | 3 | 216 | 36 |  | Fixed | Roof
NJSTRE1545574755 |  | Transition Incentive Program | LINDEN | 7036 | 10 | 7.48 | Residential | Yes | Behind the Meter | Net-metered residential rooftop and canopy |  | None | Vivint Solar Developer, LLC | PSE&G | Accepted | 2020-09-15 | 2020-09-16 | 2021-10-30 | JINKO SOLAR | JKM325M-60HBL | Solar Panels |  | 0.325 | 14 | 306 | 36 |  | Fixed | Roof
NJSTRE1545574755 |  | Transition Incentive Program | LINDEN | 7036 | 10 | 7.48 | Residential | Yes | Behind the Meter | Net-metered residential rooftop and canopy |  | None | Vivint Solar Developer, LLC | PSE&G | Accepted | 2020-09-15 | 2020-09-16 | 2021-10-30 | JINKO SOLAR | JKM325M-60HBL | Solar Panels |  | 0.325 | 2 | 36 | 36 |  | Fixed | Roof
NJSTRE1545574755 |  | Transition Incentive Program | LINDEN | 7036 | 10 | 7.48 | Residential | Yes | Behind the Meter | Net-metered residential rooftop and canopy |  | None | Vivint Solar Developer, LLC | PSE&G | Accepted | 2020-09-15 | 2020-09-16 | 2021-10-30 | JINKO SOLAR | JKM325M-60HBL | Solar Panels |  | 0.325 | 2 | 36 | 36 |  | Fixed | Roof
NJSTRE1545574755 |  | Transition Incentive Program | LINDEN | 7036 | 10 | 7.48 | Residential | Yes | Behind the Meter | Net-metered residential rooftop and canopy |  | None | Vivint Solar Developer, LLC | PSE&G | Accepted | 2020-09-15 | 2020-09-16 | 2021-10-30 | JINKO SOLAR | JKM325M-60HBL | Solar Panels |  | 0.325 | 2 | 216 | 36 |  | Fixed | Roof
NJSTRE1545574764 |  | Transition Incentive Program | Salem | 8079 | 16 | 19.8 | Residential | Yes | Behind the Meter | Net-metered residential ground mount |  | None | RCL Enterprises Inc. | AC Electric | Accepted | 2020-09-10 | 2020-09-14 | 2021-10-30 | Enphase | iq7 | Inverters | 240 |  | 66 |  |  | 0.96 |  | Outdoor | under panels
NJSTRE1545574764 |  | Transition Incentive Program | Salem | 8079 | 16 | 19.8 | Residential | Yes | Behind the Meter | Net-metered residential ground mount |  | None | RCL Enterprises Inc. | AC Electric | Accepted | 2020-09-10 | 2020-09-14 | 2021-10-30 | Jinko | JKM300M | Solar Panels |  | 0.3 | 66 | 202 | 25 |  | Fixed | Ground
NJSTRE1545574765 |  | Transition Incentive Program | North Bergen | 7047 | 8 | 2.76 | Residential | Yes | Behind the Meter | Net-metered residential rooftop and canopy |  | None | Sunrun, Inc. | PSE&G | Accepted | 2020-09-10 | 2020-09-14 | 2021-10-30 | Enphase Energy | IQ7PLUS-72-x-US (240V) | Inverters | 290 |  | 8 |  |  | 0.96 |  | Outdoor | Rooftop
NJSTRE1545574765 |  | Transition Incentive Program | North Bergen | 7047 | 8 | 2.76 | Residential | Yes | Behind the Meter | Net-metered residential rooftop and canopy |  | None | Sunrun, Inc. | PSE&G | Accepted | 2020-09-10 | 2020-09-14 | 2021-10-30 | LG Electronics | LG345N1C-V5 | Solar Panels |  | 0.345 | 8 | 205 | 10 |  | Fixed | Roof
NJSTRE1545574767 |  | Transition Incentive Program | Port Republic | 8241 | 19 | 7.14 | Residential | No | Behind the Meter | Net-metered residential rooftop and canopy |  | None | Trinity Solar | AC Electric | Accepted | 2020-09-10 | 2020-09-14 | 2021-10-30 | SOLAR EDGE | SE6000H-US | Inverters | 6000 |  | 1 |  |  | 0.97 |  | Outside | SIDE OF HOME
NJSTRE1545574767 |  | Transition Incentive Program | Port Republic | 8241 | 19 | 7.14 | Residential | No | Behind the Meter | Net-metered residential rooftop and canopy |  | None | Trinity Solar | AC Electric | Accepted | 2020-09-10 | 2020-09-14 | 2021-10-30 | HANWHA 340 (Q.PEAK DUO BLK-G6 340) | HANWHA 340 (Q.PEAK DUO BLK-G6 340) | Solar Panels |  | 0.34 | 12 | 82 | 24 |  | Fixed | Roof
NJSTRE1545574767 |  | Transition Incentive Program | Port Republic | 8241 | 19 | 7.14 | Residential | No | Behind the Meter | Net-metered residential rooftop and canopy |  | None | Trinity Solar | AC Electric | Accepted | 2020-09-10 | 2020-09-14 | 2021-10-30 | HANWHA 340 (Q.PEAK DUO BLK-G6 340) | HANWHA 340 (Q.PEAK DUO BLK-G6 340) | Solar Panels |  | 0.34 | 9 | 262 | 24 |  | Fixed | Roof
NJSTRE1545574769 |  | Transition Incentive Program | PAULSBORO | 8066 | 15 | 8.71 | Residential | Yes | Behind the Meter | Net-metered residential rooftop and canopy |  | None | Vision Solar LLC | AC Electric | Accepted | 2020-09-10 | 2020-09-14 | 2021-10-30 | ENPHASE | IQ7-60-2-US | Inverters | 0.24 |  | 26 |  |  | 0.96 |  | Other | BEHIND EACH PANEL
NJSTRE1545574769 |  | Transition Incentive Program | PAULSBORO | 8066 | 15 | 8.71 | Residential | Yes | Behind the Meter | Net-metered residential rooftop and canopy |  | None | Vision Solar LLC | AC Electric | Accepted | 2020-09-10 | 2020-09-14 | 2021-10-30 | HANWHA Q-CELLS | Q.PEAK DUO-G6+ 335 | Solar Panels |  | 0.335 | 2 | 276 | 20 |  | Fixed | Roof
NJSTRE1545574769 |  | Transition Incentive Program | PAULSBORO | 8066 | 15 | 8.71 | Residential | Yes | Behind the Meter | Net-metered residential rooftop and canopy |  | None | Vision Solar LLC | AC Electric | Accepted | 2020-09-10 | 2020-09-14 | 2021-10-30 | HANWHA Q-CELLS | Q.PEAK DUO-G6+ 335 | Solar Panels |  | 0.335 | 24 | 96 | 20 |  | Fixed | Roof
NJSTRE1545574788 |  | Transition Incentive Program | Rochelle park | 7662 | 7 | 4.36 | Residential | Yes | Behind the Meter | Net-metered residential rooftop and canopy |  | None | Vision Solar LLC | PSE&G | Accepted | 2020-09-10 | 2020-09-15 | 2021-10-30 | ENPHASE | IQ7-60-2-US | Inverters | 0.24 |  | 13 |  |  | 0.96 |  | Other | BEHIND EACH PANEL
NJSTRE1545574788 |  | Transition Incentive Program | Rochelle park | 7662 | 7 | 4.36 | Residential | Yes | Behind the Meter | Net-metered residential rooftop and canopy |  | None | Vision Solar LLC | PSE&G | Accepted | 2020-09-10 | 2020-09-15 | 2021-10-30 | HANWHA Q-CELLS | Q.PEAK DUO-G6+ 335 | Solar Panels |  | 0.335 | 6 | 308 | 36 |  | Fixed | Roof
NJSTRE1545574788 |  | Transition Incentive Program | Rochelle park | 7662 | 7 | 4.36 | Residential | Yes | Behind the Meter | Net-metered residential rooftop and canopy |  | None | Vision Solar LLC | PSE&G | Accepted | 2020-09-10 | 2020-09-15 | 2021-10-30 | HANWHA Q-CELLS | Q.PEAK DUO-G6+ 335 | Solar Panels |  | 0.335 | 7 | 128 | 10 |  | Fixed | Roof
NJSTRE1545574798 |  | Transition Incentive Program | Newark | 7106 | 9 | 5.49 | Residential | Yes | Behind the Meter | Net-metered residential rooftop and canopy |  | None | Sunrun Installation Services, Inc. | PSE&G | Accepted | 2020-09-10 | 2020-09-14 | 2021-10-30 | Enphase Energy | IQ7-60-x-US (240V) | Inverters | 240 |  | 18 |  |  | 0.96 |  | Outdoor | Rooftop
NJSTRE1545574798 |  | Transition Incentive Program | Newark | 7106 | 9 | 5.49 | Residential | Yes | Behind the Meter | Net-metered residential rooftop and canopy |  | None | Sunrun Installation Services, Inc. | PSE&G | Accepted | 2020-09-10 | 2020-09-14 | 2021-10-30 | LONGi Green Energy Technology Co Ltd | LR6-60HPB-305M | Solar Panels |  | 0.305 | 18 | 203 | 10 |  | Fixed | Roof
NJSTRE1545574803 |  | Transition Incentive Program | EATONTOWN | 7724 | 17 | 12.35 | Residential | Yes | Behind the Meter | Net-metered residential rooftop and canopy |  | None | Vivint Solar Developer, LLC | JCP&L | Accepted | 2020-09-15 | 2020-09-15 | 2021-10-30 | Solar Edge | SE3800H-US | Inverters | 3800 |  | 1 |  |  | 0.992 |  | Outdoor | Near the Utility Meter
NJSTRE1545574803 |  | Transition Incentive Program | EATONTOWN | 7724 | 17 | 12.35 | Residential | Yes | Behind the Meter | Net-metered residential rooftop and canopy |  | None | Vivint Solar Developer, LLC | JCP&L | Accepted | 2020-09-15 | 2020-09-15 | 2021-10-30 | Solar Edge | SE7600H-US | Inverters | 7600 |  | 1 |  |  | 0.992 |  | Outdoor | Near the Utility Meter
NJSTRE1545574803 |  | Transition Incentive Program | EATONTOWN | 7724 | 17 | 12.35 | Residential | Yes | Behind the Meter | Net-metered residential rooftop and canopy |  | None | Vivint Solar Developer, LLC | JCP&L | Accepted | 2020-09-15 | 2020-09-15 | 2021-10-30 | JINKO SOLAR | JKM325M-60HBL | Solar Panels |  | 0.325 | 17 | 127 | 21 |  | Fixed | Roof
NJSTRE1545574803 |  | Transition Incentive Program | EATONTOWN | 7724 | 17 | 12.35 | Residential | Yes | Behind the Meter | Net-metered residential rooftop and canopy |  | None | Vivint Solar Developer, LLC | JCP&L | Accepted | 2020-09-15 | 2020-09-15 | 2021-10-30 | JINKO SOLAR | JKM325M-60HBL | Solar Panels |  | 0.325 | 21 | 307 | 21 |  | Fixed | Roof
NJSTRE1545574811 |  | Transition Incentive Program | Little Egg Harbor Township | 8087 | 18 | 6.12 | Residential | Yes | Behind the Meter | Net-metered residential rooftop and canopy |  | None | Trinity Solar | AC Electric | Accepted | 2020-09-10 | 2020-09-14 | 2021-10-30 | SOLAR EDGE | SE5000H-US | Inverters | 5000 |  | 1 |  |  | 0.97 |  | Outdoor | SIDE OF HOME
NJSTRE1545574811 |  | Transition Incentive Program | Little Egg Harbor Township | 8087 | 18 | 6.12 | Residential | Yes | Behind the Meter | Net-metered residential rooftop and canopy |  | None | Trinity Solar | AC Electric | Accepted | 2020-09-10 | 2020-09-14 | 2021-10-30 | HANWHA 340 (Q.PEAK DUO BLK-G6 340) | HANWHA 340 (Q.PEAK DUO BLK-G6 340) | Solar Panels |  | 0.34 | 4 | 34 | 14 |  | Fixed | Roof
NJSTRE1545574811 |  | Transition Incentive Program | Little Egg Harbor Township | 8087 | 18 | 6.12 | Residential | Yes | Behind the Meter | Net-metered residential rooftop and canopy |  | None | Trinity Solar | AC Electric | Accepted | 2020-09-10 | 2020-09-14 | 2021-10-30 | HANWHA 340 (Q.PEAK DUO BLK-G6 340) | HANWHA 340 (Q.PEAK DUO BLK-G6 340) | Solar Panels |  | 0.34 | 14 | 214 | 14 |  | Fixed | Roof
NJSTRE1545574831 |  | Transition Incentive Program | GARWOOD | 7027 | 10 | 2.6 | Residential | Yes | Behind the Meter | Net-metered residential rooftop and canopy |  | None | Vivint Solar Developer, LLC | PSE&G | Accepted | 2020-09-15 | 2020-09-15 | 2021-10-30 | Solar Edge | SE3800H-US | Inverters | 3800 |  | 1 |  |  | 0.992 |  | Outdoor | Near the Utility Meter
NJSTRE1545574831 |  | Transition Incentive Program | GARWOOD | 7027 | 10 | 2.6 | Residential | Yes | Behind the Meter | Net-metered residential rooftop and canopy |  | None | Vivint Solar Developer, LLC | PSE&G | Accepted | 2020-09-15 | 2020-09-15 | 2021-10-30 | JINKO SOLAR | JKM325M-60HBL | Solar Panels |  | 0.325 | 8 | 260 | 30 |  | Fixed | Roof
NJSTRE1545574843 |  | Transition Incentive Program | Galloway | 8205 | 19 | 14.28 | Residential | Yes | Behind the Meter | Net-metered residential rooftop and canopy |  | None | Castle Energy, LLC | AC Electric | Accepted | 2020-09-10 | 2020-09-17 | 2021-10-30 | Enphase Energy | IQ7-60-2-US | Inverters | 240 |  | 42 |  |  | 0.967 |  | Outdoor | on the rooftop under each solar panel
NJSTRE1545574843 |  | Transition Incentive Program | Galloway | 8205 | 19 | 14.28 | Residential | Yes | Behind the Meter | Net-metered residential rooftop and canopy |  | None | Castle Energy, LLC | AC Electric | Accepted | 2020-09-10 | 2020-09-17 | 2021-10-30 | Hanwha Q-Cells | Q.Peak DUO BLK-G6 340 | Solar Panels |  | 0.34 | 11 | 126 | 17 |  | Fixed | Roof
NJSTRE1545574843 |  | Transition Incentive Program | Galloway | 8205 | 19 | 14.28 | Residential | Yes | Behind the Meter | Net-metered residential rooftop and canopy |  | None | Castle Energy, LLC | AC Electric | Accepted | 2020-09-10 | 2020-09-17 | 2021-10-30 | Hanwha Q-Cells | Q.Peak DUO BLK-G6 340 | Solar Panels |  | 0.34 | 25 | 127 | 24 |  | Fixed | Roof
NJSTRE1545574843 |  | Transition Incentive Program | Galloway | 8205 | 19 | 14.28 | Residential | Yes | Behind the Meter | Net-metered residential rooftop and canopy |  | None | Castle Energy, LLC | AC Electric | Accepted | 2020-09-10 | 2020-09-17 | 2021-10-30 | Hanwha Q-Cells | Q.Peak DUO BLK-G6 340 | Solar Panels |  | 0.34 | 6 | 127 | 9 |  | Fixed | Roof
NJSTRE1545574860 |  | Transition Incentive Program | Roselle | 7203 | 10 | 3.25 | Residential | Yes | Behind the Meter | Net-metered residential rooftop and canopy |  | None | Vivint Solar Developer, LLC | PSE&G | Accepted | 2020-09-15 | 2020-09-15 | 2021-10-30 | Solar Edge | SE3800H-US | Inverters | 3800 |  | 1 |  |  | 0.992 |  | Outdoor | Near the Utility Meter
NJSTRE1545574860 |  | Transition Incentive Program | Roselle | 7203 | 10 | 3.25 | Residential | Yes | Behind the Meter | Net-metered residential rooftop and canopy |  | None | Vivint Solar Developer, LLC | PSE&G | Accepted | 2020-09-15 | 2020-09-15 | 2021-10-30 | JINKO SOLAR | JKM325M-60HBL | Solar Panels |  | 0.325 | 5 | 171 | 33 |  | Fixed | Roof
NJSTRE1545574860 |  | Transition Incentive Program | Roselle | 7203 | 10 | 3.25 | Residential | Yes | Behind the Meter | Net-metered residential rooftop and canopy |  | None | Vivint Solar Developer, LLC | PSE&G | Accepted | 2020-09-15 | 2020-09-15 | 2021-10-30 | JINKO SOLAR | JKM325M-60HBL | Solar Panels |  | 0.325 | 5 | 351 | 33 |  | Fixed | Roof
NJSTRE1545574869 |  | Transition Incentive Program | Paterson | 7524 | 6 | 8.16 | Residential | Yes | Behind the Meter | Net-metered residential rooftop and canopy |  | None | Trinity Solar | PSE&G | Accepted | 2020-09-10 | 2020-09-14 | 2021-10-30 | SOLAR EDGE | SE7600H-US | Inverters | 7600 |  | 1 |  |  | 0.97 |  | Outside | SIDE OF HOME
NJSTRE1545574869 |  | Transition Incentive Program | Paterson | 7524 | 6 | 8.16 | Residential | Yes | Behind the Meter | Net-metered residential rooftop and canopy |  | None | Trinity Solar | PSE&G | Accepted | 2020-09-10 | 2020-09-14 | 2021-10-30 | HANWHA 340 (Q.PEAK DUO BLK-G6 340) | HANWHA 340 (Q.PEAK DUO BLK-G6 340) | Solar Panels |  | 0.34 | 12 | 283 | 40 |  | Fixed | Roof
NJSTRE1545574869 |  | Transition Incentive Program | Paterson | 7524 | 6 | 8.16 | Residential | Yes | Behind the Meter | Net-metered residential rooftop and canopy |  | None | Trinity Solar | PSE&G | Accepted | 2020-09-10 | 2020-09-14 | 2021-10-30 | HANWHA 340 (Q.PEAK DUO BLK-G6 340) | HANWHA 340 (Q.PEAK DUO BLK-G6 340) | Solar Panels |  | 0.34 | 12 | 103 | 40 |  | Fixed | Roof
NJSTRE1545574871 |  | Transition Incentive Program | Ridgewood | 7450 | 7 | 3.63 | Residential | Yes | Behind the Meter | Net-metered residential rooftop and canopy |  | None | Sunrun Installation Services, Inc. | PSE&G | Accepted | 2020-09-10 | 2020-09-15 | 2021-10-30 | Tesla | Powerwall 2 AC | Electric Storage Battery |  |  | 2 |  |  |  | Lithium Ion |  | outside
NJSTRE1545574871 |  | Transition Incentive Program | Ridgewood | 7450 | 7 | 3.63 | Residential | Yes | Behind the Meter | Net-metered residential rooftop and canopy |  | None | Sunrun Installation Services, Inc. | PSE&G | Accepted | 2020-09-10 | 2020-09-15 | 2021-10-30 | Enphase Energy | IQ7-60-x-US (240V) | Inverters | 240 |  | 11 |  |  | 0.96 |  | Outdoor | Rooftop
NJSTRE1545574871 |  | Transition Incentive Program | Ridgewood | 7450 | 7 | 3.63 | Residential | Yes | Behind the Meter | Net-metered residential rooftop and canopy |  | None | Sunrun Installation Services, Inc. | PSE&G | Accepted | 2020-09-10 | 2020-09-15 | 2021-10-30 | LG Electronics | LG330N1C-A5 | Solar Panels |  | 0.33 | 3 | 296 | 6 |  | Fixed | Roof
NJSTRE1545574871 |  | Transition Incentive Program | Ridgewood | 7450 | 7 | 3.63 | Residential | Yes | Behind the Meter | Net-metered residential rooftop and canopy |  | None | Sunrun Installation Services, Inc. | PSE&G | Accepted | 2020-09-10 | 2020-09-15 | 2021-10-30 | LG Electronics | LG330N1C-A5 | Solar Panels |  | 0.33 | 8 | 115 | 34 |  | Fixed | Roof
NJSTRE1545574877 |  | Transition Incentive Program | Egg Harbor Township | 8234 | 19 | 3.74 | Residential | Yes | Behind the Meter | Net-metered residential rooftop and canopy |  | None | Castle Energy, LLC | AC Electric | Accepted | 2020-09-10 | 2020-09-15 | 2021-10-30 | Enphase Energy | IQ7-60-2-US | Inverters | 240 |  | 11 |  |  | 0.967 |  | Outdoor | on the rooftop under each solar panel
NJSTRE1545574877 |  | Transition Incentive Program | Egg Harbor Township | 8234 | 19 | 3.74 | Residential | Yes | Behind the Meter | Net-metered residential rooftop and canopy |  | None | Castle Energy, LLC | AC Electric | Accepted | 2020-09-10 | 2020-09-15 | 2021-10-30 | Hanwha Q-Cells | Q.Peak DUO BLK-G6 340 | Solar Panels |  | 0.34 | 11 | 170 | 19 |  | Fixed | Roof
NJSTRE1545574887 |  | Transition Incentive Program | BLOOMFIELD | 7003 | 9 | 4.55 | Residential | Yes | Behind the Meter | Net-metered residential rooftop and canopy |  | None | Vivint Solar Developer, LLC | PSE&G | Accepted | 2020-09-15 | 2020-09-16 | 2021-10-30 | Solar Edge | SE3800H-US | Inverters | 3800 |  | 1 |  |  | 0.992 |  | Outdoor | Near the Utility Meter
NJSTRE1545574887 |  | Transition Incentive Program | BLOOMFIELD | 7003 | 9 | 4.55 | Residential | Yes | Behind the Meter | Net-metered residential rooftop and canopy |  | None | Vivint Solar Developer, LLC | PSE&G | Accepted | 2020-09-15 | 2020-09-16 | 2021-10-30 | JINKO SOLAR | JKM325M-60HBL | Solar Panels |  | 0.325 | 10 | 301 | 39 |  | Fixed | Roof
NJSTRE1545574887 |  | Transition Incentive Program | BLOOMFIELD | 7003 | 9 | 4.55 | Residential | Yes | Behind the Meter | Net-metered residential rooftop and canopy |  | None | Vivint Solar Developer, LLC | PSE&G | Accepted | 2020-09-15 | 2020-09-16 | 2021-10-30 | JINKO SOLAR | JKM325M-60HBL | Solar Panels |  | 0.325 | 4 | 121 | 30 |  | Fixed | Roof
NJSTRE1545574902 |  | Transition Incentive Program | Linden | 7036 | 10 | 8.16 | Residential | Yes | Behind the Meter | Net-metered residential rooftop and canopy |  | None | Trinity Solar | PSE&G | Accepted | 2020-09-10 | 2020-09-15 | 2021-10-30 | SOLAR EDGE | SE7600H-US | Inverters | 7600 |  | 1 |  |  | 0.97 |  | Outdoor | SIDE OF HOME
NJSTRE1545574902 |  | Transition Incentive Program | Linden | 7036 | 10 | 8.16 | Residential | Yes | Behind the Meter | Net-metered residential rooftop and canopy |  | None | Trinity Solar | PSE&G | Accepted | 2020-09-10 | 2020-09-15 | 2021-10-30 | HANWHA 340 (Q.PEAK DUO BLK-G6 340) | HANWHA 340 (Q.PEAK DUO BLK-G6 340) | Solar Panels |  | 0.34 | 24 | 219 | 30 |  | Fixed | Roof
NJSTRE1545574910 |  | Transition Incentive Program | MOORESTOWN | 8057 | 13 | 4.88 | Residential | Yes | Behind the Meter | Net-metered residential rooftop and canopy |  | None | Vivint Solar Developer, LLC | PSE&G | Accepted | 2020-09-15 | 2020-09-15 | 2021-10-30 | Solar Edge | SE7600H-US | Inverters | 7600 |  | 1 |  |  | 0.992 |  | Outdoor | Near the Utility Meter
NJSTRE1545574910 |  | Transition Incentive Program | MOORESTOWN | 8057 | 13 | 4.88 | Residential | Yes | Behind the Meter | Net-metered residential rooftop and canopy |  | None | Vivint Solar Developer, LLC | PSE&G | Accepted | 2020-09-15 | 2020-09-15 | 2021-10-30 | JINKO SOLAR | JKM325M-60HBL | Solar Panels |  | 0.325 | 10 | 353 | 41 |  | Fixed | Roof
NJSTRE1545574910 |  | Transition Incentive Program | MOORESTOWN | 8057 | 13 | 4.88 | Residential | Yes | Behind the Meter | Net-metered residential rooftop and canopy |  | None | Vivint Solar Developer, LLC | PSE&G | Accepted | 2020-09-15 | 2020-09-15 | 2021-10-30 | JINKO SOLAR | JKM325M-60HBL | Solar Panels |  | 0.325 | 5 | 173 | 41 |  | Fixed | Roof
NJSTRE1545574915 |  | Transition Incentive Program | PISCATWAY | 8854 | 11 | 9.52 | Residential | Yes | Behind the Meter | Net-metered residential rooftop and canopy |  | None | Trinity Solar | PSE&G | Accepted | 2020-09-10 | 2020-09-14 | 2021-10-30 | Solar Edge | SE7600H-US000BNC4 | Inverters | 75600 |  | 1 |  |  | 0.97 |  | Outdoor | side of home
NJSTRE1545574915 |  | Transition Incentive Program | PISCATWAY | 8854 | 11 | 9.52 | Residential | Yes | Behind the Meter | Net-metered residential rooftop and canopy |  | None | Trinity Solar | PSE&G | Accepted | 2020-09-10 | 2020-09-14 | 2021-10-30 | HANWHA | Q.PEAK DUO BLK-G6 340 | Solar Panels |  | 0.34 | 7 | 241 | 37 |  | Fixed | Roof
NJSTRE1545574915 |  | Transition Incentive Program | PISCATWAY | 8854 | 11 | 9.52 | Residential | Yes | Behind the Meter | Net-metered residential rooftop and canopy |  | None | Trinity Solar | PSE&G | Accepted | 2020-09-10 | 2020-09-14 | 2021-10-30 | HANWHA | Q.PEAK DUO BLK-G6 340 | Solar Panels |  | 0.34 | 11 | 152 | 23 |  | Fixed | Roof
NJSTRE1545574915 |  | Transition Incentive Program | PISCATWAY | 8854 | 11 | 9.52 | Residential | Yes | Behind the Meter | Net-metered residential rooftop and canopy |  | None | Trinity Solar | PSE&G | Accepted | 2020-09-10 | 2020-09-14 | 2021-10-30 | HANWHA | Q.PEAK DUO BLK-G6 340 | Solar Panels |  | 0.34 | 10 | 332 | 23 |  | Fixed | Roof
NJSTRE1545574934 |  | Transition Incentive Program | Teaneck | 7666 | 7 | 5.94 | Residential | Yes | Behind the Meter | Net-metered residential rooftop and canopy |  | None | Sunrun Installation Services, Inc. | PSE&G | Accepted | 2020-09-10 | 2020-09-15 | 2021-10-30 | Tesla | Powerwall 2 AC | Electric Storage Battery |  |  | 1 |  |  |  | Lithium Ion |  | outside
NJSTRE1545574934 |  | Transition Incentive Program | Teaneck | 7666 | 7 | 5.94 | Residential | Yes | Behind the Meter | Net-metered residential rooftop and canopy |  | None | Sunrun Installation Services, Inc. | PSE&G | Accepted | 2020-09-10 | 2020-09-15 | 2021-10-30 | Enphase Energy | IQ7-60-x-US (240V) | Inverters | 240 |  | 18 |  |  | 0.96 |  | Outdoor | Rooftop
NJSTRE1545574934 |  | Transition Incentive Program | Teaneck | 7666 | 7 | 5.94 | Residential | Yes | Behind the Meter | Net-metered residential rooftop and canopy |  | None | Sunrun Installation Services, Inc. | PSE&G | Accepted | 2020-09-10 | 2020-09-15 | 2021-10-30 | LG Electronics | LG330N1C-A5 | Solar Panels |  | 0.33 | 9 | 201 | 34 |  | Fixed | Roof
NJSTRE1545574934 |  | Transition Incentive Program | Teaneck | 7666 | 7 | 5.94 | Residential | Yes | Behind the Meter | Net-metered residential rooftop and canopy |  | None | Sunrun Installation Services, Inc. | PSE&G | Accepted | 2020-09-10 | 2020-09-15 | 2021-10-30 | LG Electronics | LG330N1C-A5 | Solar Panels |  | 0.33 | 9 | 21 | 34 |  | Fixed | Roof
NJSTRE1545574940 |  | Transition Incentive Program | DEPTFORD | 8096 | 15 | 7.8 | Residential | Yes | Behind the Meter | Net-metered residential rooftop and canopy |  | None | Vivint Solar Developer, LLC | PSE&G | Accepted | 2020-09-15 | 2020-09-15 | 2021-10-30 | Solar Edge | SE7600H-US | Inverters | 7600 |  | 1 |  |  | 0.992 |  | Outdoor | Near the Utility Meter
NJSTRE1545574940 |  | Transition Incentive Program | DEPTFORD | 8096 | 15 | 7.8 | Residential | Yes | Behind the Meter | Net-metered residential rooftop and canopy |  | None | Vivint Solar Developer, LLC | PSE&G | Accepted | 2020-09-15 | 2020-09-15 | 2021-10-30 | JINKO SOLAR | JKM325M-60HBL | Solar Panels |  | 0.325 | 9 | 343 | 29 |  | Fixed | Roof
NJSTRE1545574940 |  | Transition Incentive Program | DEPTFORD | 8096 | 15 | 7.8 | Residential | Yes | Behind the Meter | Net-metered residential rooftop and canopy |  | None | Vivint Solar Developer, LLC | PSE&G | Accepted | 2020-09-15 | 2020-09-15 | 2021-10-30 | JINKO SOLAR | JKM325M-60HBL | Solar Panels |  | 0.325 | 15 | 163 | 29 |  | Fixed | Roof
NJSTRE1545574947 |  | Transition Incentive Program | EGG HARBOR TOWNSHIP | 8234 | 19 | 2.72 | Residential | Yes | Behind the Meter | Net-metered residential rooftop and canopy |  | None | Trinity Solar | AC Electric | Accepted | 2020-09-10 | 2020-09-15 | 2021-10-30 | Solar Edge | SE3000H-US000BNC4 | Inverters | 3000 |  | 1 |  |  | 0.97 |  | Outdoor | side of home
NJSTRE1545574947 |  | Transition Incentive Program | EGG HARBOR TOWNSHIP | 8234 | 19 | 2.72 | Residential | Yes | Behind the Meter | Net-metered residential rooftop and canopy |  | None | Trinity Solar | AC Electric | Accepted | 2020-09-10 | 2020-09-15 | 2021-10-30 | HANWHA | Q.PEAK DUO BLK-G6 340 | Solar Panels |  | 0.34 | 8 | 124 | 18 |  | Fixed | Roof
NJSTRE1545574974 |  | Transition Incentive Program | PLAINFIELD | 7060 | 10 | 4.88 | Residential | Yes | Behind the Meter | Net-metered residential rooftop and canopy |  | None | Vivint Solar Developer, LLC | PSE&G | Accepted | 2020-09-15 | 2020-09-15 | 2021-10-30 | Solar Edge | SE3800H-US | Inverters | 3800 |  | 1 |  |  | 0.992 |  | Outdoor | Near the Utility Meter
NJSTRE1545574974 |  | Transition Incentive Program | PLAINFIELD | 7060 | 10 | 4.88 | Residential | Yes | Behind the Meter | Net-metered residential rooftop and canopy |  | None | Vivint Solar Developer, LLC | PSE&G | Accepted | 2020-09-15 | 2020-09-15 | 2021-10-30 | JINKO SOLAR | JKM325M-60HBL | Solar Panels |  | 0.325 | 15 | 174 | 33 |  | Fixed | Roof
NJSTRE1545575123 |  | Transition Incentive Program | RIDGEFIELD | 7657 | 7 | 7.35 | Residential | Yes | Behind the Meter | Net-metered residential rooftop and canopy |  | None | Pro Custom Solar dba Momentum Solar | PSE&G | Accepted | 2020-09-10 | 2020-09-15 | 2021-10-30 | Enphase | IQ7Plus-72-2-US | Inverters | 290 |  | 21 |  |  | 0.97 |  | Outdoor | Roof
NJSTRE1545575123 |  | Transition Incentive Program | RIDGEFIELD | 7657 | 7 | 7.35 | Residential | Yes | Behind the Meter | Net-metered residential rooftop and canopy |  | None | Pro Custom Solar dba Momentum Solar | PSE&G | Accepted | 2020-09-10 | 2020-09-15 | 2021-10-30 | LG ELECTRONICS | LG 350N1C-V5 | Solar Panels |  | 0.35 | 3 | 127 | 27 |  | Fixed | Roof
NJSTRE1545575123 |  | Transition Incentive Program | RIDGEFIELD | 7657 | 7 | 7.35 | Residential | Yes | Behind the Meter | Net-metered residential rooftop and canopy |  | None | Pro Custom Solar dba Momentum Solar | PSE&G | Accepted | 2020-09-10 | 2020-09-15 | 2021-10-30 | LG ELECTRONICS | LG 350N1C-V5 | Solar Panels |  | 0.35 | 6 | 37 | 25 |  | Fixed | Roof
NJSTRE1545575123 |  | Transition Incentive Program | RIDGEFIELD | 7657 | 7 | 7.35 | Residential | Yes | Behind the Meter | Net-metered residential rooftop and canopy |  | None | Pro Custom Solar dba Momentum Solar | PSE&G | Accepted | 2020-09-10 | 2020-09-15 | 2021-10-30 | LG ELECTRONICS | LG 350N1C-V5 | Solar Panels |  | 0.35 | 6 | 307 | 31 |  | Fixed | Roof
NJSTRE1545575123 |  | Transition Incentive Program | RIDGEFIELD | 7657 | 7 | 7.35 | Residential | Yes | Behind the Meter | Net-metered residential rooftop and canopy |  | None | Pro Custom Solar dba Momentum Solar | PSE&G | Accepted | 2020-09-10 | 2020-09-15 | 2021-10-30 | LG ELECTRONICS | LG 350N1C-V5 | Solar Panels |  | 0.35 | 6 | 217 | 25 |  | Fixed | Roof
NJSTRE1545575149 |  | Transition Incentive Program | Elizabeth | 7208 | 10 | 10.37 | Residential | Yes | Behind the Meter | Net-metered residential rooftop and canopy |  | None | Sunrun Installation Services, Inc. | PSE&G | Accepted | 2020-09-10 | 2020-09-15 | 2021-10-30 | Enphase Energy | IQ7-60-x-US (240V) | Inverters | 240 |  | 34 |  |  | 0.96 |  | Outdoor | Rooftop
NJSTRE1545575149 |  | Transition Incentive Program | Elizabeth | 7208 | 10 | 10.37 | Residential | Yes | Behind the Meter | Net-metered residential rooftop and canopy |  | None | Sunrun Installation Services, Inc. | PSE&G | Accepted | 2020-09-10 | 2020-09-15 | 2021-10-30 | LONGi Green Energy Technology Co Ltd | LR6-60HPB-305M | Solar Panels |  | 0.305 | 14 | 125 | 43 |  | Fixed | Roof
NJSTRE1545575149 |  | Transition Incentive Program | Elizabeth | 7208 | 10 | 10.37 | Residential | Yes | Behind the Meter | Net-metered residential rooftop and canopy |  | None | Sunrun Installation Services, Inc. | PSE&G | Accepted | 2020-09-10 | 2020-09-15 | 2021-10-30 | LONGi Green Energy Technology Co Ltd | LR6-60HPB-305M | Solar Panels |  | 0.305 | 20 | 305 | 43 |  | Fixed | Roof
NJSTRE1545575236 |  | Transition Incentive Program | Mantua | 8051 | 15 | 12.8 | Residential | Yes | Behind the Meter | Net-metered residential rooftop and canopy |  | None | RCL Enterprises Inc. | AC Electric | Accepted | 2020-09-10 | 2020-09-15 | 2021-10-30 | enphase | iq7 | Inverters | 240 |  | 40 |  |  | 0.96 |  | Outdoor | under panels
NJSTRE1545575236 |  | Transition Incentive Program | Mantua | 8051 | 15 | 12.8 | Residential | Yes | Behind the Meter | Net-metered residential rooftop and canopy |  | None | RCL Enterprises Inc. | AC Electric | Accepted | 2020-09-10 | 2020-09-15 | 2021-10-30 | Trina Solar | TSM-320DD06M | Solar Panels |  | 0.32 | 10 | 178 | 24 |  | Fixed | Roof
NJSTRE1545575236 |  | Transition Incentive Program | Mantua | 8051 | 15 | 12.8 | Residential | Yes | Behind the Meter | Net-metered residential rooftop and canopy |  | None | RCL Enterprises Inc. | AC Electric | Accepted | 2020-09-10 | 2020-09-15 | 2021-10-30 | Trina Solar | TSM-320DD06M | Solar Panels |  | 0.32 | 12 | 358 | 24 |  | Fixed | Pole
NJSTRE1545575236 |  | Transition Incentive Program | Mantua | 8051 | 15 | 12.8 | Residential | Yes | Behind the Meter | Net-metered residential rooftop and canopy |  | None | RCL Enterprises Inc. | AC Electric | Accepted | 2020-09-10 | 2020-09-15 | 2021-10-30 | Trina Solar | TSM-320DD06M | Solar Panels |  | 0.32 | 18 | 178 | 24 |  | Fixed | Roof
NJSTRE1545575240 |  | Transition Incentive Program | SEWELL | 8080 | 15 | 5.1 | Residential | Yes | Behind the Meter | Net-metered residential rooftop and canopy |  | None | Trinity Solar | AC Electric | Accepted | 2020-09-10 | 2020-09-15 | 2021-10-30 | Solar Edge | SE3800H-US000BNC4 | Inverters | 3800 |  | 1 |  |  | 0.97 |  | Outdoor | side of home
NJSTRE1545575240 |  | Transition Incentive Program | SEWELL | 8080 | 15 | 5.1 | Residential | Yes | Behind the Meter | Net-metered residential rooftop and canopy |  | None | Trinity Solar | AC Electric | Accepted | 2020-09-10 | 2020-09-15 | 2021-10-30 | HANWHA | Q.PEAK DUO BLK-G6 340 | Solar Panels |  | 0.34 | 15 | 141 | 18 |  | Fixed | Roof
NJSTRE1545575259 |  | Transition Incentive Program | Maplewood | 7040 | 9 | 3.5 | Residential | Yes | Behind the Meter | Net-metered residential rooftop and canopy |  | None | Pro Custom Solar dba Momentum Solar | PSE&G | Accepted | 2020-09-10 | 2020-09-15 | 2021-10-30 | Enphase | IQ7Plus-72-2-US | Inverters | 290 |  | 10 |  |  | 0.97 |  | Outdoor | Roof
NJSTRE1545575259 |  | Transition Incentive Program | Maplewood | 7040 | 9 | 3.5 | Residential | Yes | Behind the Meter | Net-metered residential rooftop and canopy |  | None | Pro Custom Solar dba Momentum Solar | PSE&G | Accepted | 2020-09-10 | 2020-09-15 | 2021-10-30 | LG ELECTRONICS | LG 350N1C-V5 | Solar Panels |  | 0.35 | 10 | 207 | 38 |  | Fixed | Roof
NJSTRE1545575390 |  | Transition Incentive Program | Newark | 7106 | 9 | 6.5 | Residential | Yes | Behind the Meter | Net-metered residential rooftop and canopy |  | None | Vivint Solar Developer, LLC | PSE&G | Accepted | 2020-09-15 | 2020-09-18 | 2021-10-30 | Solar Edge | SE7600H-US | Inverters | 7600 |  | 1 |  |  | 0.992 |  | Outdoor | Near the Utility Meter
NJSTRE1545575390 |  | Transition Incentive Program | Newark | 7106 | 9 | 6.5 | Residential | Yes | Behind the Meter | Net-metered residential rooftop and canopy |  | None | Vivint Solar Developer, LLC | PSE&G | Accepted | 2020-09-15 | 2020-09-18 | 2021-10-30 | JINKO SOLAR | JKM325M-60HBL | Solar Panels |  | 0.325 | 17 | 281 | 23 |  | Fixed | Roof
NJSTRE1545575390 |  | Transition Incentive Program | Newark | 7106 | 9 | 6.5 | Residential | Yes | Behind the Meter | Net-metered residential rooftop and canopy |  | None | Vivint Solar Developer, LLC | PSE&G | Accepted | 2020-09-15 | 2020-09-18 | 2021-10-30 | JINKO SOLAR | JKM325M-60HBL | Solar Panels |  | 0.325 | 3 | 191 | 23 |  | Fixed | Roof
NJSTRE1545575420 |  | Transition Incentive Program | PHILLIPSBURG | 8865 | 2 | 6.83 | Residential | Yes | Behind the Meter | Net-metered residential rooftop and canopy |  | None | Vivint Solar Developer, LLC | JCP&L | Accepted | 2020-09-15 | 2020-09-15 | 2021-10-30 | Solar Edge | SE3800H-US | Inverters | 3800 |  | 2 |  |  | 0.992 |  | Outdoor | Near the Utility Meter
NJSTRE1545575420 |  | Transition Incentive Program | PHILLIPSBURG | 8865 | 2 | 6.83 | Residential | Yes | Behind the Meter | Net-metered residential rooftop and canopy |  | None | Vivint Solar Developer, LLC | JCP&L | Accepted | 2020-09-15 | 2020-09-15 | 2021-10-30 | JINKO SOLAR | JKM325M-60HBL | Solar Panels |  | 0.325 | 6 | 245 | 29 |  | Fixed | Roof
NJSTRE1545575420 |  | Transition Incentive Program | PHILLIPSBURG | 8865 | 2 | 6.83 | Residential | Yes | Behind the Meter | Net-metered residential rooftop and canopy |  | None | Vivint Solar Developer, LLC | JCP&L | Accepted | 2020-09-15 | 2020-09-15 | 2021-10-30 | JINKO SOLAR | JKM325M-60HBL | Solar Panels |  | 0.325 | 9 | 155 | 40 |  | Fixed | Roof
NJSTRE1545575420 |  | Transition Incentive Program | PHILLIPSBURG | 8865 | 2 | 6.83 | Residential | Yes | Behind the Meter | Net-metered residential rooftop and canopy |  | None | Vivint Solar Developer, LLC | JCP&L | Accepted | 2020-09-15 | 2020-09-15 | 2021-10-30 | JINKO SOLAR | JKM325M-60HBL | Solar Panels |  | 0.325 | 6 | 65 | 29 |  | Fixed | Roof
NJSTRE1545577160 |  | Transition Incentive Program | CEDAR BROOK | 8081 | 14 | 10.4 | Residential | No | Behind the Meter | Net-metered residential rooftop and canopy |  | None | Suntuity Solar LLC | AC Electric | Accepted | 2020-09-11 | 2020-09-15 | 2021-10-30 | Enphase Energy | IQ7-60-2-US | Inverters | 240 |  | 33 |  |  | 0.97 |  | Outdoor | Behind the PV Modules
NJSTRE1545577160 |  | Transition Incentive Program | CEDAR BROOK | 8081 | 14 | 10.4 | Residential | No | Behind the Meter | Net-metered residential rooftop and canopy |  | None | Suntuity Solar LLC | AC Electric | Accepted | 2020-09-11 | 2020-09-15 | 2021-10-30 | Longi | LR6-60HPB-315M | Solar Panels |  | 0.315 | 3 | 243 | 20 |  | Fixed | Roof
NJSTRE1545577160 |  | Transition Incentive Program | CEDAR BROOK | 8081 | 14 | 10.4 | Residential | No | Behind the Meter | Net-metered residential rooftop and canopy |  | None | Suntuity Solar LLC | AC Electric | Accepted | 2020-09-11 | 2020-09-15 | 2021-10-30 | Longi | LR6-60HPB-315M | Solar Panels |  | 0.315 | 8 | 333 | 20 |  | Fixed | Roof
NJSTRE1545577160 |  | Transition Incentive Program | CEDAR BROOK | 8081 | 14 | 10.4 | Residential | No | Behind the Meter | Net-metered residential rooftop and canopy |  | None | Suntuity Solar LLC | AC Electric | Accepted | 2020-09-11 | 2020-09-15 | 2021-10-30 | Longi | LR6-60HPB-315M | Solar Panels |  | 0.315 | 6 | 153 | 20 |  | Fixed | Roof
NJSTRE1545577160 |  | Transition Incentive Program | CEDAR BROOK | 8081 | 14 | 10.4 | Residential | No | Behind the Meter | Net-metered residential rooftop and canopy |  | None | Suntuity Solar LLC | AC Electric | Accepted | 2020-09-11 | 2020-09-15 | 2021-10-30 | Longi | LR6-60HPB-315M | Solar Panels |  | 0.315 | 14 | 153 | 20 |  | Fixed | Roof
NJSTRE1545577160 |  | Transition Incentive Program | CEDAR BROOK | 8081 | 14 | 10.4 | Residential | No | Behind the Meter | Net-metered residential rooftop and canopy |  | None | Suntuity Solar LLC | AC Electric | Accepted | 2020-09-11 | 2020-09-15 | 2021-10-30 | Longi | LR6-60HPB-315M | Solar Panels |  | 0.315 | 2 | 63 | 20 |  | Fixed | Roof
NJSTRE1545577162 |  | Transition Incentive Program | SOMERDALE | 8083 | 14 | 8.82 | Residential | Yes | Behind the Meter | Net-metered residential rooftop and canopy |  | None | Suntuity Solar LLC | PSE&G | Accepted | 2020-09-11 | 2020-09-15 | 2021-10-30 | Enphase Energy | IQ7-60-2-US | Inverters | 240 |  | 28 |  |  | 0.97 |  | Outdoor | Behind the PV Modules
NJSTRE1545577162 |  | Transition Incentive Program | SOMERDALE | 8083 | 14 | 8.82 | Residential | Yes | Behind the Meter | Net-metered residential rooftop and canopy |  | None | Suntuity Solar LLC | PSE&G | Accepted | 2020-09-11 | 2020-09-15 | 2021-10-30 | Longi | LR6-60HPB-315M | Solar Panels |  | 0.315 | 12 | 329 | 18 |  | Fixed | Roof
NJSTRE1545577162 |  | Transition Incentive Program | SOMERDALE | 8083 | 14 | 8.82 | Residential | Yes | Behind the Meter | Net-metered residential rooftop and canopy |  | None | Suntuity Solar LLC | PSE&G | Accepted | 2020-09-11 | 2020-09-15 | 2021-10-30 | Longi | LR6-60HPB-315M | Solar Panels |  | 0.315 | 12 | 149 | 18 |  | Fixed | Roof
NJSTRE1545577162 |  | Transition Incentive Program | SOMERDALE | 8083 | 14 | 8.82 | Residential | Yes | Behind the Meter | Net-metered residential rooftop and canopy |  | None | Suntuity Solar LLC | PSE&G | Accepted | 2020-09-11 | 2020-09-15 | 2021-10-30 | Longi | LR6-60HPB-315M | Solar Panels |  | 0.315 | 4 | 149 | 18 |  | Fixed | Roof
NJSTRE1545577163 |  | Transition Incentive Program | PARAMUS | 7652 | 7 | 8.19 | Residential | No | Behind the Meter | Net-metered residential rooftop and canopy |  | None | Suntuity Solar LLC | PSE&G | Accepted | 2020-09-11 | 2020-09-15 | 2021-10-30 | Enphase Energy | IQ7-60-2-US | Inverters | 240 |  | 26 |  |  | 0.97 |  | Outdoor | Behind the PV Modules
NJSTRE1545577163 |  | Transition Incentive Program | PARAMUS | 7652 | 7 | 8.19 | Residential | No | Behind the Meter | Net-metered residential rooftop and canopy |  | None | Suntuity Solar LLC | PSE&G | Accepted | 2020-09-11 | 2020-09-15 | 2021-10-30 | Longi | LR6-60HPB-315M | Solar Panels |  | 0.315 | 9 | 110 | 16 |  | Fixed | Roof
NJSTRE1545577163 |  | Transition Incentive Program | PARAMUS | 7652 | 7 | 8.19 | Residential | No | Behind the Meter | Net-metered residential rooftop and canopy |  | None | Suntuity Solar LLC | PSE&G | Accepted | 2020-09-11 | 2020-09-15 | 2021-10-30 | Longi | LR6-60HPB-315M | Solar Panels |  | 0.315 | 4 | 197 | 20 |  | Fixed | Roof
NJSTRE1545577163 |  | Transition Incentive Program | PARAMUS | 7652 | 7 | 8.19 | Residential | No | Behind the Meter | Net-metered residential rooftop and canopy |  | None | Suntuity Solar LLC | PSE&G | Accepted | 2020-09-11 | 2020-09-15 | 2021-10-30 | Longi | LR6-60HPB-315M | Solar Panels |  | 0.315 | 8 | 290 | 16 |  | Fixed | Roof
NJSTRE1545577163 |  | Transition Incentive Program | PARAMUS | 7652 | 7 | 8.19 | Residential | No | Behind the Meter | Net-metered residential rooftop and canopy |  | None | Suntuity Solar LLC | PSE&G | Accepted | 2020-09-11 | 2020-09-15 | 2021-10-30 | Longi | LR6-60HPB-315M | Solar Panels |  | 0.315 | 5 | 21 | 18 |  | Fixed | Roof
NJSTRE1545577188 |  | Transition Incentive Program | Penns Grove | 8069 | 16 | 7.26 | Residential | Yes | Behind the Meter | Net-metered residential rooftop and canopy |  | None | Posigen NJ LLC | AC Electric | Accepted | 2020-09-11 | 2020-09-15 | 2021-10-30 | SolarEdge | SE7600H-US | Inverters | 7600 |  | 1 |  |  | 0.99 |  | Outside | within ten feet of meter
NJSTRE1545577188 |  | Transition Incentive Program | Penns Grove | 8069 | 16 | 7.26 | Residential | Yes | Behind the Meter | Net-metered residential rooftop and canopy |  | None | Posigen NJ LLC | AC Electric | Accepted | 2020-09-11 | 2020-09-15 | 2021-10-30 | Silfab | SIL330HL | Solar Panels |  | 0.33 | 22 | 39129 | 41 |  | Fixed | Roof
NJSTRE1545577221 |  | Transition Incentive Program | Elizabeth | 7201 | 10 | 9.6 | Residential | No | Behind the Meter | Net-metered residential rooftop and canopy |  | None | New Jersey Suntech | PSE&G | Accepted | 2020-09-11 | 2020-09-15 | 2021-10-30 | Solaredge | SE7600 | Inverters | 7600 |  | 1 |  |  | 0.97 |  | Outside | Side of house
NJSTRE1545577221 |  | Transition Incentive Program | Elizabeth | 7201 | 10 | 9.6 | Residential | No | Behind the Meter | Net-metered residential rooftop and canopy |  | None | New Jersey Suntech | PSE&G | Accepted | 2020-09-11 | 2020-09-15 | 2021-10-30 | Jinko | JKM320M | Solar Panels |  | 0.32 | 30 | 126 | 23 |  | Fixed | Roof
NJSTRE1545577253 |  | Transition Incentive Program | Beachwood | 8722 | 18 | 9.6 | Residential | No | Behind the Meter | Net-metered residential rooftop and canopy |  | None | Posigen NJ LLC | JCP&L | Accepted | 2020-09-11 | 2020-09-15 | 2021-10-30 | SolarEdge | SE10000H-US | Inverters | 10000 |  | 1 |  |  | 0.99 |  | Outside | within ten feet of meter
NJSTRE1545577253 |  | Transition Incentive Program | Beachwood | 8722 | 18 | 9.6 | Residential | No | Behind the Meter | Net-metered residential rooftop and canopy |  | None | Posigen NJ LLC | JCP&L | Accepted | 2020-09-11 | 2020-09-15 | 2021-10-30 | Silfab | SLA320BL | Solar Panels |  | 0.32 | 30 | 125305 | 21 |  | Fixed | Roof
NJSTRE1545577279 |  | Transition Incentive Program | Wenonah | 8090 | 15 | 6.51 | Residential | No | Behind the Meter | Net-metered residential rooftop and canopy |  | None | Paradise Solar and Electrical | PSE&G | Accepted | 2020-09-15 | 2020-09-16 | 2021-10-30 | Enphase | IQ7+ | Inverters | 0.29 |  | 21 |  |  | 0.97 |  | Other | Under Module
NJSTRE1545577279 |  | Transition Incentive Program | Wenonah | 8090 | 15 | 6.51 | Residential | No | Behind the Meter | Net-metered residential rooftop and canopy |  | None | Paradise Solar and Electrical | PSE&G | Accepted | 2020-09-15 | 2020-09-16 | 2021-10-30 | Jinko | 310 | Solar Panels |  | 0.31 | 21 | 6/186 | 33 |  | Fixed | Roof
NJSTRE1545577282 |  | Transition Incentive Program | Freehold | 7728 | 17 | 11.38 | Residential | Yes | Behind the Meter | Net-metered residential rooftop and canopy |  | None | Vivint Solar Developer, LLC | JCP&L | Accepted | 2020-09-15 | 2020-09-16 | 2021-10-30 | Solar Edge | SE7600H-US | Inverters | 7600 |  | 1 |  |  | 0.992 |  | Outdoor | Near the Utility Meter
NJSTRE1545577282 |  | Transition Incentive Program | Freehold | 7728 | 17 | 11.38 | Residential | Yes | Behind the Meter | Net-metered residential rooftop and canopy |  | None | Vivint Solar Developer, LLC | JCP&L | Accepted | 2020-09-15 | 2020-09-16 | 2021-10-30 | JINKO SOLAR | JKM325M-60HBL | Solar Panels |  | 0.325 | 28 | 168 | 22 |  | Fixed | Roof
NJSTRE1545577282 |  | Transition Incentive Program | Freehold | 7728 | 17 | 11.38 | Residential | Yes | Behind the Meter | Net-metered residential rooftop and canopy |  | None | Vivint Solar Developer, LLC | JCP&L | Accepted | 2020-09-15 | 2020-09-16 | 2021-10-30 | JINKO SOLAR | JKM325M-60HBL | Solar Panels |  | 0.325 | 7 | 214 | 22 |  | Fixed | Roof
NJSTRE1545577289 |  | Transition Incentive Program | Pilesgrove | 8098 | 16 | 15.04 | Residential | No | Behind the Meter | Net-metered residential ground mount |  | None | Skyline Solar LLC | AC Electric | Accepted | 2020-09-11 | 2020-09-15 | 2021-10-30 | Solaredge | SE10000H-US | Inverters | 10000 |  | 1 |  |  | 0.99 |  | Outside | At ground mount
NJSTRE1545577289 |  | Transition Incentive Program | Pilesgrove | 8098 | 16 | 15.04 | Residential | No | Behind the Meter | Net-metered residential ground mount |  | None | Skyline Solar LLC | AC Electric | Accepted | 2020-09-11 | 2020-09-15 | 2021-10-30 | Trina | TSM320 | Solar Panels |  | 0.32 | 47 | 180 | 23 |  | Fixed | Ground
NJSTRE1545577293 |  | Transition Incentive Program | Lindenwold | 8021 | 14 | 8.05 | Residential | Yes | Behind the Meter | Net-metered residential rooftop and canopy |  | None | Pro Custom Solar dba Momentum Solar | AC Electric | Accepted | 2020-09-11 | 2020-09-15 | 2021-10-30 | Enphase | IQ7PLUS-72-2-US | Inverters | 290 |  | 23 |  |  | 0.97 |  | Outdoor | Roof
NJSTRE1545577293 |  | Transition Incentive Program | Lindenwold | 8021 | 14 | 8.05 | Residential | Yes | Behind the Meter | Net-metered residential rooftop and canopy |  | None | Pro Custom Solar dba Momentum Solar | AC Electric | Accepted | 2020-09-11 | 2020-09-15 | 2021-10-30 | LG | LG 350N1C-V5 | Solar Panels |  | 0.35 | 12 | 303 | 17 |  | Fixed | Roof
NJSTRE1545577293 |  | Transition Incentive Program | Lindenwold | 8021 | 14 | 8.05 | Residential | Yes | Behind the Meter | Net-metered residential rooftop and canopy |  | None | Pro Custom Solar dba Momentum Solar | AC Electric | Accepted | 2020-09-11 | 2020-09-15 | 2021-10-30 | LG | LG 350N1C-V5 | Solar Panels |  | 0.35 | 11 | 123 | 9 |  | Fixed | Roof
NJSTRE1545577294 |  | Transition Incentive Program | SADDLE BROOK | 7663 | 7 | 7.15 | Residential | Yes | Behind the Meter | Net-metered residential rooftop and canopy |  | None | Vivint Solar Developer, LLC | PSE&G | Accepted | 2020-09-16 | 2020-09-16 | 2021-10-30 | Solar Edge | SE7600H-US | Inverters | 7600 |  | 1 |  |  | 0.992 |  | Outdoor | Near the Utility Meter
NJSTRE1545577294 |  | Transition Incentive Program | SADDLE BROOK | 7663 | 7 | 7.15 | Residential | Yes | Behind the Meter | Net-metered residential rooftop and canopy |  | None | Vivint Solar Developer, LLC | PSE&G | Accepted | 2020-09-16 | 2020-09-16 | 2021-10-30 | JINKO SOLAR | JKM325M-60HBL | Solar Panels |  | 0.325 | 6 | 281 | 34 |  | Fixed | Roof
NJSTRE1545577294 |  | Transition Incentive Program | SADDLE BROOK | 7663 | 7 | 7.15 | Residential | Yes | Behind the Meter | Net-metered residential rooftop and canopy |  | None | Vivint Solar Developer, LLC | PSE&G | Accepted | 2020-09-16 | 2020-09-16 | 2021-10-30 | JINKO SOLAR | JKM325M-60HBL | Solar Panels |  | 0.325 | 16 | 101 | 34 |  | Fixed | Roof
NJSTRE1545577297 |  | Transition Incentive Program | Hamilton Twp | 8610 | 12 | 9.9 | Residential | No | Behind the Meter | Net-metered residential rooftop and canopy |  | None | Posigen NJ LLC | PSE&G | Accepted | 2020-09-11 | 2020-09-15 | 2021-10-30 | SolarEdge | SE10000H-US | Inverters | 10000 |  | 1 |  |  | 0.99 |  | Outside | within ten feet of meter
NJSTRE1545577297 |  | Transition Incentive Program | Hamilton Twp | 8610 | 12 | 9.9 | Residential | No | Behind the Meter | Net-metered residential rooftop and canopy |  | None | Posigen NJ LLC | PSE&G | Accepted | 2020-09-11 | 2020-09-15 | 2021-10-30 | Silfab | SIL330HL | Solar Panels |  | 0.33 | 30 | 132312 | 33 |  | Fixed | Roof
NJSTRE1545577309 |  | Transition Incentive Program | East Windsor | 8520 | 12 | 4.9 | Residential | Yes | Behind the Meter | Net-metered residential rooftop and canopy |  | None | Pro Custom Solar dba Momentum Solar | JCP&L | Accepted | 2020-09-11 | 2020-09-15 | 2021-10-30 | Enphase | IQ7Plus-72-2-US | Inverters | 290 |  | 14 |  |  | 0.97 |  | Outdoor | Roof
NJSTRE1545577309 |  | Transition Incentive Program | East Windsor | 8520 | 12 | 4.9 | Residential | Yes | Behind the Meter | Net-metered residential rooftop and canopy |  | None | Pro Custom Solar dba Momentum Solar | JCP&L | Accepted | 2020-09-11 | 2020-09-15 | 2021-10-30 | LG ELECTRONICS | LG 350N1C-V5 | Solar Panels |  | 0.35 | 8 | 121 | 18 |  | Fixed | Roof
NJSTRE1545577309 |  | Transition Incentive Program | East Windsor | 8520 | 12 | 4.9 | Residential | Yes | Behind the Meter | Net-metered residential rooftop and canopy |  | None | Pro Custom Solar dba Momentum Solar | JCP&L | Accepted | 2020-09-11 | 2020-09-15 | 2021-10-30 | LG ELECTRONICS | LG 350N1C-V5 | Solar Panels |  | 0.35 | 6 | 299 | 23 |  | Fixed | Roof
NJSTRE1545577329 |  | Transition Incentive Program | RIDGEWOOD | 7450 | 7 | 17.42 | Residential | No | Behind the Meter | Net-metered residential rooftop and canopy |  | None | Infinity Solar Systems | PSE&G | Accepted | 2020-09-11 | 2020-09-15 | 2021-10-30 | ENPHASE | IQ7-60-X-US | Inverters | 240 |  | 52 |  |  | 0.97 |  | Outside | MICROINVERTERS
NJSTRE1545577329 |  | Transition Incentive Program | RIDGEWOOD | 7450 | 7 | 17.42 | Residential | No | Behind the Meter | Net-metered residential rooftop and canopy |  | None | Infinity Solar Systems | PSE&G | Accepted | 2020-09-11 | 2020-09-15 | 2021-10-30 | LG | LG335N1K-V5 | Solar Panels |  | 0.335 | 16 | 193 | 25 |  | Fixed | Roof
NJSTRE1545577329 |  | Transition Incentive Program | RIDGEWOOD | 7450 | 7 | 17.42 | Residential | No | Behind the Meter | Net-metered residential rooftop and canopy |  | None | Infinity Solar Systems | PSE&G | Accepted | 2020-09-11 | 2020-09-15 | 2021-10-30 | LG | LG335N1K-V5 | Solar Panels |  | 0.335 | 15 | 103 | 25 |  | Fixed | Roof
NJSTRE1545577329 |  | Transition Incentive Program | RIDGEWOOD | 7450 | 7 | 17.42 | Residential | No | Behind the Meter | Net-metered residential rooftop and canopy |  | None | Infinity Solar Systems | PSE&G | Accepted | 2020-09-11 | 2020-09-15 | 2021-10-30 | LG | LG335N1K-V5 | Solar Panels |  | 0.335 | 5 | 193 | 0 |  | Fixed | Roof
NJSTRE1545577329 |  | Transition Incentive Program | RIDGEWOOD | 7450 | 7 | 17.42 | Residential | No | Behind the Meter | Net-metered residential rooftop and canopy |  | None | Infinity Solar Systems | PSE&G | Accepted | 2020-09-11 | 2020-09-15 | 2021-10-30 | LG | LG335N1K-V5 | Solar Panels |  | 0.335 | 5 | 193 | 25 |  | Fixed | Roof
NJSTRE1545577329 |  | Transition Incentive Program | RIDGEWOOD | 7450 | 7 | 17.42 | Residential | No | Behind the Meter | Net-metered residential rooftop and canopy |  | None | Infinity Solar Systems | PSE&G | Accepted | 2020-09-11 | 2020-09-15 | 2021-10-30 | LG | LG335N1K-V5 | Solar Panels |  | 0.335 | 7 | 193 | 25 |  | Fixed | Roof
NJSTRE1545577329 |  | Transition Incentive Program | RIDGEWOOD | 7450 | 7 | 17.42 | Residential | No | Behind the Meter | Net-metered residential rooftop and canopy |  | None | Infinity Solar Systems | PSE&G | Accepted | 2020-09-11 | 2020-09-15 | 2021-10-30 | LG | LG335N1K-V5 | Solar Panels |  | 0.335 | 4 | 283 | 25 |  | Fixed | Roof
NJSTRE1545577356 |  | Transition Incentive Program | South Toms River | 8757 | 18 | 7.04 | Residential | Yes | Behind the Meter | Net-metered residential rooftop and canopy |  | None | Posigen NJ LLC | JCP&L | Accepted | 2020-09-11 | 2020-09-15 | 2021-10-30 | SolarEdge | SE7600H-US | Inverters | 7600 |  | 1 |  |  | 0.99 |  | Outside | within ten feet of meter
NJSTRE1545577356 |  | Transition Incentive Program | South Toms River | 8757 | 18 | 7.04 | Residential | Yes | Behind the Meter | Net-metered residential rooftop and canopy |  | None | Posigen NJ LLC | JCP&L | Accepted | 2020-09-11 | 2020-09-15 | 2021-10-30 | Hanwha Q-Cells | Q.PEAK DUO-G5 320 | Solar Panels |  | 0.32 | 22 | 107287 | 21 |  | Fixed | Roof
NJSTRE1545577368 |  | Transition Incentive Program | Est Brunswick | 8816 | 11 | 9.57 | Residential | No | Behind the Meter | Net-metered residential rooftop and canopy |  | None | Whitman Construction, LLC | JCP&L | Accepted | 2020-09-11 | 2020-09-15 | 2021-10-30 | ENPHASE ENERGY | IQ7X-96-2-US | Inverters | 0.315 |  | 29 |  |  | 0.975 |  | Outdoor | MICROINVERTERS LOCATED UNDER MODULES
NJSTRE1545577368 |  | Transition Incentive Program | Est Brunswick | 8816 | 11 | 9.57 | Residential | No | Behind the Meter | Net-metered residential rooftop and canopy |  | None | Whitman Construction, LLC | JCP&L | Accepted | 2020-09-11 | 2020-09-15 | 2021-10-30 | PANASONIC | VBHN330SA16 | Solar Panels |  | 0.33 | 12 | 108 | 35 |  | Fixed | Roof
NJSTRE1545577368 |  | Transition Incentive Program | Est Brunswick | 8816 | 11 | 9.57 | Residential | No | Behind the Meter | Net-metered residential rooftop and canopy |  | None | Whitman Construction, LLC | JCP&L | Accepted | 2020-09-11 | 2020-09-15 | 2021-10-30 | PANASONIC | VBHN330SA16 | Solar Panels |  | 0.33 | 8 | 109 | 35 |  | Fixed | Roof
NJSTRE1545577368 |  | Transition Incentive Program | Est Brunswick | 8816 | 11 | 9.57 | Residential | No | Behind the Meter | Net-metered residential rooftop and canopy |  | None | Whitman Construction, LLC | JCP&L | Accepted | 2020-09-11 | 2020-09-15 | 2021-10-30 | panasonic | VBHN330SA16 | Solar Panels |  | 0.33 | 9 | 109 | 35 |  | Fixed | Roof
NJSTRE1545577410 |  | Transition Incentive Program | WILLINGBORO | 8046 | 13 | 8.45 | Residential | Yes | Behind the Meter | Net-metered residential rooftop and canopy |  | None | Vivint Solar Developer, LLC | PSE&G | Accepted | 2020-09-16 | 2020-09-16 | 2021-10-30 | Solar Edge | SE7600H-US | Inverters | 7600 |  | 1 |  |  | 0.992 |  | Outdoor | Near the Utility Meter
NJSTRE1545577410 |  | Transition Incentive Program | WILLINGBORO | 8046 | 13 | 8.45 | Residential | Yes | Behind the Meter | Net-metered residential rooftop and canopy |  | None | Vivint Solar Developer, LLC | PSE&G | Accepted | 2020-09-16 | 2020-09-16 | 2021-10-30 | JINKO SOLAR | JKM325M-60HBL | Solar Panels |  | 0.325 | 6 | 75 | 27 |  | Fixed | Roof
NJSTRE1545577410 |  | Transition Incentive Program | WILLINGBORO | 8046 | 13 | 8.45 | Residential | Yes | Behind the Meter | Net-metered residential rooftop and canopy |  | None | Vivint Solar Developer, LLC | PSE&G | Accepted | 2020-09-16 | 2020-09-16 | 2021-10-30 | JINKO SOLAR | JKM325M-60HBL | Solar Panels |  | 0.325 | 20 | 75 | 27 |  | Fixed | Roof
NJSTRE1545577518 |  | Transition Incentive Program | Hainesport Twp | 8036 | 13 | 8.78 | Residential | No | Behind the Meter | Net-metered residential rooftop and canopy |  | None | SunnyMac LLC | PSE&G | Accepted | 2020-09-11 | 2020-09-15 | 2021-10-30 | Solaredge | SE7600H-US | Inverters | 7600 |  | 1 |  |  | 0.99 |  | Outdoor | Next to Meter
NJSTRE1545577518 |  | Transition Incentive Program | Hainesport Twp | 8036 | 13 | 8.78 | Residential | No | Behind the Meter | Net-metered residential rooftop and canopy |  | None | SunnyMac LLC | PSE&G | Accepted | 2020-09-11 | 2020-09-15 | 2021-10-30 | REC | TwinPeak 2 Mono | Solar Panels |  | 0.325 | 17 | 132 | 30 |  | Fixed | Roof
NJSTRE1545577518 |  | Transition Incentive Program | Hainesport Twp | 8036 | 13 | 8.78 | Residential | No | Behind the Meter | Net-metered residential rooftop and canopy |  | None | SunnyMac LLC | PSE&G | Accepted | 2020-09-11 | 2020-09-15 | 2021-10-30 | REC | TwinPeak 2 Mono | Solar Panels |  | 0.325 | 10 | 222 | 40 |  | Fixed | Roof
NJSTRE1545577540 |  | Transition Incentive Program | Teaneck | 7666 | 7 | 4.2 | Residential | No | Behind the Meter | Net-metered residential rooftop and canopy |  | None | Pro Custom Solar dba Momentum Solar | PSE&G | Accepted | 2020-09-11 | 2020-09-15 | 2021-10-30 | Enphase | IQ7PLUS-72-2-US | Inverters | 290 |  | 12 |  |  | 0.97 |  | Outdoor | Roof
NJSTRE1545577540 |  | Transition Incentive Program | Teaneck | 7666 | 7 | 4.2 | Residential | No | Behind the Meter | Net-metered residential rooftop and canopy |  | None | Pro Custom Solar dba Momentum Solar | PSE&G | Accepted | 2020-09-11 | 2020-09-15 | 2021-10-30 | LG | LG 350N1C-V5 | Solar Panels |  | 0.35 | 4 | 22 | 21 |  | Fixed | Roof
NJSTRE1545577540 |  | Transition Incentive Program | Teaneck | 7666 | 7 | 4.2 | Residential | No | Behind the Meter | Net-metered residential rooftop and canopy |  | None | Pro Custom Solar dba Momentum Solar | PSE&G | Accepted | 2020-09-11 | 2020-09-15 | 2021-10-30 | LG | LG 350N1C-V5 | Solar Panels |  | 0.35 | 8 | 202 | 42 |  | Fixed | Roof
NJSTRE1545577810 |  | Transition Incentive Program | Linwood | 8221 | 19 | 7.14 | Residential | Yes | Behind the Meter | Net-metered residential rooftop and canopy |  | None | Vision Solar LLC | AC Electric | Accepted | 2020-09-11 | 2020-09-15 | 2021-10-30 | ENPHASE | IQ7-60-2-US | Inverters | 0.24 |  | 21 |  |  | 0.96 |  | Other | BEHIND EACH PANEL
NJSTRE1545577810 |  | Transition Incentive Program | Linwood | 8221 | 19 | 7.14 | Residential | Yes | Behind the Meter | Net-metered residential rooftop and canopy |  | None | Vision Solar LLC | AC Electric | Accepted | 2020-09-11 | 2020-09-15 | 2021-10-30 | HANWHA Q-CELLS | Q.PEAK DUO-G6 340 | Solar Panels |  | 0.34 | 15 | 102 | 24 |  | Fixed | Roof
NJSTRE1545577810 |  | Transition Incentive Program | Linwood | 8221 | 19 | 7.14 | Residential | Yes | Behind the Meter | Net-metered residential rooftop and canopy |  | None | Vision Solar LLC | AC Electric | Accepted | 2020-09-11 | 2020-09-15 | 2021-10-30 | HANWHA Q-CELLS | Q.PEAK DUO-G6 340 | Solar Panels |  | 0.34 | 4 | 102 | 16 |  | Fixed | Roof
NJSTRE1545577810 |  | Transition Incentive Program | Linwood | 8221 | 19 | 7.14 | Residential | Yes | Behind the Meter | Net-metered residential rooftop and canopy |  | None | Vision Solar LLC | AC Electric | Accepted | 2020-09-11 | 2020-09-15 | 2021-10-30 | HANWHA Q-CELLS | Q.PEAK DUO-G6 340 | Solar Panels |  | 0.34 | 2 | 192 | 31 |  | Fixed | Roof
NJSTRE1545577834 |  | Transition Incentive Program | Rockaway | 7866 | 3 | 19.43 | Residential | Yes | Behind the Meter | Net-metered residential rooftop and canopy |  | None | Vision Solar LLC | JCP&L | Accepted | 2020-09-11 | 2020-09-15 | 2021-10-30 | ENPHASE | IQ7-60-2-US | Inverters | 0.24 |  | 58 |  |  | 0.96 |  | Other | BEHIND EACH PANEL
NJSTRE1545577834 |  | Transition Incentive Program | Rockaway | 7866 | 3 | 19.43 | Residential | Yes | Behind the Meter | Net-metered residential rooftop and canopy |  | None | Vision Solar LLC | JCP&L | Accepted | 2020-09-11 | 2020-09-15 | 2021-10-30 | HANWHA Q-CELLS | Q.PEAK DUO-G6+ 335 | Solar Panels |  | 0.335 | 27 | 90 | 26 |  | Fixed | Roof
NJSTRE1545577834 |  | Transition Incentive Program | Rockaway | 7866 | 3 | 19.43 | Residential | Yes | Behind the Meter | Net-metered residential rooftop and canopy |  | None | Vision Solar LLC | JCP&L | Accepted | 2020-09-11 | 2020-09-15 | 2021-10-30 | HANWHA Q-CELLS | Q.PEAK DUO-G6+ 335 | Solar Panels |  | 0.335 | 12 | 270 | 26 |  | Fixed | Roof
NJSTRE1545577834 |  | Transition Incentive Program | Rockaway | 7866 | 3 | 19.43 | Residential | Yes | Behind the Meter | Net-metered residential rooftop and canopy |  | None | Vision Solar LLC | JCP&L | Accepted | 2020-09-11 | 2020-09-15 | 2021-10-30 | HANWHA Q-CELLS | Q.PEAK DUO-G6+ 335 | Solar Panels |  | 0.335 | 6 | 270 | 26 |  | Fixed | Roof
NJSTRE1545577834 |  | Transition Incentive Program | Rockaway | 7866 | 3 | 19.43 | Residential | Yes | Behind the Meter | Net-metered residential rooftop and canopy |  | None | Vision Solar LLC | JCP&L | Accepted | 2020-09-11 | 2020-09-15 | 2021-10-30 | HANWHA Q-CELLS | Q.PEAK DUO-G6+ 335 | Solar Panels |  | 0.335 | 13 | 175 | 10 |  | Fixed | Roof
NJSTRE1545577835 |  | Transition Incentive Program | MONROE | 8831 | 11 | 11.06 | Residential | No | Behind the Meter | Net-metered residential rooftop and canopy |  | None | SEA BRIGHT SOLAR, LLC | JCP&L | Accepted | 2020-09-11 | 2020-09-15 | 2021-10-30 | SUNPOWER | SPR-X21-335-BLK-AC | Inverters | 320 |  | 33 |  |  | 0.96 |  | Outside | BENEATH ARRAY
NJSTRE1545577835 |  | Transition Incentive Program | MONROE | 8831 | 11 | 11.06 | Residential | No | Behind the Meter | Net-metered residential rooftop and canopy |  | None | SEA BRIGHT SOLAR, LLC | JCP&L | Accepted | 2020-09-11 | 2020-09-15 | 2021-10-30 | SUNPOWER | SPR-X21-335-BLK-AC | Solar Panels |  | 0.335 | 33 | 173 | 43 |  | Fixed | Roof | SOUTH
NJSTRE1545577836 |  | Transition Incentive Program | Toms River | 8757 | 18 | 6.29 | Residential | No | Behind the Meter | Net-metered residential rooftop and canopy |  | None | Whitman Construction, LLC | JCP&L | Accepted | 2020-09-11 | 2020-09-15 | 2021-10-30 | ENPHASE | IQ7-60-2-US | Inverters | 240 |  | 17 |  |  | 0.975 |  | Outdoor | MICROINVERTERS LOCATED UNDER MODULES
NJSTRE1545577836 |  | Transition Incentive Program | Toms River | 8757 | 18 | 6.29 | Residential | No | Behind the Meter | Net-metered residential rooftop and canopy |  | None | Whitman Construction, LLC | JCP&L | Accepted | 2020-09-11 | 2020-09-15 | 2021-10-30 | solaria power | XT-370R-PD | Solar Panels |  | 0.37 | 14 | 256 | 20 |  | Fixed | Roof
NJSTRE1545577836 |  | Transition Incentive Program | Toms River | 8757 | 18 | 6.29 | Residential | No | Behind the Meter | Net-metered residential rooftop and canopy |  | None | Whitman Construction, LLC | JCP&L | Accepted | 2020-09-11 | 2020-09-15 | 2021-10-30 | SOLARIA POWER | XT-370R-PD | Solar Panels |  | 0.37 | 3 | 166 | 22 |  | Fixed | Roof
NJSTRE1545577862 |  | Transition Incentive Program | Willingboro | 8046 | 13 | 6.7 | Residential | No | Behind the Meter | Net-metered residential rooftop and canopy |  | None | Vision Solar LLC | PSE&G | Accepted | 2020-09-11 | 2020-09-15 | 2021-10-30 | ENPHASE | IQ7-60-2-US | Inverters | 0.24 |  | 20 |  |  | 0.96 |  | Other | BEHIND EACH PANEL
NJSTRE1545577862 |  | Transition Incentive Program | Willingboro | 8046 | 13 | 6.7 | Residential | No | Behind the Meter | Net-metered residential rooftop and canopy |  | None | Vision Solar LLC | PSE&G | Accepted | 2020-09-11 | 2020-09-15 | 2021-10-30 | HANWHA Q-CELLS | Q.PEAK DUO-G6+ 335 | Solar Panels |  | 0.335 | 11 | 309 | 27 |  | Fixed | Roof
NJSTRE1545577862 |  | Transition Incentive Program | Willingboro | 8046 | 13 | 6.7 | Residential | No | Behind the Meter | Net-metered residential rooftop and canopy |  | None | Vision Solar LLC | PSE&G | Accepted | 2020-09-11 | 2020-09-15 | 2021-10-30 | HANWHA Q-CELLS | Q.PEAK DUO-G6+ 335 | Solar Panels |  | 0.335 | 9 | 129 | 27 |  | Fixed | Roof
NJSTRE1545577880 |  | Transition Incentive Program | Carneys Point | 8069 | 16 | 7.15 | Residential | Yes | Behind the Meter | Net-metered residential rooftop and canopy |  | None | Sunnymac | AC Electric | Accepted | 2020-09-11 | 2020-09-15 | 2021-10-30 | Solaredge | SE6000H-US | Inverters | 6000 |  | 1 |  |  | 0.99 |  | Outdoor | Next to Meter
NJSTRE1545577880 |  | Transition Incentive Program | Carneys Point | 8069 | 16 | 7.15 | Residential | Yes | Behind the Meter | Net-metered residential rooftop and canopy |  | None | Sunnymac | AC Electric | Accepted | 2020-09-11 | 2020-09-15 | 2021-10-30 | REC | TwinPeak 2 Mono | Solar Panels |  | 0.325 | 12 | 210 | 27 |  | Fixed | Roof
NJSTRE1545577880 |  | Transition Incentive Program | Carneys Point | 8069 | 16 | 7.15 | Residential | Yes | Behind the Meter | Net-metered residential rooftop and canopy |  | None | Sunnymac | AC Electric | Accepted | 2020-09-11 | 2020-09-15 | 2021-10-30 | REC | TwinPeak 2 Mono | Solar Panels |  | 0.325 | 10 | 210 | 42 |  | Fixed | Roof
NJSTRE1545577925 |  | Transition Incentive Program | Newark | 7106 | 9 | 3.69 | Residential | Yes | Behind the Meter | Net-metered residential rooftop and canopy |  | None | Vision Solar LLC | PSE&G | Accepted | 2020-09-11 | 2020-09-15 | 2021-10-30 | ENPHASE | IQ7-60-2-US | Inverters | 0.24 |  | 11 |  |  | 0.96 |  | Other | BEHIND EACH PANEL
NJSTRE1545577925 |  | Transition Incentive Program | Newark | 7106 | 9 | 3.69 | Residential | Yes | Behind the Meter | Net-metered residential rooftop and canopy |  | None | Vision Solar LLC | PSE&G | Accepted | 2020-09-11 | 2020-09-15 | 2021-10-30 | HANWHA Q-CELLS | Q.PEAK DUO-G6+ 335 | Solar Panels |  | 0.335 | 11 | 183 | 42 |  | Fixed | Roof
NJSTRE1545577944 |  | Transition Incentive Program | Vineland | 8361 | 20 | 13.4 | Residential | Yes | Behind the Meter | Net-metered residential rooftop and canopy |  | None | Vision Solar LLC | Vineland Muni Electric | Accepted | 2020-09-11 | 2020-09-15 | 2021-10-30 | ENPHASE | IQ7-60-2-US | Inverters | 0.24 |  | 40 |  |  | 0.96 |  | Other | BEHIND EACH PANEL
NJSTRE1545577944 |  | Transition Incentive Program | Vineland | 8361 | 20 | 13.4 | Residential | Yes | Behind the Meter | Net-metered residential rooftop and canopy |  | None | Vision Solar LLC | Vineland Muni Electric | Accepted | 2020-09-11 | 2020-09-15 | 2021-10-30 | HANWHA Q-CELLS | Q.PEAK DUO-G6+ 335 | Solar Panels |  | 0.335 | 20 | 180 | 30 |  | Fixed | Roof
NJSTRE1545577944 |  | Transition Incentive Program | Vineland | 8361 | 20 | 13.4 | Residential | Yes | Behind the Meter | Net-metered residential rooftop and canopy |  | None | Vision Solar LLC | Vineland Muni Electric | Accepted | 2020-09-11 | 2020-09-15 | 2021-10-30 | HANWHA Q-CELLS | Q.PEAK DUO-G6+ 335 | Solar Panels |  | 0.335 | 20 | 183 | 14 |  | Fixed | Roof
NJSTRE1545577961 |  | Transition Incentive Program | Runnemede | 8078 | 14 | 15.6 | Residential | Yes | Behind the Meter | Net-metered residential rooftop and canopy |  | None | Castle Energy, LLC | PSE&G | Accepted | 2020-09-11 | 2020-09-15 | 2021-10-30 | SunPower | SPWR-A4 | Inverters | 320 |  | 39 |  |  | 0.975 |  | Outdoor | on the rooftop under each solar panel
NJSTRE1545577961 |  | Transition Incentive Program | Runnemede | 8078 | 14 | 15.6 | Residential | Yes | Behind the Meter | Net-metered residential rooftop and canopy |  | None | Castle Energy, LLC | PSE&G | Accepted | 2020-09-11 | 2020-09-15 | 2021-10-30 | SunPower | SPR-A-400-G-AC | Solar Panels |  | 0.4 | 18 | 82 | 22 |  | Fixed | Roof
NJSTRE1545577961 |  | Transition Incentive Program | Runnemede | 8078 | 14 | 15.6 | Residential | Yes | Behind the Meter | Net-metered residential rooftop and canopy |  | None | Castle Energy, LLC | PSE&G | Accepted | 2020-09-11 | 2020-09-15 | 2021-10-30 | SunPower | SPR-A-400-G-AC | Solar Panels |  | 0.4 | 21 | 262 | 22 |  | Fixed | Roof
NJSTRE1545577976 |  | Transition Incentive Program | Delran | 8075 | 13 | 12.25 | Residential | No | Behind the Meter | Net-metered residential rooftop and canopy |  | None | Pro Custom Solar dba Momentum Solar | PSE&G | Accepted | 2020-09-11 | 2020-09-15 | 2021-10-30 | Enphase | IQ7PLUS-72-2-US | Inverters | 290 |  | 35 |  |  | 0.97 |  | Outdoor | Roof
NJSTRE1545577976 |  | Transition Incentive Program | Delran | 8075 | 13 | 12.25 | Residential | No | Behind the Meter | Net-metered residential rooftop and canopy |  | None | Pro Custom Solar dba Momentum Solar | PSE&G | Accepted | 2020-09-11 | 2020-09-15 | 2021-10-30 | LG | LG 350N1C-V5 | Solar Panels |  | 0.35 | 8 | 37 | 31 |  | Fixed | Roof
NJSTRE1545577976 |  | Transition Incentive Program | Delran | 8075 | 13 | 12.25 | Residential | No | Behind the Meter | Net-metered residential rooftop and canopy |  | None | Pro Custom Solar dba Momentum Solar | PSE&G | Accepted | 2020-09-11 | 2020-09-15 | 2021-10-30 | LG | LG 350N1C-V5 | Solar Panels |  | 0.35 | 9 | 217 | 31 |  | Fixed | Roof
NJSTRE1545577976 |  | Transition Incentive Program | Delran | 8075 | 13 | 12.25 | Residential | No | Behind the Meter | Net-metered residential rooftop and canopy |  | None | Pro Custom Solar dba Momentum Solar | PSE&G | Accepted | 2020-09-11 | 2020-09-15 | 2021-10-30 | LG | LG 350N1C-V5 | Solar Panels |  | 0.35 | 9 | 37 | 32 |  | Fixed | Roof
NJSTRE1545577976 |  | Transition Incentive Program | Delran | 8075 | 13 | 12.25 | Residential | No | Behind the Meter | Net-metered residential rooftop and canopy |  | None | Pro Custom Solar dba Momentum Solar | PSE&G | Accepted | 2020-09-11 | 2020-09-15 | 2021-10-30 | LG | LG 350N1C-V5 | Solar Panels |  | 0.35 | 9 | 217 | 32 |  | Fixed | Roof
NJSTRE1545577989 |  | Transition Incentive Program | PARAMUS | 7652 | 7 | 19.1 | Residential | No | Behind the Meter | Net-metered residential rooftop and canopy |  | None | SEA BRIGHT SOLAR, LLC | PSE&G | Accepted | 2020-09-11 | 2020-09-15 | 2021-10-30 | TESLA | POWERWALL | Electric Storage Battery |  |  | 2 |  |  |  | Lithium Ion |  | INSIDE GARAGE
NJSTRE1545577989 |  | Transition Incentive Program | PARAMUS | 7652 | 7 | 19.1 | Residential | No | Behind the Meter | Net-metered residential rooftop and canopy |  | None | SEA BRIGHT SOLAR, LLC | PSE&G | Accepted | 2020-09-11 | 2020-09-15 | 2021-10-30 | SUNPOWER | SPR-X21-335-BLK-AC | Inverters | 320 |  | 57 |  |  | 0.96 |  | Outside | BENEATH ARRAY
NJSTRE1545577989 |  | Transition Incentive Program | PARAMUS | 7652 | 7 | 19.1 | Residential | No | Behind the Meter | Net-metered residential rooftop and canopy |  | None | SEA BRIGHT SOLAR, LLC | PSE&G | Accepted | 2020-09-11 | 2020-09-15 | 2021-10-30 | SUNPOWER | SPR-X21-335-BLK-AC | Solar Panels |  | 0.335 | 8 | 109 | 32 |  | Fixed | Roof | SOUTHEAST
NJSTRE1545577989 |  | Transition Incentive Program | PARAMUS | 7652 | 7 | 19.1 | Residential | No | Behind the Meter | Net-metered residential rooftop and canopy |  | None | SEA BRIGHT SOLAR, LLC | PSE&G | Accepted | 2020-09-11 | 2020-09-15 | 2021-10-30 | SUNPOWER | SPR-X21-335-BLK-AC | Solar Panels |  | 0.335 | 2 | 109 | 32 |  | Fixed | Roof | SOUTHEAST
NJSTRE1545577989 |  | Transition Incentive Program | PARAMUS | 7652 | 7 | 19.1 | Residential | No | Behind the Meter | Net-metered residential rooftop and canopy |  | None | SEA BRIGHT SOLAR, LLC | PSE&G | Accepted | 2020-09-11 | 2020-09-15 | 2021-10-30 | SUNPOWER | SPR-X21-335-BLK-AC | Solar Panels |  | 0.335 | 33 | 198 | 22 |  | Fixed | Roof | SOUTHWEST
NJSTRE1545577989 |  | Transition Incentive Program | PARAMUS | 7652 | 7 | 19.1 | Residential | No | Behind the Meter | Net-metered residential rooftop and canopy |  | None | SEA BRIGHT SOLAR, LLC | PSE&G | Accepted | 2020-09-11 | 2020-09-15 | 2021-10-30 | SUNPOWER | SPR-X21-335-BLK-AC | Solar Panels |  | 0.335 | 14 | 19 | 22 |  | Fixed | Roof | NORTHEAST
NJSTRE1545577990 |  | Transition Incentive Program | North Plainfield | 7062 | 10 | 7.37 | Residential | No | Behind the Meter | Net-metered residential rooftop and canopy |  | None | Vision Solar LLC | PSE&G | Accepted | 2020-09-11 | 2020-09-15 | 2021-10-30 | ENPHASE | IQ7-60-2-US | Inverters | 0.24 |  | 22 |  |  | 0.96 |  | Other | BEHIND EACH PANEL
NJSTRE1545577990 |  | Transition Incentive Program | North Plainfield | 7062 | 10 | 7.37 | Residential | No | Behind the Meter | Net-metered residential rooftop and canopy |  | None | Vision Solar LLC | PSE&G | Accepted | 2020-09-11 | 2020-09-15 | 2021-10-30 | HANWHA Q-CELLS | Q.PEAK DUO-G6+ 335 | Solar Panels |  | 0.335 | 5 | 114 | 29 |  | Fixed | Roof
NJSTRE1545577990 |  | Transition Incentive Program | North Plainfield | 7062 | 10 | 7.37 | Residential | No | Behind the Meter | Net-metered residential rooftop and canopy |  | None | Vision Solar LLC | PSE&G | Accepted | 2020-09-11 | 2020-09-15 | 2021-10-30 | HANWHA Q-CELLS | Q.PEAK DUO-G6+ 335 | Solar Panels |  | 0.335 | 9 | 294 | 29 |  | Fixed | Roof
NJSTRE1545577990 |  | Transition Incentive Program | North Plainfield | 7062 | 10 | 7.37 | Residential | No | Behind the Meter | Net-metered residential rooftop and canopy |  | None | Vision Solar LLC | PSE&G | Accepted | 2020-09-11 | 2020-09-15 | 2021-10-30 | HANWHA Q-CELLS | Q.PEAK DUO-G6+ 335 | Solar Panels |  | 0.335 | 8 | 114 | 29 |  | Fixed | Roof
NJSTRE1545577997 |  | Transition Incentive Program | Absecon | 8201 | 19 | 8.75 | Residential | Yes | Behind the Meter | Net-metered residential rooftop and canopy |  | None | Pro Custom Solar dba Momentum Solar | AC Electric | Accepted | 2020-09-11 | 2020-09-15 | 2021-10-30 | Enphase | IQ7PLUS-72-2-US | Inverters | 290 |  | 25 |  |  | 0.97 |  | Outdoor | Roof
NJSTRE1545577997 |  | Transition Incentive Program | Absecon | 8201 | 19 | 8.75 | Residential | Yes | Behind the Meter | Net-metered residential rooftop and canopy |  | None | Pro Custom Solar dba Momentum Solar | AC Electric | Accepted | 2020-09-11 | 2020-09-15 | 2021-10-30 | LG | LG 350N1C-V5 | Solar Panels |  | 0.35 | 15 | 206 | 20 |  | Fixed | Roof
NJSTRE1545577997 |  | Transition Incentive Program | Absecon | 8201 | 19 | 8.75 | Residential | Yes | Behind the Meter | Net-metered residential rooftop and canopy |  | None | Pro Custom Solar dba Momentum Solar | AC Electric | Accepted | 2020-09-11 | 2020-09-15 | 2021-10-30 | LG | LG 350N1C-V5 | Solar Panels |  | 0.35 | 6 | 206 | 21 |  | Fixed | Roof
NJSTRE1545577997 |  | Transition Incentive Program | Absecon | 8201 | 19 | 8.75 | Residential | Yes | Behind the Meter | Net-metered residential rooftop and canopy |  | None | Pro Custom Solar dba Momentum Solar | AC Electric | Accepted | 2020-09-11 | 2020-09-15 | 2021-10-30 | LG | LG 350N1C-V5 | Solar Panels |  | 0.35 | 4 | 26 | 12 |  | Fixed | Roof
NJSTRE1545578008 |  | Transition Incentive Program | Robbinsville | 8691 | 12 | 13.6 | Residential | No | Behind the Meter | Net-metered residential rooftop and canopy |  | None | Tesla Energy Operations Inc. | JCP&L | Accepted | 2020-09-11 | 2020-09-16 | 2021-10-30 | SolarEdge Technologies | SE11400H-US [240V] | Inverters | 11400 |  | 1 |  |  | 0.99 |  | Outside | Outside
NJSTRE1545578008 |  | Transition Incentive Program | Robbinsville | 8691 | 12 | 13.6 | Residential | No | Behind the Meter | Net-metered residential rooftop and canopy |  | None | Tesla Energy Operations Inc. | JCP&L | Accepted | 2020-09-11 | 2020-09-16 | 2021-10-30 | Hanwha Q-CELLS | Q.Peak DUO BLK-G6+ 340 | Solar Panels |  | 0.34 | 5 | 259 | 32 |  | Fixed | Roof
NJSTRE1545578008 |  | Transition Incentive Program | Robbinsville | 8691 | 12 | 13.6 | Residential | No | Behind the Meter | Net-metered residential rooftop and canopy |  | None | Tesla Energy Operations Inc. | JCP&L | Accepted | 2020-09-11 | 2020-09-16 | 2021-10-30 | Hanwha Q-CELLS | Q.Peak DUO BLK-G6+ 340 | Solar Panels |  | 0.34 | 15 | 169 | 23 |  | Fixed | Roof
NJSTRE1545578008 |  | Transition Incentive Program | Robbinsville | 8691 | 12 | 13.6 | Residential | No | Behind the Meter | Net-metered residential rooftop and canopy |  | None | Tesla Energy Operations Inc. | JCP&L | Accepted | 2020-09-11 | 2020-09-16 | 2021-10-30 | Hanwha Q-CELLS | Q.Peak DUO BLK-G6+ 340 | Solar Panels |  | 0.34 | 20 | 349 | 26 |  | Fixed | Roof
NJSTRE1545578010 |  | Transition Incentive Program | Plainfield | 7062 | 10 | 6.03 | Residential | Yes | Behind the Meter | Net-metered residential rooftop and canopy |  | None | Vision Solar LLC | PSE&G | Accepted | 2020-09-11 | 2020-09-15 | 2021-10-30 | ENPHASE | IQ7-60-2-US | Inverters | 0.24 |  | 18 |  |  | 0.96 |  | Other | BEHIND EACH PANEL
NJSTRE1545578010 |  | Transition Incentive Program | Plainfield | 7062 | 10 | 6.03 | Residential | Yes | Behind the Meter | Net-metered residential rooftop and canopy |  | None | Vision Solar LLC | PSE&G | Accepted | 2020-09-11 | 2020-09-15 | 2021-10-30 | HANWHA Q-CELLS | Q.PEAK DUO-G6+ 335 | Solar Panels |  | 0.335 | 4 | 319 | 15 |  | Fixed | Roof
NJSTRE1545578010 |  | Transition Incentive Program | Plainfield | 7062 | 10 | 6.03 | Residential | Yes | Behind the Meter | Net-metered residential rooftop and canopy |  | None | Vision Solar LLC | PSE&G | Accepted | 2020-09-11 | 2020-09-15 | 2021-10-30 | HANWHA Q-CELLS | Q.PEAK DUO-G6+ 335 | Solar Panels |  | 0.335 | 3 | 49 | 20 |  | Fixed | Roof
NJSTRE1545578010 |  | Transition Incentive Program | Plainfield | 7062 | 10 | 6.03 | Residential | Yes | Behind the Meter | Net-metered residential rooftop and canopy |  | None | Vision Solar LLC | PSE&G | Accepted | 2020-09-11 | 2020-09-15 | 2021-10-30 | HANWHA Q-CELLS | Q.PEAK DUO-G6+ 335 | Solar Panels |  | 0.335 | 4 | 139 | 15 |  | Fixed | Roof
NJSTRE1545578010 |  | Transition Incentive Program | Plainfield | 7062 | 10 | 6.03 | Residential | Yes | Behind the Meter | Net-metered residential rooftop and canopy |  | None | Vision Solar LLC | PSE&G | Accepted | 2020-09-11 | 2020-09-15 | 2021-10-30 | HANWHA Q-CELLS | Q.PEAK DUO-G6+ 335 | Solar Panels |  | 0.335 | 4 | 319 | 32 |  | Fixed | Roof
NJSTRE1545578010 |  | Transition Incentive Program | Plainfield | 7062 | 10 | 6.03 | Residential | Yes | Behind the Meter | Net-metered residential rooftop and canopy |  | None | Vision Solar LLC | PSE&G | Accepted | 2020-09-11 | 2020-09-15 | 2021-10-30 | HANWHA Q-CELLS | Q.PEAK DUO-G6+ 335 | Solar Panels |  | 0.335 | 3 | 139 | 32 |  | Fixed | Roof
NJSTRE1545578044 |  | Transition Incentive Program | Hackettstown | 7840 | 2 | 8.24 | Residential | Yes | Behind the Meter | Net-metered residential rooftop and canopy |  | None | Sunrun Installation Services, Inc. | JCP&L | Accepted | 2020-09-11 | 2020-09-15 | 2021-10-30 | Enphase Energy | IQ7-60-x-US (240V) | Inverters | 240 |  | 27 |  |  | 0.96 |  | Outdoor | Rooftop
NJSTRE1545578044 |  | Transition Incentive Program | Hackettstown | 7840 | 2 | 8.24 | Residential | Yes | Behind the Meter | Net-metered residential rooftop and canopy |  | None | Sunrun Installation Services, Inc. | JCP&L | Accepted | 2020-09-11 | 2020-09-15 | 2021-10-30 | LONGi Green Energy Technology Co Ltd | LR6-60HPB-305M | Solar Panels |  | 0.305 | 15 | 147 | 37 |  | Fixed | Roof
NJSTRE1545578044 |  | Transition Incentive Program | Hackettstown | 7840 | 2 | 8.24 | Residential | Yes | Behind the Meter | Net-metered residential rooftop and canopy |  | None | Sunrun Installation Services, Inc. | JCP&L | Accepted | 2020-09-11 | 2020-09-15 | 2021-10-30 | LONGi Green Energy Technology Co Ltd | LR6-60HPB-305M | Solar Panels |  | 0.305 | 12 | 327 | 37 |  | Fixed | Roof
NJSTRE1545578046 |  | Transition Incentive Program | BURLINGTON | 8016 | 13 | 5.2 | Residential | Yes | Behind the Meter | Net-metered residential rooftop and canopy |  | None | Vivint Solar Developer, LLC | PSE&G | Accepted | 2020-09-16 | 2020-09-16 | 2021-10-30 | Solar Edge | SE7600H-US | Inverters | 7600 |  | 1 |  |  | 0.992 |  | Outdoor | Near the Utility Meter
NJSTRE1545578046 |  | Transition Incentive Program | BURLINGTON | 8016 | 13 | 5.2 | Residential | Yes | Behind the Meter | Net-metered residential rooftop and canopy |  | None | Vivint Solar Developer, LLC | PSE&G | Accepted | 2020-09-16 | 2020-09-16 | 2021-10-30 | JINKO SOLAR | JKM325M-60HBL | Solar Panels |  | 0.325 | 10 | 281 | 23 |  | Fixed | Roof
NJSTRE1545578046 |  | Transition Incentive Program | BURLINGTON | 8016 | 13 | 5.2 | Residential | Yes | Behind the Meter | Net-metered residential rooftop and canopy |  | None | Vivint Solar Developer, LLC | PSE&G | Accepted | 2020-09-16 | 2020-09-16 | 2021-10-30 | JINKO SOLAR | JKM325M-60HBL | Solar Panels |  | 0.325 | 6 | 101 | 2 |  | Fixed | Roof
NJSTRE1545578055 |  | Transition Incentive Program | BURLINGTON | 8016 | 13 | 6.18 | Residential | Yes | Behind the Meter | Net-metered residential rooftop and canopy |  | None | Vivint Solar Developer, LLC | PSE&G | Accepted | 2020-09-23 | 2020-09-23 | 2021-10-30 | Solar Edge | SE7600H-US | Inverters | 7600 |  | 1 |  |  | 0.992 |  | Outdoor | Near the Utility Meter
NJSTRE1545578055 |  | Transition Incentive Program | BURLINGTON | 8016 | 13 | 6.18 | Residential | Yes | Behind the Meter | Net-metered residential rooftop and canopy |  | None | Vivint Solar Developer, LLC | PSE&G | Accepted | 2020-09-23 | 2020-09-23 | 2021-10-30 | JINKO SOLAR | JKM325M-60HBL | Solar Panels |  | 0.325 | 4 | 56 | 24 |  | Fixed | Roof
NJSTRE1545578055 |  | Transition Incentive Program | BURLINGTON | 8016 | 13 | 6.18 | Residential | Yes | Behind the Meter | Net-metered residential rooftop and canopy |  | None | Vivint Solar Developer, LLC | PSE&G | Accepted | 2020-09-23 | 2020-09-23 | 2021-10-30 | JINKO SOLAR | JKM325M-60HBL | Solar Panels |  | 0.325 | 8 | 146 | 22 |  | Fixed | Roof
NJSTRE1545578055 |  | Transition Incentive Program | BURLINGTON | 8016 | 13 | 6.18 | Residential | Yes | Behind the Meter | Net-metered residential rooftop and canopy |  | None | Vivint Solar Developer, LLC | PSE&G | Accepted | 2020-09-23 | 2020-09-23 | 2021-10-30 | JINKO SOLAR | JKM325M-60HBL | Solar Panels |  | 0.325 | 7 | 236 | 24 |  | Fixed | Roof
NJSTRE1545578474 |  | Transition Incentive Program | Hillside | 7205 | 10 | 6.5 | Residential | Yes | Behind the Meter | Net-metered residential rooftop and canopy |  | None | Vivint Solar Developer, LLC | PSE&G | Accepted | 2020-09-16 | 2020-09-17 | 2021-10-30 | Solar Edge | SE7600H-US | Inverters | 7600 |  | 1 |  |  | 0.992 |  | Outdoor | Near the Utility Meter
NJSTRE1545578474 |  | Transition Incentive Program | Hillside | 7205 | 10 | 6.5 | Residential | Yes | Behind the Meter | Net-metered residential rooftop and canopy |  | None | Vivint Solar Developer, LLC | PSE&G | Accepted | 2020-09-16 | 2020-09-17 | 2021-10-30 | JINKO SOLAR | JKM325M-60HBL | Solar Panels |  | 0.325 | 16 | 36 | 26 |  | Fixed | Roof
NJSTRE1545578474 |  | Transition Incentive Program | Hillside | 7205 | 10 | 6.5 | Residential | Yes | Behind the Meter | Net-metered residential rooftop and canopy |  | None | Vivint Solar Developer, LLC | PSE&G | Accepted | 2020-09-16 | 2020-09-17 | 2021-10-30 | JINKO SOLAR | JKM325M-60HBL | Solar Panels |  | 0.325 | 4 | 216 | 26 |  | Fixed | Roof
NJSTRE1545578479 |  | Transition Incentive Program | Middletown | 7748 | 17 | 9.18 | Residential | Yes | Behind the Meter | Net-metered residential rooftop and canopy |  | None | Tesla Energy Operations Inc. | JCP&L | Accepted | 2020-09-11 | 2020-09-15 | 2021-10-30 | Tesla | AC Powerwall 2.0 | Electric Storage Battery |  |  | 2 |  |  |  | Lithium Ion |  | Inside
NJSTRE1545578479 |  | Transition Incentive Program | Middletown | 7748 | 17 | 9.18 | Residential | Yes | Behind the Meter | Net-metered residential rooftop and canopy |  | None | Tesla Energy Operations Inc. | JCP&L | Accepted | 2020-09-11 | 2020-09-15 | 2021-10-30 | Delta Electronics | M4-TL-US [240V] | Inverters | 3840 |  | 2 |  |  | 0.975 |  | Indoor | Inside
NJSTRE1545578479 |  | Transition Incentive Program | Middletown | 7748 | 17 | 9.18 | Residential | Yes | Behind the Meter | Net-metered residential rooftop and canopy |  | None | Tesla Energy Operations Inc. | JCP&L | Accepted | 2020-09-11 | 2020-09-15 | 2021-10-30 | Tesla | SR60T1 | Solar Panels |  | 0.05847 | 113 | 153 | 26 |  | Fixed | Roof
NJSTRE1545578479 |  | Transition Incentive Program | Middletown | 7748 | 17 | 9.18 | Residential | Yes | Behind the Meter | Net-metered residential rooftop and canopy |  | None | Tesla Energy Operations Inc. | JCP&L | Accepted | 2020-09-11 | 2020-09-15 | 2021-10-30 | Tesla | SR60T1 | Solar Panels |  | 0.05847 | 44 | 153 | 27 |  | Fixed | Roof
NJSTRE1545578481 |  | Transition Incentive Program | Perth Amboy | 8861 | 11 | 5.85 | Residential | Yes | Behind the Meter | Net-metered residential rooftop and canopy |  | None | Vivint Solar Developer, LLC | PSE&G | Accepted | 2020-09-16 | 2020-09-17 | 2021-10-30 | Solar Edge | SE7600H-US | Inverters | 7600 |  | 1 |  |  | 0.992 |  | Outdoor | Near the Utility Meter
NJSTRE1545578481 |  | Transition Incentive Program | Perth Amboy | 8861 | 11 | 5.85 | Residential | Yes | Behind the Meter | Net-metered residential rooftop and canopy |  | None | Vivint Solar Developer, LLC | PSE&G | Accepted | 2020-09-16 | 2020-09-17 | 2021-10-30 | JINKO SOLAR | JKM325M-60HBL | Solar Panels |  | 0.325 | 3 | 230 | 24 |  | Fixed | Roof
NJSTRE1545578481 |  | Transition Incentive Program | Perth Amboy | 8861 | 11 | 5.85 | Residential | Yes | Behind the Meter | Net-metered residential rooftop and canopy |  | None | Vivint Solar Developer, LLC | PSE&G | Accepted | 2020-09-16 | 2020-09-17 | 2021-10-30 | JINKO SOLAR | JKM325M-60HBL | Solar Panels |  | 0.325 | 15 | 140 | 24 |  | Fixed | Roof
NJSTRE1545578483 |  | Transition Incentive Program | AVENEL | 7001 | 11 | 2.6 | Residential | Yes | Behind the Meter | Net-metered residential rooftop and canopy |  | None | Vivint Solar Developer, LLC | PSE&G | Accepted | 2020-09-28 | 2020-09-29 | 2021-10-30 | Solar Edge | SE3800H-US | Inverters | 3800 |  | 1 |  |  | 0.992 |  | Outdoor | Near the Utility Meter
NJSTRE1545578483 |  | Transition Incentive Program | AVENEL | 7001 | 11 | 2.6 | Residential | Yes | Behind the Meter | Net-metered residential rooftop and canopy |  | None | Vivint Solar Developer, LLC | PSE&G | Accepted | 2020-09-28 | 2020-09-29 | 2021-10-30 | JINKO SOLAR | JKM325M-60HBL | Solar Panels |  | 0.325 | 8 | 34 | 23 |  | Fixed | Roof
NJSTRE1545578487 |  | Transition Incentive Program | PARSIPPANY | 7054 | 3 | 3.58 | Residential | Yes | Behind the Meter | Net-metered residential rooftop and canopy |  | None | Vivint Solar Developer, LLC | JCP&L | Accepted | 2020-09-16 | 2020-09-17 | 2021-10-30 | Solar Edge | SE3800H-US | Inverters | 3800 |  | 1 |  |  | 0.992 |  | Outdoor | Near the Utility Meter
NJSTRE1545578487 |  | Transition Incentive Program | PARSIPPANY | 7054 | 3 | 3.58 | Residential | Yes | Behind the Meter | Net-metered residential rooftop and canopy |  | None | Vivint Solar Developer, LLC | JCP&L | Accepted | 2020-09-16 | 2020-09-17 | 2021-10-30 | JINKO SOLAR | JKM325M-60HBL | Solar Panels |  | 0.325 | 5 | 335 | 18 |  | Fixed | Roof
NJSTRE1545578487 |  | Transition Incentive Program | PARSIPPANY | 7054 | 3 | 3.58 | Residential | Yes | Behind the Meter | Net-metered residential rooftop and canopy |  | None | Vivint Solar Developer, LLC | JCP&L | Accepted | 2020-09-16 | 2020-09-17 | 2021-10-30 | JINKO SOLAR | JKM325M-60HBL | Solar Panels |  | 0.325 | 6 | 155 | 18 |  | Fixed | Roof
NJSTRE1545580111 |  | Transition Incentive Program | WEST DEPTFORD | 8096 | 15 | 4.1 | Residential | Yes | Behind the Meter | Net-metered residential rooftop and canopy |  | None | Suntuity Solar LLC | PSE&G | Accepted | 2020-09-12 | 2020-09-16 | 2021-10-30 | Enphase Energy | IQ7-60-2-US | Inverters | 240 |  | 13 |  |  | 0.97 |  | Outdoor | Behind the PV Modules
NJSTRE1545580111 |  | Transition Incentive Program | WEST DEPTFORD | 8096 | 15 | 4.1 | Residential | Yes | Behind the Meter | Net-metered residential rooftop and canopy |  | None | Suntuity Solar LLC | PSE&G | Accepted | 2020-09-12 | 2020-09-16 | 2021-10-30 | Longi | LR6-60HPB-315M | Solar Panels |  | 0.315 | 10 | 231 | 22 |  | Fixed | Roof
NJSTRE1545580111 |  | Transition Incentive Program | WEST DEPTFORD | 8096 | 15 | 4.1 | Residential | Yes | Behind the Meter | Net-metered residential rooftop and canopy |  | None | Suntuity Solar LLC | PSE&G | Accepted | 2020-09-12 | 2020-09-16 | 2021-10-30 | Longi | LR6-60HPB-315M | Solar Panels |  | 0.315 | 3 | 51 | 22 |  | Fixed | Roof
NJSTRE1545580112 |  | Transition Incentive Program | EGG HARBOR CITY | 8215 | 19 | 11.34 | Residential | No | Behind the Meter | Net-metered residential rooftop and canopy |  | None | Suntuity Solar LLC | AC Electric | Accepted | 2020-09-12 | 2020-09-16 | 2021-10-30 | Enphase Energy | IQ7-60-2-US | Inverters | 240 |  | 36 |  |  | 0.97 |  | Outdoor | Behind the PV Modules
NJSTRE1545580112 |  | Transition Incentive Program | EGG HARBOR CITY | 8215 | 19 | 11.34 | Residential | No | Behind the Meter | Net-metered residential rooftop and canopy |  | None | Suntuity Solar LLC | AC Electric | Accepted | 2020-09-12 | 2020-09-16 | 2021-10-30 | Longi | LR6-60HPB-315M | Solar Panels |  | 0.315 | 6 | 23 | 20 |  | Fixed | Roof
NJSTRE1545580112 |  | Transition Incentive Program | EGG HARBOR CITY | 8215 | 19 | 11.34 | Residential | No | Behind the Meter | Net-metered residential rooftop and canopy |  | None | Suntuity Solar LLC | AC Electric | Accepted | 2020-09-12 | 2020-09-16 | 2021-10-30 | Longi | LR6-60HPB-315M | Solar Panels |  | 0.315 | 16 | 203 | 20 |  | Fixed | Roof
NJSTRE1545580112 |  | Transition Incentive Program | EGG HARBOR CITY | 8215 | 19 | 11.34 | Residential | No | Behind the Meter | Net-metered residential rooftop and canopy |  | None | Suntuity Solar LLC | AC Electric | Accepted | 2020-09-12 | 2020-09-16 | 2021-10-30 | Longi | LR6-60HPB-315M | Solar Panels |  | 0.315 | 14 | 23 | 20 |  | Fixed | Roof
NJSTRE1545580114 |  | Transition Incentive Program | PLEASANTVILLE | 8232 | 19 | 9.45 | Residential | Yes | Behind the Meter | Net-metered residential rooftop and canopy |  | None | Suntuity Solar LLC | AC Electric | Accepted | 2020-09-12 | 2020-09-16 | 2021-10-30 | Enphase Energy | IQ7-60-2-US | Inverters | 240 |  | 30 |  |  | 0.97 |  | Outdoor | Behind the PV Modules
NJSTRE1545580114 |  | Transition Incentive Program | PLEASANTVILLE | 8232 | 19 | 9.45 | Residential | Yes | Behind the Meter | Net-metered residential rooftop and canopy |  | None | Suntuity Solar LLC | AC Electric | Accepted | 2020-09-12 | 2020-09-16 | 2021-10-30 | Longi | LR6-60HPB-315M | Solar Panels |  | 0.315 | 10 | 207 | 20 |  | Fixed | Roof
NJSTRE1545580114 |  | Transition Incentive Program | PLEASANTVILLE | 8232 | 19 | 9.45 | Residential | Yes | Behind the Meter | Net-metered residential rooftop and canopy |  | None | Suntuity Solar LLC | AC Electric | Accepted | 2020-09-12 | 2020-09-16 | 2021-10-30 | Longi | LR6-60HPB-315M | Solar Panels |  | 0.315 | 20 | 27 | 20 |  | Fixed | Roof
NJSTRE1545580115 |  | Transition Incentive Program | Pilesgrove | 8098 | 16 | 28.67 | Residential | Yes | Behind the Meter | Net-metered residential ground mount |  | None | Suntuity Solar LLC | AC Electric | Accepted | 2020-09-12 | 2020-10-16 | 2021-10-30 | Enphase Energy | IQ7-60-2-US | Inverters | 240 |  | 91 |  |  | 0.97 |  | Outdoor | Behind the PV Modules
NJSTRE1545580115 |  | Transition Incentive Program | Pilesgrove | 8098 | 16 | 28.67 | Residential | Yes | Behind the Meter | Net-metered residential ground mount |  | None | Suntuity Solar LLC | AC Electric | Accepted | 2020-09-12 | 2020-10-16 | 2021-10-30 | Longi | LR6-60HPB-315M | Solar Panels |  | 0.315 | 55 | 136 | 20 |  | Fixed | Ground
NJSTRE1545580115 |  | Transition Incentive Program | Pilesgrove | 8098 | 16 | 28.67 | Residential | Yes | Behind the Meter | Net-metered residential ground mount |  | None | Suntuity Solar LLC | AC Electric | Accepted | 2020-09-12 | 2020-10-16 | 2021-10-30 | Longi | LR6-60HPB-315M | Solar Panels |  | 0.315 | 36 | 136 | 20 |  | Fixed | Ground
NJSTRE1545580116 |  | Transition Incentive Program | Williamstown | 8094 | 15 | 10.4 | Residential | No | Behind the Meter | Net-metered residential rooftop and canopy |  | None | Suntuity Solar LLC | AC Electric | Accepted | 2020-09-12 | 2020-09-16 | 2021-10-30 | Enphase Energy | IQ7-60-2-US | Inverters | 240 |  | 33 |  |  | 0.97 |  | Outdoor | Behind the PV Modules
NJSTRE1545580116 |  | Transition Incentive Program | Williamstown | 8094 | 15 | 10.4 | Residential | No | Behind the Meter | Net-metered residential rooftop and canopy |  | None | Suntuity Solar LLC | AC Electric | Accepted | 2020-09-12 | 2020-09-16 | 2021-10-30 | Longi | LR6-60HPB-315M | Solar Panels |  | 0.315 | 23 | 124 | 33 |  | Fixed | Roof
NJSTRE1545580116 |  | Transition Incentive Program | Williamstown | 8094 | 15 | 10.4 | Residential | No | Behind the Meter | Net-metered residential rooftop and canopy |  | None | Suntuity Solar LLC | AC Electric | Accepted | 2020-09-12 | 2020-09-16 | 2021-10-30 | Longi | LR6-60HPB-315M | Solar Panels |  | 0.315 | 10 | 214 | 33 |  | Fixed | Roof
NJSTRE1545580119 |  | Transition Incentive Program | Mullica Hill | 8062 | 15 | 7.04 | Residential | Yes | Behind the Meter | Net-metered residential rooftop and canopy |  | None | Vision Solar LLC | AC Electric | Accepted | 2020-09-12 | 2020-09-15 | 2021-10-30 | ENPHASE | IQ7-60-2-US | Inverters | 0.24 |  | 21 |  |  | 0.96 |  | Other | BEHIND EACH PANEL
NJSTRE1545580119 |  | Transition Incentive Program | Mullica Hill | 8062 | 15 | 7.04 | Residential | Yes | Behind the Meter | Net-metered residential rooftop and canopy |  | None | Vision Solar LLC | AC Electric | Accepted | 2020-09-12 | 2020-09-15 | 2021-10-30 | HANWHA Q-CELLS | Q.PEAK DUO-G6+ 335 | Solar Panels |  | 0.335 | 5 | 323 | 26 |  | Fixed | Roof
NJSTRE1545580119 |  | Transition Incentive Program | Mullica Hill | 8062 | 15 | 7.04 | Residential | Yes | Behind the Meter | Net-metered residential rooftop and canopy |  | None | Vision Solar LLC | AC Electric | Accepted | 2020-09-12 | 2020-09-15 | 2021-10-30 | HANWHA Q-CELLS | Q.PEAK DUO-G6+ 335 | Solar Panels |  | 0.335 | 2 | 233 | 26 |  | Fixed | Roof
NJSTRE1545580119 |  | Transition Incentive Program | Mullica Hill | 8062 | 15 | 7.04 | Residential | Yes | Behind the Meter | Net-metered residential rooftop and canopy |  | None | Vision Solar LLC | AC Electric | Accepted | 2020-09-12 | 2020-09-15 | 2021-10-30 | HANWHA Q-CELLS | Q.PEAK DUO-G6+ 335 | Solar Panels |  | 0.335 | 14 | 143 | 26 |  | Fixed | Roof
NJSTRE1545580123 |  | Transition Incentive Program | Pennsauken | 8109 | 14 | 2.68 | Residential | Yes | Behind the Meter | Net-metered residential rooftop and canopy |  | None | Vision Solar LLC | PSE&G | Accepted | 2020-09-12 | 2020-09-15 | 2021-10-30 | ENPHASE | IQ7-60-2-US | Inverters | 0.24 |  | 8 |  |  | 0.96 |  | Other | BEHIND EACH PANEL
NJSTRE1545580123 |  | Transition Incentive Program | Pennsauken | 8109 | 14 | 2.68 | Residential | Yes | Behind the Meter | Net-metered residential rooftop and canopy |  | None | Vision Solar LLC | PSE&G | Accepted | 2020-09-12 | 2020-09-15 | 2021-10-30 | HANWHA Q-CELLS | Q.PEAK DUO-G6+ 335 | Solar Panels |  | 0.335 | 2 | 55 | 42 |  | Fixed | Roof
NJSTRE1545580123 |  | Transition Incentive Program | Pennsauken | 8109 | 14 | 2.68 | Residential | Yes | Behind the Meter | Net-metered residential rooftop and canopy |  | None | Vision Solar LLC | PSE&G | Accepted | 2020-09-12 | 2020-09-15 | 2021-10-30 | HANWHA Q-CELLS | Q.PEAK DUO-G6+ 335 | Solar Panels |  | 0.335 | 5 | 235 | 42 |  | Fixed | Roof
NJSTRE1545580123 |  | Transition Incentive Program | Pennsauken | 8109 | 14 | 2.68 | Residential | Yes | Behind the Meter | Net-metered residential rooftop and canopy |  | None | Vision Solar LLC | PSE&G | Accepted | 2020-09-12 | 2020-09-15 | 2021-10-30 | HANWHA Q-CELLS | Q.PEAK DUO-G6+ 335 | Solar Panels |  | 0.335 | 1 | 235 | 46 |  | Fixed | Roof
NJSTRE1545580124 |  | Transition Incentive Program | Cookstown | 8511 | 13 | 14.07 | Residential | No | Behind the Meter | Net-metered residential rooftop and canopy |  | None | Vision Solar LLC | JCP&L | Accepted | 2020-09-12 | 2020-09-16 | 2021-10-30 | ENPHASE | IQ7-60-2-US | Inverters | 0.24 |  | 42 |  |  | 0.96 |  | Other | BEHIND EACH PANEL
NJSTRE1545580124 |  | Transition Incentive Program | Cookstown | 8511 | 13 | 14.07 | Residential | No | Behind the Meter | Net-metered residential rooftop and canopy |  | None | Vision Solar LLC | JCP&L | Accepted | 2020-09-12 | 2020-09-16 | 2021-10-30 | HANWHA Q-CELLS | Q.PEAK DUO-G6+ 335 | Solar Panels |  | 0.335 | 17 | 186 | 20 |  | Fixed | Roof
NJSTRE1545580124 |  | Transition Incentive Program | Cookstown | 8511 | 13 | 14.07 | Residential | No | Behind the Meter | Net-metered residential rooftop and canopy |  | None | Vision Solar LLC | JCP&L | Accepted | 2020-09-12 | 2020-09-16 | 2021-10-30 | HANWHA Q-CELLS | Q.PEAK DUO-G6+ 335 | Solar Panels |  | 0.335 | 10 | 6 | 19 |  | Fixed | Roof
NJSTRE1545580124 |  | Transition Incentive Program | Cookstown | 8511 | 13 | 14.07 | Residential | No | Behind the Meter | Net-metered residential rooftop and canopy |  | None | Vision Solar LLC | JCP&L | Accepted | 2020-09-12 | 2020-09-16 | 2021-10-30 | HANWHA Q-CELLS | Q.PEAK DUO-G6+ 335 | Solar Panels |  | 0.335 | 3 | 96 | 20 |  | Fixed | Roof
NJSTRE1545580124 |  | Transition Incentive Program | Cookstown | 8511 | 13 | 14.07 | Residential | No | Behind the Meter | Net-metered residential rooftop and canopy |  | None | Vision Solar LLC | JCP&L | Accepted | 2020-09-12 | 2020-09-16 | 2021-10-30 | HANWHA Q-CELLS | Q.PEAK DUO-G6+ 335 | Solar Panels |  | 0.335 | 12 | 276 | 20 |  | Fixed | Roof
NJSTRE1545580125 |  | Transition Incentive Program | Blackwood | 8012 | 14 | 9.38 | Residential | No | Behind the Meter | Net-metered residential rooftop and canopy |  | None | Vision Solar LLC | AC Electric | Accepted | 2020-09-12 | 2020-09-16 | 2021-10-30 | ENPHASE | IQ7-60-2-US | Inverters | 0.24 |  | 28 |  |  | 0.96 |  | Other | BEHIND EACH PANEL
NJSTRE1545580125 |  | Transition Incentive Program | Blackwood | 8012 | 14 | 9.38 | Residential | No | Behind the Meter | Net-metered residential rooftop and canopy |  | None | Vision Solar LLC | AC Electric | Accepted | 2020-09-12 | 2020-09-16 | 2021-10-30 | HANWHA Q-CELLS | Q.PEAK DUO-G6+ 335 | Solar Panels |  | 0.335 | 1 | 142 | 40 |  | Fixed | Roof
NJSTRE1545580125 |  | Transition Incentive Program | Blackwood | 8012 | 14 | 9.38 | Residential | No | Behind the Meter | Net-metered residential rooftop and canopy |  | None | Vision Solar LLC | AC Electric | Accepted | 2020-09-12 | 2020-09-16 | 2021-10-30 | HANWHA Q-CELLS | Q.PEAK DUO-G6+ 335 | Solar Panels |  | 0.335 | 9 | 53 | 34 |  | Fixed | Roof
NJSTRE1545580125 |  | Transition Incentive Program | Blackwood | 8012 | 14 | 9.38 | Residential | No | Behind the Meter | Net-metered residential rooftop and canopy |  | None | Vision Solar LLC | AC Electric | Accepted | 2020-09-12 | 2020-09-16 | 2021-10-30 | HANWHA Q-CELLS | Q.PEAK DUO-G6+ 335 | Solar Panels |  | 0.335 | 7 | 232 | 34 |  | Fixed | Roof
NJSTRE1545580125 |  | Transition Incentive Program | Blackwood | 8012 | 14 | 9.38 | Residential | No | Behind the Meter | Net-metered residential rooftop and canopy |  | None | Vision Solar LLC | AC Electric | Accepted | 2020-09-12 | 2020-09-16 | 2021-10-30 | HANWHA Q-CELLS | Q.PEAK DUO-G6+ 335 | Solar Panels |  | 0.335 | 11 | 322 | 40 |  | Fixed | Roof
NJSTRE1545580127 |  | Transition Incentive Program | Wildwood | 8260 | 21 | 5.03 | Residential | Yes | Behind the Meter | Net-metered residential rooftop and canopy |  | None | Vision Solar LLC | AC Electric | Accepted | 2020-09-12 | 2020-09-16 | 2021-10-30 | ENPHASE | IQ7-60-2-US | Inverters | 0.24 |  | 15 |  |  | 0.96 |  | Other | BEHIND EACH PANEL
NJSTRE1545580127 |  | Transition Incentive Program | Wildwood | 8260 | 21 | 5.03 | Residential | Yes | Behind the Meter | Net-metered residential rooftop and canopy |  | None | Vision Solar LLC | AC Electric | Accepted | 2020-09-12 | 2020-09-16 | 2021-10-30 | HANWHA Q-CELLS | Q.PEAK DUO-G6+ 335 | Solar Panels |  | 0.335 | 12 | 136 | 33 |  | Fixed | Roof
NJSTRE1545580127 |  | Transition Incentive Program | Wildwood | 8260 | 21 | 5.03 | Residential | Yes | Behind the Meter | Net-metered residential rooftop and canopy |  | None | Vision Solar LLC | AC Electric | Accepted | 2020-09-12 | 2020-09-16 | 2021-10-30 | HANWHA Q-CELLS | Q.PEAK DUO-G6+ 335 | Solar Panels |  | 0.335 | 3 | 316 | 33 |  | Fixed | Roof
NJSTRE1545580128 |  | Transition Incentive Program | Princeton | 8540 | 12 | 4.02 | Residential | No | Behind the Meter | Net-metered residential rooftop and canopy |  | None | Vision Solar LLC | PSE&G | Accepted | 2020-09-12 | 2020-09-15 | 2021-10-30 | ENPHASE | IQ7-60-2-US | Inverters | 0.24 |  | 12 |  |  | 0.96 |  | Other | BEHIND EACH PANEL
NJSTRE1545580128 |  | Transition Incentive Program | Princeton | 8540 | 12 | 4.02 | Residential | No | Behind the Meter | Net-metered residential rooftop and canopy |  | None | Vision Solar LLC | PSE&G | Accepted | 2020-09-12 | 2020-09-15 | 2021-10-30 | HANWHA Q-CELLS | Q.PEAK DUO-G6+ 335 | Solar Panels |  | 0.3355 | 6 | 72 | 30 |  | Fixed | Roof
NJSTRE1545580128 |  | Transition Incentive Program | Princeton | 8540 | 12 | 4.02 | Residential | No | Behind the Meter | Net-metered residential rooftop and canopy |  | None | Vision Solar LLC | PSE&G | Accepted | 2020-09-12 | 2020-09-15 | 2021-10-30 | HANWHA Q-CELLS | Q.PEAK DUO-G6+ 335 | Solar Panels |  | 0.335 | 6 | 162 | 36 |  | Fixed | Roof
NJSTRE1545580132 |  | Transition Incentive Program | Riverside | 8075 | 13 | 4.02 | Residential | Yes | Behind the Meter | Net-metered residential rooftop and canopy |  | None | Vision Solar LLC | PSE&G | Accepted | 2020-09-12 | 2020-09-16 | 2021-10-30 | ENPHASE | IQ7-60-2-US | Inverters | 0.24 |  | 12 |  |  | 0.96 |  | Other | BEHIND EACH PANEL
NJSTRE1545580132 |  | Transition Incentive Program | Riverside | 8075 | 13 | 4.02 | Residential | Yes | Behind the Meter | Net-metered residential rooftop and canopy |  | None | Vision Solar LLC | PSE&G | Accepted | 2020-09-12 | 2020-09-16 | 2021-10-30 | HANWHA Q-CELLS | Q.PEAK DUO-G6+ 335 | Solar Panels |  | 0.335 | 1 | 211 | 20 |  | Fixed | Roof
NJSTRE1545580132 |  | Transition Incentive Program | Riverside | 8075 | 13 | 4.02 | Residential | Yes | Behind the Meter | Net-metered residential rooftop and canopy |  | None | Vision Solar LLC | PSE&G | Accepted | 2020-09-12 | 2020-09-16 | 2021-10-30 | HANWHA Q-CELLS | Q.PEAK DUO-G6+ 335 | Solar Panels |  | 0.335 | 1 | 121 | 32 |  | Fixed | Roof
NJSTRE1545580132 |  | Transition Incentive Program | Riverside | 8075 | 13 | 4.02 | Residential | Yes | Behind the Meter | Net-metered residential rooftop and canopy |  | None | Vision Solar LLC | PSE&G | Accepted | 2020-09-12 | 2020-09-16 | 2021-10-30 | HANWHA Q-CELLS | Q.PEAK DUO-G6+ 335 | Solar Panels |  | 0.335 | 8 | 31 | 32 |  | Fixed | Roof
NJSTRE1545580132 |  | Transition Incentive Program | Riverside | 8075 | 13 | 4.02 | Residential | Yes | Behind the Meter | Net-metered residential rooftop and canopy |  | None | Vision Solar LLC | PSE&G | Accepted | 2020-09-12 | 2020-09-16 | 2021-10-30 | HANWHA Q-CELLS | Q.PEAK DUO-G6+ 335 | Solar Panels |  | 0.335 | 2 | 301 | 32 |  | Fixed | Roof
NJSTRE1545580134 |  | Transition Incentive Program | Turnersville | 8012 | 14 | 5.03 | Residential | Yes | Behind the Meter | Net-metered residential ground mount |  | None | Vision Solar LLC | AC Electric | Accepted | 2020-09-12 | 2020-09-18 | 2021-10-30 | ENPHASE | IQ7-60-2-US | Inverters | 0.24 |  | 15 |  |  | 0.96 |  | Other | BEHIND EACH PANEL
NJSTRE1545580134 |  | Transition Incentive Program | Turnersville | 8012 | 14 | 5.03 | Residential | Yes | Behind the Meter | Net-metered residential ground mount |  | None | Vision Solar LLC | AC Electric | Accepted | 2020-09-12 | 2020-09-18 | 2021-10-30 | HANWHA Q-CELLS | Q.PEAK DUO-G6+ 335 | Solar Panels |  | 0.335 | 15 | 244 | 30 |  | Fixed | Ground
NJSTRE1545580178 |  | Transition Incentive Program | cherry hill | 8003 | 14 | 14.4 | Residential | No | Behind the Meter | Net-metered residential rooftop and canopy |  | None | OCEAN SOLAR | PSE&G | Accepted | 2020-09-12 | 2020-09-22 | 2021-10-30 | Solar Edge | SE11400H-US | Inverters | 14400 |  | 1 |  |  | 0.99 |  | Outdoor | next to utility meter
NJSTRE1545580178 |  | Transition Incentive Program | cherry hill | 8003 | 14 | 14.4 | Residential | No | Behind the Meter | Net-metered residential rooftop and canopy |  | None | OCEAN SOLAR | PSE&G | Accepted | 2020-09-12 | 2020-09-22 | 2021-10-30 | Solaria | 360 mono | Solar Panels |  | 0.36 | 40 | 169 | 34 |  | Fixed | Roof
NJSTRE1545582124 |  | Transition Incentive Program | Livingston | 7039 | 9 | 16.32 | Residential | Yes | Behind the Meter | Net-metered residential rooftop and canopy |  | None | Tesla Energy Operations Inc. | JCP&L | Accepted | 2020-09-13 | 2020-09-16 | 2021-10-30 | Tesla | AC Powerwall 2.0 | Electric Storage Battery |  |  | 3 |  |  |  | Lithium Ion |  | Inside garage
NJSTRE1545582124 |  | Transition Incentive Program | Livingston | 7039 | 9 | 16.32 | Residential | Yes | Behind the Meter | Net-metered residential rooftop and canopy |  | None | Tesla Energy Operations Inc. | JCP&L | Accepted | 2020-09-13 | 2020-09-16 | 2021-10-30 | SolarEdge Technologies | SE7600H-US [240V] | Inverters | 7600 |  | 2 |  |  | 0.99 |  | Indoor | Inside garage
NJSTRE1545582124 |  | Transition Incentive Program | Livingston | 7039 | 9 | 16.32 | Residential | Yes | Behind the Meter | Net-metered residential rooftop and canopy |  | None | Tesla Energy Operations Inc. | JCP&L | Accepted | 2020-09-13 | 2020-09-16 | 2021-10-30 | Hanwha Q-CELLS | Q.Peak DUO BLK-G6+ 340 | Solar Panels |  | 0.34 | 8 | 292 | 21 |  | Fixed | Roof
NJSTRE1545582124 |  | Transition Incentive Program | Livingston | 7039 | 9 | 16.32 | Residential | Yes | Behind the Meter | Net-metered residential rooftop and canopy |  | None | Tesla Energy Operations Inc. | JCP&L | Accepted | 2020-09-13 | 2020-09-16 | 2021-10-30 | Hanwha Q-CELLS | Q.Peak DUO BLK-G6+ 340 | Solar Panels |  | 0.34 | 9 | 112 | 21 |  | Fixed | Roof
NJSTRE1545582124 |  | Transition Incentive Program | Livingston | 7039 | 9 | 16.32 | Residential | Yes | Behind the Meter | Net-metered residential rooftop and canopy |  | None | Tesla Energy Operations Inc. | JCP&L | Accepted | 2020-09-13 | 2020-09-16 | 2021-10-30 | Hanwha Q-CELLS | Q.Peak DUO BLK-G6+ 340 | Solar Panels |  | 0.34 | 13 | 111 | 20 |  | Fixed | Roof
NJSTRE1545582124 |  | Transition Incentive Program | Livingston | 7039 | 9 | 16.32 | Residential | Yes | Behind the Meter | Net-metered residential rooftop and canopy |  | None | Tesla Energy Operations Inc. | JCP&L | Accepted | 2020-09-13 | 2020-09-16 | 2021-10-30 | Hanwha Q-CELLS | Q.Peak DUO BLK-G6+ 340 | Solar Panels |  | 0.34 | 10 | 291 | 20 |  | Fixed | Roof
NJSTRE1545582124 |  | Transition Incentive Program | Livingston | 7039 | 9 | 16.32 | Residential | Yes | Behind the Meter | Net-metered residential rooftop and canopy |  | None | Tesla Energy Operations Inc. | JCP&L | Accepted | 2020-09-13 | 2020-09-16 | 2021-10-30 | Hanwha Q-CELLS | Q.Peak DUO BLK-G6+ 340 | Solar Panels |  | 0.34 | 8 | 291 | 21 |  | Fixed | Roof
NJSTRE1545582128 |  | Transition Incentive Program | Sayreville | 8872 | 11 | 4.09 | Residential | Yes | Behind the Meter | Net-metered residential rooftop and canopy |  | None | Tesla Energy Operations Inc. | JCP&L | Accepted | 2020-09-13 | 2020-09-16 | 2021-10-30 | Tesla | AC Powerwall 2.0 | Electric Storage Battery |  |  | 2 |  |  |  | Lithium Ion |  | Outside
NJSTRE1545582128 |  | Transition Incentive Program | Sayreville | 8872 | 11 | 4.09 | Residential | Yes | Behind the Meter | Net-metered residential rooftop and canopy |  | None | Tesla Energy Operations Inc. | JCP&L | Accepted | 2020-09-13 | 2020-09-16 | 2021-10-30 | Delta Electronics | M4-TL-US [240V] | Inverters | 3840 |  | 1 |  |  | 0.975 |  | Outside | Outside
NJSTRE1545582128 |  | Transition Incentive Program | Sayreville | 8872 | 11 | 4.09 | Residential | Yes | Behind the Meter | Net-metered residential rooftop and canopy |  | None | Tesla Energy Operations Inc. | JCP&L | Accepted | 2020-09-13 | 2020-09-16 | 2021-10-30 | Tesla | SR60T1 | Solar Panels |  | 0.05847 | 48 | 165 | 45 |  | Fixed | Roof
NJSTRE1545582128 |  | Transition Incentive Program | Sayreville | 8872 | 11 | 4.09 | Residential | Yes | Behind the Meter | Net-metered residential rooftop and canopy |  | None | Tesla Energy Operations Inc. | JCP&L | Accepted | 2020-09-13 | 2020-09-16 | 2021-10-30 | Tesla | SR60T1 | Solar Panels |  | 0.05847 | 22 | 345 | 23 |  | Fixed | Roof
NJSTRE1545582144 |  | Transition Incentive Program | HAMILTON TWP MER | 8610 | 12 | 7.4 | Residential | No | Behind the Meter | Net-metered residential rooftop and canopy |  | None | SunPower Corporation, Systems | PSE&G | Accepted | 2020-09-13 | 2020-09-17 | 2021-10-30 | SunPower | SPR-X22-370-E-AC | Inverters | 320 |  | 20 |  |  | 0.96 |  | Other | under each panel
NJSTRE1545582144 |  | Transition Incentive Program | HAMILTON TWP MER | 8610 | 12 | 7.4 | Residential | No | Behind the Meter | Net-metered residential rooftop and canopy |  | None | SunPower Corporation, Systems | PSE&G | Accepted | 2020-09-13 | 2020-09-17 | 2021-10-30 | SunPower | SPR-X22-370-E-AC | Solar Panels |  | 0.37 | 5 | 210 | 45 |  | Fixed | Roof
NJSTRE1545582144 |  | Transition Incentive Program | HAMILTON TWP MER | 8610 | 12 | 7.4 | Residential | No | Behind the Meter | Net-metered residential rooftop and canopy |  | None | SunPower Corporation, Systems | PSE&G | Accepted | 2020-09-13 | 2020-09-17 | 2021-10-30 | SunPower | SPR-X22-370-E-AC | Solar Panels |  | 0.37 | 8 | 210 | 10 |  | Fixed | Roof
NJSTRE1545582144 |  | Transition Incentive Program | HAMILTON TWP MER | 8610 | 12 | 7.4 | Residential | No | Behind the Meter | Net-metered residential rooftop and canopy |  | None | SunPower Corporation, Systems | PSE&G | Accepted | 2020-09-13 | 2020-09-17 | 2021-10-30 | SunPower | SPR-X22-370-E-AC | Solar Panels |  | 0.37 | 7 | 210 | 20 |  | Fixed | Roof
NJSTRE1545582145 |  | Transition Incentive Program | Lindenwold | 8021 | 14 | 7.38 | Residential | No | Behind the Meter | Net-metered residential rooftop and canopy |  | None | SunPower Corporation, Systems | AC Electric | Accepted | 2020-09-13 | 2020-09-16 | 2021-10-30 | SunPower | SPR-A-410-G-AC | Inverters | 349 |  | 18 |  |  | 0.97 |  | Other | under each panel
NJSTRE1545582145 |  | Transition Incentive Program | Lindenwold | 8021 | 14 | 7.38 | Residential | No | Behind the Meter | Net-metered residential rooftop and canopy |  | None | SunPower Corporation, Systems | AC Electric | Accepted | 2020-09-13 | 2020-09-16 | 2021-10-30 | SunPower | SPR-A-410-G-AC | Solar Panels |  | 0.41 | 2 | 186 | 22 |  | Fixed | Roof
NJSTRE1545582145 |  | Transition Incentive Program | Lindenwold | 8021 | 14 | 7.38 | Residential | No | Behind the Meter | Net-metered residential rooftop and canopy |  | None | SunPower Corporation, Systems | AC Electric | Accepted | 2020-09-13 | 2020-09-16 | 2021-10-30 | SunPower | SPR-A-410-G-AC | Solar Panels |  | 0.41 | 16 | 186 | 22 |  | Fixed | Roof
NJSTRE1545582147 |  | Transition Incentive Program | Glen Rock | 7452 | 7 | 7.19 | Residential | Yes | Behind the Meter | Net-metered residential rooftop and canopy |  | None | SunPower Corporation, Systems | PSE&G | Accepted | 2020-09-13 | 2020-09-16 | 2021-10-30 | SunPower | SPR-E20-327-E-AC | Inverters | 320 |  | 22 |  |  | 0.96 |  | Other | under each panel
NJSTRE1545582147 |  | Transition Incentive Program | Glen Rock | 7452 | 7 | 7.19 | Residential | Yes | Behind the Meter | Net-metered residential rooftop and canopy |  | None | SunPower Corporation, Systems | PSE&G | Accepted | 2020-09-13 | 2020-09-16 | 2021-10-30 | SunPower | SPR-E20-327-E-AC | Solar Panels |  | 0.327 | 14 | 209 | 30 |  | Fixed | Roof
NJSTRE1545582147 |  | Transition Incentive Program | Glen Rock | 7452 | 7 | 7.19 | Residential | Yes | Behind the Meter | Net-metered residential rooftop and canopy |  | None | SunPower Corporation, Systems | PSE&G | Accepted | 2020-09-13 | 2020-09-16 | 2021-10-30 | SunPower | SPR-E20-327-E-AC | Solar Panels |  | 0.327 | 4 | 119 | 20 |  | Fixed | Roof
NJSTRE1545582147 |  | Transition Incentive Program | Glen Rock | 7452 | 7 | 7.19 | Residential | Yes | Behind the Meter | Net-metered residential rooftop and canopy |  | None | SunPower Corporation, Systems | PSE&G | Accepted | 2020-09-13 | 2020-09-16 | 2021-10-30 | SunPower | SPR-E20-327-E-AC | Solar Panels |  | 0.327 | 4 | 299 | 20 |  | Fixed | Roof
NJSTRE1545582151 |  | Transition Incentive Program | Garfield | 7026 | 7 | 4.51 | Residential | No | Behind the Meter | Net-metered residential rooftop and canopy |  | None | SunPower Capital, LLC | PSE&G | Accepted | 2020-09-16 | 2020-09-16 | 2021-10-30 | SunPower | SPR-A410-G-AC | Inverters | 349 |  | 11 |  |  | 0.97 |  | Other | under each panel
NJSTRE1545582151 |  | Transition Incentive Program | Garfield | 7026 | 7 | 4.51 | Residential | No | Behind the Meter | Net-metered residential rooftop and canopy |  | None | SunPower Capital, LLC | PSE&G | Accepted | 2020-09-16 | 2020-09-16 | 2021-10-30 | SunPower | SPR-A410-G-AC | Solar Panels |  | 0.41 | 4 | 73 | 25 |  | Fixed | Roof
NJSTRE1545582151 |  | Transition Incentive Program | Garfield | 7026 | 7 | 4.51 | Residential | No | Behind the Meter | Net-metered residential rooftop and canopy |  | None | SunPower Capital, LLC | PSE&G | Accepted | 2020-09-16 | 2020-09-16 | 2021-10-30 | SunPower | SPR-A410-G-AC | Solar Panels |  | 0.41 | 2 | 343 | 25 |  | Fixed | Roof
NJSTRE1545582151 |  | Transition Incentive Program | Garfield | 7026 | 7 | 4.51 | Residential | No | Behind the Meter | Net-metered residential rooftop and canopy |  | None | SunPower Capital, LLC | PSE&G | Accepted | 2020-09-16 | 2020-09-16 | 2021-10-30 | SunPower | SPR-A410-G-AC | Solar Panels |  | 0.41 | 5 | 253 | 25 |  | Fixed | Roof
NJSTRE1545582523 |  | Transition Incentive Program | Gloucester Twp | 8012 | 14 | 11.66 | Residential | Yes | Behind the Meter | Net-metered residential rooftop and canopy |  | None | Suntuity Solar LLC | PSE&G | Accepted | 2020-09-14 | 2020-09-16 | 2021-10-30 | Enphase Energy | IQ7-60-2-US | Inverters | 240 |  | 37 |  |  | 0.97 |  | Outdoor | Behind the PV Modules
NJSTRE1545582523 |  | Transition Incentive Program | Gloucester Twp | 8012 | 14 | 11.66 | Residential | Yes | Behind the Meter | Net-metered residential rooftop and canopy |  | None | Suntuity Solar LLC | PSE&G | Accepted | 2020-09-14 | 2020-09-16 | 2021-10-30 | Longi | LR6-60HPB-315M | Solar Panels |  | 0.315 | 9 | 19 | 23 |  | Fixed | Roof
NJSTRE1545582523 |  | Transition Incentive Program | Gloucester Twp | 8012 | 14 | 11.66 | Residential | Yes | Behind the Meter | Net-metered residential rooftop and canopy |  | None | Suntuity Solar LLC | PSE&G | Accepted | 2020-09-14 | 2020-09-16 | 2021-10-30 | Longi | LR6-60HPB-315M | Solar Panels |  | 0.315 | 6 | 19 | 23 |  | Fixed | Roof
NJSTRE1545582523 |  | Transition Incentive Program | Gloucester Twp | 8012 | 14 | 11.66 | Residential | Yes | Behind the Meter | Net-metered residential rooftop and canopy |  | None | Suntuity Solar LLC | PSE&G | Accepted | 2020-09-14 | 2020-09-16 | 2021-10-30 | Longi | LR6-60HPB-315M | Solar Panels |  | 0.315 | 22 | 199 | 23 |  | Fixed | Roof
NJSTRE1545582524 |  | Transition Incentive Program | Brick Township | 8723 | 18 | 10.25 | Residential | No | Behind the Meter | Net-metered residential rooftop and canopy |  | None | SunPower Corporation, Systems | JCP&L | Accepted | 2020-09-17 | 2020-09-18 | 2021-10-30 | SunPower | SPR-A410-G-AC | Inverters | 349 |  | 25 |  |  | 0.97 |  | Other | under each panel
NJSTRE1545582524 |  | Transition Incentive Program | Brick Township | 8723 | 18 | 10.25 | Residential | No | Behind the Meter | Net-metered residential rooftop and canopy |  | None | SunPower Corporation, Systems | JCP&L | Accepted | 2020-09-17 | 2020-09-18 | 2021-10-30 | SunPower | SPR-A410-G-AC | Solar Panels |  | 0.41 | 25 | 256 | 25 |  | Fixed | Roof
NJSTRE1545582525 |  | Transition Incentive Program | GLEN RIDGE | 7028 | 9 | 5.99 | Residential | No | Behind the Meter | Net-metered residential rooftop and canopy |  | None | Suntuity Solar LLC | PSE&G | Accepted | 2020-09-14 | 2020-09-16 | 2021-10-30 | Enphase Energy | IQ7-60-2-US | Inverters | 240 |  | 19 |  |  | 0.97 |  | Outdoor | Behind the PV Modules
NJSTRE1545582525 |  | Transition Incentive Program | GLEN RIDGE | 7028 | 9 | 5.99 | Residential | No | Behind the Meter | Net-metered residential rooftop and canopy |  | None | Suntuity Solar LLC | PSE&G | Accepted | 2020-09-14 | 2020-09-16 | 2021-10-30 | Longi | LR6-60HPB-315M | Solar Panels |  | 0.315 | 9 | 277 | 44 |  | Fixed | Roof
NJSTRE1545582525 |  | Transition Incentive Program | GLEN RIDGE | 7028 | 9 | 5.99 | Residential | No | Behind the Meter | Net-metered residential rooftop and canopy |  | None | Suntuity Solar LLC | PSE&G | Accepted | 2020-09-14 | 2020-09-16 | 2021-10-30 | Longi | LR6-60HPB-315M | Solar Panels |  | 0.315 | 10 | 97 | 44 |  | Fixed | Roof
NJSTRE1545582526 |  | Transition Incentive Program | MANTUA | 8051 | 15 | 12.29 | Residential | Yes | Behind the Meter | Net-metered residential rooftop and canopy |  | None | Suntuity Solar LLC | AC Electric | Accepted | 2020-09-14 | 2020-09-16 | 2021-10-30 | Enphase Energy | IQ7-60-2-US | Inverters | 240 |  | 39 |  |  | 0.97 |  | Outdoor | Behind the PV Modules
NJSTRE1545582526 |  | Transition Incentive Program | MANTUA | 8051 | 15 | 12.29 | Residential | Yes | Behind the Meter | Net-metered residential rooftop and canopy |  | None | Suntuity Solar LLC | AC Electric | Accepted | 2020-09-14 | 2020-09-16 | 2021-10-30 | Longi | LR6-60HPB-315M | Solar Panels |  | 0.315 | 6 | 42 | 13 |  | Fixed | Roof
NJSTRE1545582526 |  | Transition Incentive Program | MANTUA | 8051 | 15 | 12.29 | Residential | Yes | Behind the Meter | Net-metered residential rooftop and canopy |  | None | Suntuity Solar LLC | AC Electric | Accepted | 2020-09-14 | 2020-09-16 | 2021-10-30 | Longi | LR6-60HPB-315M | Solar Panels |  | 0.315 | 15 | 222 | 18 |  | Fixed | Roof
NJSTRE1545582526 |  | Transition Incentive Program | MANTUA | 8051 | 15 | 12.29 | Residential | Yes | Behind the Meter | Net-metered residential rooftop and canopy |  | None | Suntuity Solar LLC | AC Electric | Accepted | 2020-09-14 | 2020-09-16 | 2021-10-30 | Longi | LR6-60HPB-315M | Solar Panels |  | 0.315 | 6 | 42 | 18 |  | Fixed | Roof
NJSTRE1545582526 |  | Transition Incentive Program | MANTUA | 8051 | 15 | 12.29 | Residential | Yes | Behind the Meter | Net-metered residential rooftop and canopy |  | None | Suntuity Solar LLC | AC Electric | Accepted | 2020-09-14 | 2020-09-16 | 2021-10-30 | Longi | LR6-60HPB-315M | Solar Panels |  | 0.315 | 12 | 222 | 11 |  | Fixed | Roof
NJSTRE1545582527 |  | Transition Incentive Program | MANTUA | 8051 | 15 | 17.96 | Residential | Yes | Behind the Meter | Net-metered residential rooftop and canopy |  | None | Suntuity Solar LLC | AC Electric | Accepted | 2020-09-14 | 2020-09-16 | 2021-10-30 | Enphase Energy | IQ7-60-2-US | Inverters | 240 |  | 57 |  |  | 0.97 |  | Outdoor | Behind the PV Modules
NJSTRE1545582527 |  | Transition Incentive Program | MANTUA | 8051 | 15 | 17.96 | Residential | Yes | Behind the Meter | Net-metered residential rooftop and canopy |  | None | Suntuity Solar LLC | AC Electric | Accepted | 2020-09-14 | 2020-09-16 | 2021-10-30 | Longi | LR6-60HPB-315M | Solar Panels |  | 0.315 | 4 | 221 | 22 |  | Fixed | Roof
NJSTRE1545582527 |  | Transition Incentive Program | MANTUA | 8051 | 15 | 17.96 | Residential | Yes | Behind the Meter | Net-metered residential rooftop and canopy |  | None | Suntuity Solar LLC | AC Electric | Accepted | 2020-09-14 | 2020-09-16 | 2021-10-30 | Longi | LR6-60HPB-315M | Solar Panels |  | 0.315 | 30 | 131 | 21 |  | Fixed | Roof
NJSTRE1545582527 |  | Transition Incentive Program | MANTUA | 8051 | 15 | 17.96 | Residential | Yes | Behind the Meter | Net-metered residential rooftop and canopy |  | None | Suntuity Solar LLC | AC Electric | Accepted | 2020-09-14 | 2020-09-16 | 2021-10-30 | Longi | LR6-60HPB-315M | Solar Panels |  | 0.315 | 23 | 311 | 21 |  | Fixed | Roof
NJSTRE1545582530 |  | Transition Incentive Program | Williamstown | 8094 | 15 | 5.36 | Residential | Yes | Behind the Meter | Net-metered residential rooftop and canopy |  | None | Suntuity Solar LLC | AC Electric | Accepted | 2020-09-14 | 2020-09-16 | 2021-10-30 | Enphase Energy | IQ7-60-2-US | Inverters | 240 |  | 17 |  |  | 0.97 |  | Outdoor | Behind the PV Modules
NJSTRE1545582530 |  | Transition Incentive Program | Williamstown | 8094 | 15 | 5.36 | Residential | Yes | Behind the Meter | Net-metered residential rooftop and canopy |  | None | Suntuity Solar LLC | AC Electric | Accepted | 2020-09-14 | 2020-09-16 | 2021-10-30 | Longi | LR6-60HPB-315M | Solar Panels |  | 0.315 | 17 | 135 | 25 |  | Fixed | Roof
NJSTRE1545582532 |  | Transition Incentive Program | SICKLERVILLE | 8081 | 14 | 8.51 | Residential | No | Behind the Meter | Net-metered residential rooftop and canopy |  | None | Suntuity Solar LLC | AC Electric | Accepted | 2020-09-14 | 2020-09-16 | 2021-10-30 | Enphase Energy | IQ7-60-2-US | Inverters | 240 |  | 27 |  |  | 0.97 |  | Outdoor | Behind the PV Modules
NJSTRE1545582532 |  | Transition Incentive Program | SICKLERVILLE | 8081 | 14 | 8.51 | Residential | No | Behind the Meter | Net-metered residential rooftop and canopy |  | None | Suntuity Solar LLC | AC Electric | Accepted | 2020-09-14 | 2020-09-16 | 2021-10-30 | Longi | LR6-60HPB-315M | Solar Panels |  | 0.315 | 4 | 29 | 27 |  | Fixed | Roof
NJSTRE1545582532 |  | Transition Incentive Program | SICKLERVILLE | 8081 | 14 | 8.51 | Residential | No | Behind the Meter | Net-metered residential rooftop and canopy |  | None | Suntuity Solar LLC | AC Electric | Accepted | 2020-09-14 | 2020-09-16 | 2021-10-30 | Longi | LR6-60HPB-315M | Solar Panels |  | 0.315 | 23 | 209 | 27 |  | Fixed | Roof
NJSTRE1545582534 |  | Transition Incentive Program | MOUNT LAUREL | 8054 | 13 | 8.51 | Residential | Yes | Behind the Meter | Net-metered residential rooftop and canopy |  | None | Suntuity Solar LLC | PSE&G | Accepted | 2020-09-14 | 2020-09-16 | 2021-10-30 | Enphase Energy | IQ7-60-2-US | Inverters | 240 |  | 27 |  |  | 0.97 |  | Outdoor | Behind the PV Modules
NJSTRE1545582534 |  | Transition Incentive Program | MOUNT LAUREL | 8054 | 13 | 8.51 | Residential | Yes | Behind the Meter | Net-metered residential rooftop and canopy |  | None | Suntuity Solar LLC | PSE&G | Accepted | 2020-09-14 | 2020-09-16 | 2021-10-30 | Longi | LR6-60HPB-315M | Solar Panels |  | 0.315 | 7 | 273 | 21 |  | Fixed | Roof
NJSTRE1545582534 |  | Transition Incentive Program | MOUNT LAUREL | 8054 | 13 | 8.51 | Residential | Yes | Behind the Meter | Net-metered residential rooftop and canopy |  | None | Suntuity Solar LLC | PSE&G | Accepted | 2020-09-14 | 2020-09-16 | 2021-10-30 | Longi | LR6-60HPB-315M | Solar Panels |  | 0.315 | 12 | 93 | 21 |  | Fixed | Roof
NJSTRE1545582534 |  | Transition Incentive Program | MOUNT LAUREL | 8054 | 13 | 8.51 | Residential | Yes | Behind the Meter | Net-metered residential rooftop and canopy |  | None | Suntuity Solar LLC | PSE&G | Accepted | 2020-09-14 | 2020-09-16 | 2021-10-30 | Longi | LR6-60HPB-315M | Solar Panels |  | 0.315 | 8 | 94 | 23 |  | Fixed | Roof
NJSTRE1545582535 |  | Transition Incentive Program | PINE HILL | 8021 | 14 | 8.51 | Residential | Yes | Behind the Meter | Net-metered residential rooftop and canopy |  | None | Suntuity Solar LLC | AC Electric | Accepted | 2020-09-14 | 2020-09-16 | 2021-10-30 | Enphase Energy | IQ7-60-2-US | Inverters | 240 |  | 27 |  |  | 0.97 |  | Outdoor | Behind the PV Modules
NJSTRE1545582535 |  | Transition Incentive Program | PINE HILL | 8021 | 14 | 8.51 | Residential | Yes | Behind the Meter | Net-metered residential rooftop and canopy |  | None | Suntuity Solar LLC | AC Electric | Accepted | 2020-09-14 | 2020-09-16 | 2021-10-30 | Longi | LR6-60HPB-315M | Solar Panels |  | 0.315 | 8 | 285 | 18 |  | Fixed | Roof
NJSTRE1545582535 |  | Transition Incentive Program | PINE HILL | 8021 | 14 | 8.51 | Residential | Yes | Behind the Meter | Net-metered residential rooftop and canopy |  | None | Suntuity Solar LLC | AC Electric | Accepted | 2020-09-14 | 2020-09-16 | 2021-10-30 | Longi | LR6-60HPB-315M | Solar Panels |  | 0.315 | 6 | 105 | 18 |  | Fixed | Roof
NJSTRE1545582535 |  | Transition Incentive Program | PINE HILL | 8021 | 14 | 8.51 | Residential | Yes | Behind the Meter | Net-metered residential rooftop and canopy |  | None | Suntuity Solar LLC | AC Electric | Accepted | 2020-09-14 | 2020-09-16 | 2021-10-30 | Longi | LR6-60HPB-315M | Solar Panels |  | 0.315 | 6 | 285 | 18 |  | Fixed | Roof
NJSTRE1545582535 |  | Transition Incentive Program | PINE HILL | 8021 | 14 | 8.51 | Residential | Yes | Behind the Meter | Net-metered residential rooftop and canopy |  | None | Suntuity Solar LLC | AC Electric | Accepted | 2020-09-14 | 2020-09-16 | 2021-10-30 | Longi | LR6-60HPB-315M | Solar Panels |  | 0.315 | 7 | 105 | 18 |  | Fixed | Roof
NJSTRE1545582536 |  | Transition Incentive Program | TOMS RIVER | 8757 | 18 | 8.82 | Residential | Yes | Behind the Meter | Net-metered residential rooftop and canopy |  | None | Suntuity Solar LLC | JCP&L | Accepted | 2020-09-14 | 2020-09-16 | 2021-10-30 | Enphase Energy | IQ7-60-2-US | Inverters | 240 |  | 28 |  |  | 0.97 |  | Outdoor | Behind the PV Modules
NJSTRE1545582536 |  | Transition Incentive Program | TOMS RIVER | 8757 | 18 | 8.82 | Residential | Yes | Behind the Meter | Net-metered residential rooftop and canopy |  | None | Suntuity Solar LLC | JCP&L | Accepted | 2020-09-14 | 2020-09-16 | 2021-10-30 | Longi | LR6-60HPB-315M | Solar Panels |  | 0.315 | 19 | 180 | 21 |  | Fixed | Roof
NJSTRE1545582536 |  | Transition Incentive Program | TOMS RIVER | 8757 | 18 | 8.82 | Residential | Yes | Behind the Meter | Net-metered residential rooftop and canopy |  | None | Suntuity Solar LLC | JCP&L | Accepted | 2020-09-14 | 2020-09-16 | 2021-10-30 | Longi | LR6-60HPB-315M | Solar Panels |  | 0.315 | 9 | 90 | 21 |  | Fixed | Roof
NJSTRE1545582537 |  | Transition Incentive Program | KENILWORTH BORO | 7033 | 10 | 9 | Residential | No | Behind the Meter | Net-metered residential rooftop and canopy |  | None | Suntuity Solar LLC | PSE&G | Accepted | 2020-09-14 | 2020-09-16 | 2021-10-30 | GENERAC | APK00014-X7602 | Inverters | 7600 |  | 1 |  |  | 0.97 |  | Outdoor | Beside the PV Modules
NJSTRE1545582537 |  | Transition Incentive Program | KENILWORTH BORO | 7033 | 10 | 9 | Residential | No | Behind the Meter | Net-metered residential rooftop and canopy |  | None | Suntuity Solar LLC | PSE&G | Accepted | 2020-09-14 | 2020-09-16 | 2021-10-30 | LG Electronics | LG360N1C-V5 | Solar Panels |  | 0.36 | 25 | 121 | 27 |  | Fixed | Roof
NJSTRE1545582538 |  | Transition Incentive Program | West Deptford | 8086 | 15 | 13.68 | Residential | No | Behind the Meter | Net-metered residential rooftop and canopy |  | None | Suntuity Solar LLC | PSE&G | Accepted | 2020-09-14 | 2020-09-16 | 2021-10-30 | Enphase Energy | IQ7-60-2-US | Inverters | 240 |  | 38 |  |  | 0.97 |  | Outdoor | Behind the PV Modules
NJSTRE1545582538 |  | Transition Incentive Program | West Deptford | 8086 | 15 | 13.68 | Residential | No | Behind the Meter | Net-metered residential rooftop and canopy |  | None | Suntuity Solar LLC | PSE&G | Accepted | 2020-09-14 | 2020-09-16 | 2021-10-30 | LG Electronics | LG360N1C-V5 | Solar Panels |  | 0.36 | 12 | 69 | 33 |  | Fixed | Roof
NJSTRE1545582538 |  | Transition Incentive Program | West Deptford | 8086 | 15 | 13.68 | Residential | No | Behind the Meter | Net-metered residential rooftop and canopy |  | None | Suntuity Solar LLC | PSE&G | Accepted | 2020-09-14 | 2020-09-16 | 2021-10-30 | LG Electronics | LG360N1C-V5 | Solar Panels |  | 0.36 | 21 | 249 | 33 |  | Fixed | Roof
NJSTRE1545582538 |  | Transition Incentive Program | West Deptford | 8086 | 15 | 13.68 | Residential | No | Behind the Meter | Net-metered residential rooftop and canopy |  | None | Suntuity Solar LLC | PSE&G | Accepted | 2020-09-14 | 2020-09-16 | 2021-10-30 | LG Electronics | LG360N1C-V5 | Solar Panels |  | 0.36 | 5 | 69 | 33 |  | Fixed | Roof
NJSTRE1545582539 |  | Transition Incentive Program | MANAHAWKIN | 8050 | 18 | 15.12 | Residential | No | Behind the Meter | Net-metered residential rooftop and canopy |  | None | Suntuity Solar LLC | AC Electric | Accepted | 2020-09-14 | 2020-09-16 | 2021-10-30 | Enphase Energy | IQ7-60-2-US | Inverters | 240 |  | 48 |  |  | 0.97 |  | Outdoor | Behind the PV Modules
NJSTRE1545582539 |  | Transition Incentive Program | MANAHAWKIN | 8050 | 18 | 15.12 | Residential | No | Behind the Meter | Net-metered residential rooftop and canopy |  | None | Suntuity Solar LLC | AC Electric | Accepted | 2020-09-14 | 2020-09-16 | 2021-10-30 | Longi | LR6-60HPB-315M | Solar Panels |  | 0.315 | 48 | 212 | 20 |  | Fixed | Ground
NJSTRE1545582554 |  | Transition Incentive Program | Williamstown | 8094 | 15 | 5.36 | Residential | Yes | Behind the Meter | Net-metered residential rooftop and canopy |  | None | Vision Solar LLC | AC Electric | Accepted | 2020-09-14 | 2020-09-16 | 2021-10-30 | ENPHASE | IQ7-60-2-US | Inverters | 0.24 |  | 16 |  |  | 0.96 |  | Other | behind each panel
NJSTRE1545582554 |  | Transition Incentive Program | Williamstown | 8094 | 15 | 5.36 | Residential | Yes | Behind the Meter | Net-metered residential rooftop and canopy |  | None | Vision Solar LLC | AC Electric | Accepted | 2020-09-14 | 2020-09-16 | 2021-10-30 | HANWHA Q-CELLS | Q.PEAK DUO-G6+ 335 | Solar Panels |  | 0.335 | 10 | 118 | 20 |  | Fixed | Roof
NJSTRE1545582554 |  | Transition Incentive Program | Williamstown | 8094 | 15 | 5.36 | Residential | Yes | Behind the Meter | Net-metered residential rooftop and canopy |  | None | Vision Solar LLC | AC Electric | Accepted | 2020-09-14 | 2020-09-16 | 2021-10-30 | HANWHA Q-CELLS | Q.PEAK DUO-G6+ 335 | Solar Panels |  | 0.335 | 1 | 118 | 20 |  | Fixed | Roof
NJSTRE1545582554 |  | Transition Incentive Program | Williamstown | 8094 | 15 | 5.36 | Residential | Yes | Behind the Meter | Net-metered residential rooftop and canopy |  | None | Vision Solar LLC | AC Electric | Accepted | 2020-09-14 | 2020-09-16 | 2021-10-30 | HANWHA Q-CELLS | Q.PEAK DUO-G6+ 335 | Solar Panels |  | 0.335 | 5 | 208 | 20 |  | Fixed | Roof
NJSTRE1545582590 |  | Transition Incentive Program | Roselle | 7203 | 10 | 5.2 | Residential | Yes | Behind the Meter | Net-metered residential rooftop and canopy |  | None | Vivint Solar Developer, LLC | PSE&G | Accepted | 2020-09-16 | 2020-09-17 | 2021-10-30 | Solar Edge | SE3800H-US | Inverters | 3800 |  | 1 |  |  | 0.992 |  | Outdoor | Near the Utility Meter
NJSTRE1545582590 |  | Transition Incentive Program | Roselle | 7203 | 10 | 5.2 | Residential | Yes | Behind the Meter | Net-metered residential rooftop and canopy |  | None | Vivint Solar Developer, LLC | PSE&G | Accepted | 2020-09-16 | 2020-09-17 | 2021-10-30 | JINKO SOLAR | JKM325M-60HBL | Solar Panels |  | 0.325 | 12 | 350 | 11 |  | Fixed | Roof
NJSTRE1545582590 |  | Transition Incentive Program | Roselle | 7203 | 10 | 5.2 | Residential | Yes | Behind the Meter | Net-metered residential rooftop and canopy |  | None | Vivint Solar Developer, LLC | PSE&G | Accepted | 2020-09-16 | 2020-09-17 | 2021-10-30 | JINKO SOLAR | JKM325M-60HBL | Solar Panels |  | 0.325 | 4 | 170 | 39 |  | Fixed | Roof
NJSTRE1545582596 |  | Transition Incentive Program | Cedar Grove Twp | 7009 | 9 | 11.52 | Residential | No | Behind the Meter | Net-metered residential rooftop and canopy |  | None | Green Power energy | PSE&G | Accepted | 2020-09-14 | 2020-09-16 | 2021-10-30 | Enphase Energy | IQ7PLUS-72-2-US | Inverters | 290 |  | 32 |  |  | 0.975 |  | Outside | next to meter
NJSTRE1545582596 |  | Transition Incentive Program | Cedar Grove Twp | 7009 | 9 | 11.52 | Residential | No | Behind the Meter | Net-metered residential rooftop and canopy |  | None | Green Power energy | PSE&G | Accepted | 2020-09-14 | 2020-09-16 | 2021-10-30 | LG Electronics | LG360Q1K-V5 | Solar Panels |  | 0.36 | 32 | 190 | 18 |  | Fixed | Roof
NJSTRE1545582605 |  | Transition Incentive Program | DELRAN | 8075 | 13 | 16.9 | Residential | Yes | Behind the Meter | Net-metered residential rooftop and canopy |  | None | Vivint Solar Developer, LLC | PSE&G | Accepted | 2020-09-16 | 2020-09-17 | 2021-10-30 | Solar Edge | SE7600H-US | Inverters | 7600 |  | 1 |  |  | 0.992 |  | Outdoor | Near the Utility Meter
NJSTRE1545582605 |  | Transition Incentive Program | DELRAN | 8075 | 13 | 16.9 | Residential | Yes | Behind the Meter | Net-metered residential rooftop and canopy |  | None | Vivint Solar Developer, LLC | PSE&G | Accepted | 2020-09-16 | 2020-09-17 | 2021-10-30 | Solar Edge | SE3800H-US | Inverters | 3800 |  | 1 |  |  | 0.992 |  | Outdoor | Near the Utility Meter
NJSTRE1545582605 |  | Transition Incentive Program | DELRAN | 8075 | 13 | 16.9 | Residential | Yes | Behind the Meter | Net-metered residential rooftop and canopy |  | None | Vivint Solar Developer, LLC | PSE&G | Accepted | 2020-09-16 | 2020-09-17 | 2021-10-30 | JINKO SOLAR | JKM325M-60HBL | Solar Panels |  | 0.325 | 32 | 219 | 15 |  | Fixed | Roof
NJSTRE1545582605 |  | Transition Incentive Program | DELRAN | 8075 | 13 | 16.9 | Residential | Yes | Behind the Meter | Net-metered residential rooftop and canopy |  | None | Vivint Solar Developer, LLC | PSE&G | Accepted | 2020-09-16 | 2020-09-17 | 2021-10-30 | JINKO SOLAR | JKM325M-60HBL | Solar Panels |  | 0.325 | 20 | 129 | 13 |  | Fixed | Roof
NJSTRE1545582633 |  | Transition Incentive Program | MOUNT LAUREL | 8054 | 13 | 8.45 | Residential | Yes | Behind the Meter | Net-metered residential rooftop and canopy |  | None | Vivint Solar Developer, LLC | PSE&G | Accepted | 2020-09-19 | 2020-09-21 | 2021-10-30 | Solar Edge | SE7600H-US | Inverters | 7600 |  | 1 |  |  | 0.992 |  | Outdoor | Near the Utility Meter
NJSTRE1545582633 |  | Transition Incentive Program | MOUNT LAUREL | 8054 | 13 | 8.45 | Residential | Yes | Behind the Meter | Net-metered residential rooftop and canopy |  | None | Vivint Solar Developer, LLC | PSE&G | Accepted | 2020-09-19 | 2020-09-21 | 2021-10-30 | JINKO SOLAR | JKM325M-60HBL | Solar Panels |  | 0.325 | 14 | 259 | 25 |  | Fixed | Roof
NJSTRE1545582633 |  | Transition Incentive Program | MOUNT LAUREL | 8054 | 13 | 8.45 | Residential | Yes | Behind the Meter | Net-metered residential rooftop and canopy |  | None | Vivint Solar Developer, LLC | PSE&G | Accepted | 2020-09-19 | 2020-09-21 | 2021-10-30 | JINKO SOLAR | JKM325M-60HBL | Solar Panels |  | 0.325 | 12 | 169 | 26 |  | Fixed | Roof
NJSTRE1545582637 |  | Transition Incentive Program | Cherry Hill | 8003 | 14 | 9.76 | Residential | Yes | Behind the Meter | Net-metered residential rooftop and canopy |  | None | Sunrun Installation Services, Inc. | PSE&G | Accepted | 2020-09-14 | 2020-09-16 | 2021-10-30 | Delta Electronics | M8-TL-US | Inverters | 7680 |  | 1 |  |  | 0.96 |  | Outdoor | Next To Meter
NJSTRE1545582637 |  | Transition Incentive Program | Cherry Hill | 8003 | 14 | 9.76 | Residential | Yes | Behind the Meter | Net-metered residential rooftop and canopy |  | None | Sunrun Installation Services, Inc. | PSE&G | Accepted | 2020-09-14 | 2020-09-16 | 2021-10-30 | LONGi Green Energy Technology Co Ltd | LR6-60HPB-305M | Solar Panels |  | 0.305 | 20 | 162 | 23 |  | Fixed | Roof
NJSTRE1545582637 |  | Transition Incentive Program | Cherry Hill | 8003 | 14 | 9.76 | Residential | Yes | Behind the Meter | Net-metered residential rooftop and canopy |  | None | Sunrun Installation Services, Inc. | PSE&G | Accepted | 2020-09-14 | 2020-09-16 | 2021-10-30 | LONGi Green Energy Technology Co Ltd | LR6-60HPB-305M | Solar Panels |  | 0.305 | 12 | 252 | 22 |  | Fixed | Roof
NJSTRE1545582652 |  | Transition Incentive Program | Roms River | 8755 | 18 | 19.98 | Residential | No | Behind the Meter | Net-metered residential rooftop and canopy |  | None | Whitman Construction, LLC | JCP&L | Accepted | 2020-09-14 | 2020-09-16 | 2021-10-30 | ENPHASE ENERGY | IQ7Plus-72-2-US | Inverters | 240 |  | 54 |  |  | 0.975 |  | Outdoor | microinverters located under modules
NJSTRE1545582652 |  | Transition Incentive Program | Roms River | 8755 | 18 | 19.98 | Residential | No | Behind the Meter | Net-metered residential rooftop and canopy |  | None | Whitman Construction, LLC | JCP&L | Accepted | 2020-09-14 | 2020-09-16 | 2021-10-30 | SOLARIA POWER | XT-370R-PD | Solar Panels |  | 0.37 | 6 | 231 | 35 |  | Fixed | Roof
NJSTRE1545582652 |  | Transition Incentive Program | Roms River | 8755 | 18 | 19.98 | Residential | No | Behind the Meter | Net-metered residential rooftop and canopy |  | None | Whitman Construction, LLC | JCP&L | Accepted | 2020-09-14 | 2020-09-16 | 2021-10-30 | SOLARIA POWER | XT-370R-PD | Solar Panels |  | 0.37 | 8 | 191 | 42 |  | Fixed | Roof
NJSTRE1545582652 |  | Transition Incentive Program | Roms River | 8755 | 18 | 19.98 | Residential | No | Behind the Meter | Net-metered residential rooftop and canopy |  | None | Whitman Construction, LLC | JCP&L | Accepted | 2020-09-14 | 2020-09-16 | 2021-10-30 | SOLARIA POWER | XT-370R-PD | Solar Panels |  | 0.37 | 8 | 100 | 15 |  | Fixed | Roof
NJSTRE1545582652 |  | Transition Incentive Program | Roms River | 8755 | 18 | 19.98 | Residential | No | Behind the Meter | Net-metered residential rooftop and canopy |  | None | Whitman Construction, LLC | JCP&L | Accepted | 2020-09-14 | 2020-09-16 | 2021-10-30 | solaria power | XT-370R-PD | Solar Panels |  | 0.37 | 32 | 101 | 35 |  | Fixed | Roof
NJSTRE1545582663 |  | Transition Incentive Program | MOORESTOWN | 8057 | 13 | 7.15 | Residential | Yes | Behind the Meter | Net-metered residential rooftop and canopy |  | None | Vivint Solar Developer, LLC | PSE&G | Accepted | 2020-09-19 | 2020-09-21 | 2021-10-30 | Solar Edge | SE7600H-US | Inverters | 7600 |  | 1 |  |  | 0.992 |  | Outdoor | Near the Utility Meter
NJSTRE1545582663 |  | Transition Incentive Program | MOORESTOWN | 8057 | 13 | 7.15 | Residential | Yes | Behind the Meter | Net-metered residential rooftop and canopy |  | None | Vivint Solar Developer, LLC | PSE&G | Accepted | 2020-09-19 | 2020-09-21 | 2021-10-30 | JINKO SOLAR | JKM325M-60HBL | Solar Panels |  | 0.325 | 22 | 126 | 31 |  | Fixed | Roof
NJSTRE1545582664 |  | Transition Incentive Program | Vineland | 8360 | 20 | 5.44 | Residential | Yes | Behind the Meter | Net-metered residential rooftop and canopy |  | None | Trinity Solar | Vineland Muni Electric | Accepted | 2020-09-14 | 2020-09-16 | 2021-10-30 | Solar Edge | SE5000H-US | Inverters | 5000 |  | 1 |  |  | 0.97 |  | Outside | side of home
NJSTRE1545582664 |  | Transition Incentive Program | Vineland | 8360 | 20 | 5.44 | Residential | Yes | Behind the Meter | Net-metered residential rooftop and canopy |  | None | Trinity Solar | Vineland Muni Electric | Accepted | 2020-09-14 | 2020-09-16 | 2021-10-30 | Hanwha 340 | Q.PEAK DUO BLK-G6 340 | Solar Panels |  | 0.34 | 16 | 94 | 18 |  | Fixed | Roof
NJSTRE1545582678 |  | Transition Incentive Program | Oceanport | 7757 | 17 | 5.78 | Residential | Yes | Behind the Meter | Net-metered residential rooftop and canopy |  | None | Trinity Solar | JCP&L | Accepted | 2020-09-14 | 2020-09-16 | 2021-10-30 | SOLAR EDGE | SE5000H-US | Inverters | 5000 |  | 1 |  |  | 0.97 |  | Outside | SIDE OF HOME
NJSTRE1545582678 |  | Transition Incentive Program | Oceanport | 7757 | 17 | 5.78 | Residential | Yes | Behind the Meter | Net-metered residential rooftop and canopy |  | None | Trinity Solar | JCP&L | Accepted | 2020-09-14 | 2020-09-16 | 2021-10-30 | HANWHA 340 (Q.PEAK DUO BLK-G6 340) | HANWHA 340 (Q.PEAK DUO BLK-G6 340) | Solar Panels |  | 0.34 | 17 | 234 | 34 |  | Fixed | Roof
NJSTRE1545582696 |  | Transition Incentive Program | PENNSAUKEN | 8109 | 14 | 12.03 | Residential | Yes | Behind the Meter | Net-metered residential rooftop and canopy |  | None | Vivint Solar Developer, LLC | PSE&G | Accepted | 2020-09-19 | 2020-09-21 | 2021-10-30 | Solar Edge | SE11400H-US | Inverters | 11400 |  | 1 |  |  | 0.992 |  | Outdoor | Near the Utility Meter
NJSTRE1545582696 |  | Transition Incentive Program | PENNSAUKEN | 8109 | 14 | 12.03 | Residential | Yes | Behind the Meter | Net-metered residential rooftop and canopy |  | None | Vivint Solar Developer, LLC | PSE&G | Accepted | 2020-09-19 | 2020-09-21 | 2021-10-30 | JINKO SOLAR | JKM325M-60HBL | Solar Panels |  | 0.325 | 6 | 34 | 9 |  | Fixed | Roof
NJSTRE1545582696 |  | Transition Incentive Program | PENNSAUKEN | 8109 | 14 | 12.03 | Residential | Yes | Behind the Meter | Net-metered residential rooftop and canopy |  | None | Vivint Solar Developer, LLC | PSE&G | Accepted | 2020-09-19 | 2020-09-21 | 2021-10-30 | JINKO SOLAR | JKM325M-60HBL | Solar Panels |  | 0.325 | 12 | 214 | 23 |  | Fixed | Roof
NJSTRE1545582696 |  | Transition Incentive Program | PENNSAUKEN | 8109 | 14 | 12.03 | Residential | Yes | Behind the Meter | Net-metered residential rooftop and canopy |  | None | Vivint Solar Developer, LLC | PSE&G | Accepted | 2020-09-19 | 2020-09-21 | 2021-10-30 | JINKO SOLAR | JKM325M-60HBL | Solar Panels |  | 0.325 | 6 | 124 | 23 |  | Fixed | Roof
NJSTRE1545582696 |  | Transition Incentive Program | PENNSAUKEN | 8109 | 14 | 12.03 | Residential | Yes | Behind the Meter | Net-metered residential rooftop and canopy |  | None | Vivint Solar Developer, LLC | PSE&G | Accepted | 2020-09-19 | 2020-09-21 | 2021-10-30 | JINKO SOLAR | JKM325M-60HBL | Solar Panels |  | 0.325 | 8 | 34 | 23 |  | Fixed | Roof
NJSTRE1545582696 |  | Transition Incentive Program | PENNSAUKEN | 8109 | 14 | 12.03 | Residential | Yes | Behind the Meter | Net-metered residential rooftop and canopy |  | None | Vivint Solar Developer, LLC | PSE&G | Accepted | 2020-09-19 | 2020-09-21 | 2021-10-30 | JINKO SOLAR | JKM325M-60HBL | Solar Panels |  | 0.325 | 5 | 214 | 23 |  | Fixed | Roof
NJSTRE1545582701 |  | Transition Incentive Program | Toms River | 8753 | 18 | 2.38 | Residential | Yes | Behind the Meter | Net-metered residential rooftop and canopy |  | None | Trinity Solar | JCP&L | Accepted | 2020-09-14 | 2020-09-16 | 2021-10-30 | ENPHASE | ENPHASE IQ7PLUS MICROINVERTERS (IQ7PLUS-72-2-US ) | Inverters | 290 |  | 7 |  |  | 0.97 |  | Outside | UNDER THE PANELS
NJSTRE1545582701 |  | Transition Incentive Program | Toms River | 8753 | 18 | 2.38 | Residential | Yes | Behind the Meter | Net-metered residential rooftop and canopy |  | None | Trinity Solar | JCP&L | Accepted | 2020-09-14 | 2020-09-16 | 2021-10-30 | HANWHA 340 (Q.PEAK DUO BLK-G6 340) | HANWHA 340 (Q.PEAK DUO BLK-G6 340) | Solar Panels |  | 0.34 | 7 | 155 | 27 |  | Fixed | Roof
NJSTRE1545582703 |  | Transition Incentive Program | Bloomfield | 7003 | 9 | 5.36 | Residential | Yes | Behind the Meter | Net-metered residential rooftop and canopy |  | None | Trinity Solar | PSE&G | Accepted | 2020-09-14 | 2020-09-16 | 2021-10-30 | Solar Edge | SE5000H-US | Inverters | 5000 |  | 1 |  |  | 0.97 |  | Outside | side of home
NJSTRE1545582703 |  | Transition Incentive Program | Bloomfield | 7003 | 9 | 5.36 | Residential | Yes | Behind the Meter | Net-metered residential rooftop and canopy |  | None | Trinity Solar | PSE&G | Accepted | 2020-09-14 | 2020-09-16 | 2021-10-30 | Hanwha 335 | Q.PEAK DUO BLK-G6 335 | Solar Panels |  | 0.335 | 13 | 216 | 19 |  | Fixed | Roof
NJSTRE1545582703 |  | Transition Incentive Program | Bloomfield | 7003 | 9 | 5.36 | Residential | Yes | Behind the Meter | Net-metered residential rooftop and canopy |  | None | Trinity Solar | PSE&G | Accepted | 2020-09-14 | 2020-09-16 | 2021-10-30 | Hanwha 335 | Q.PEAK DUO BLK-G6 335 | Solar Panels |  | 0.335 | 3 | 36 | 20 |  | Fixed | Roof
NJSTRE1545582710 |  | Transition Incentive Program | Fort Lee Boro | 7024 | 7 | 8.71 | Residential | No | Behind the Meter | Net-metered residential rooftop and canopy |  | None | Green Power Agency | PSE&G | Accepted | 2020-09-14 | 2020-09-16 | 2021-10-30 | Solar Edge | SE10000H-US | Inverters | 10000 |  | 1 |  |  | 0.97 |  | Outside | next to meter
NJSTRE1545582710 |  | Transition Incentive Program | Fort Lee Boro | 7024 | 7 | 8.71 | Residential | No | Behind the Meter | Net-metered residential rooftop and canopy |  | None | Green Power Agency | PSE&G | Accepted | 2020-09-14 | 2020-09-16 | 2021-10-30 | LG Electronics | LG335N1C-V5 | Solar Panels |  | 0.335 | 15 | 217 | 15 |  | Fixed | Roof
NJSTRE1545582710 |  | Transition Incentive Program | Fort Lee Boro | 7024 | 7 | 8.71 | Residential | No | Behind the Meter | Net-metered residential rooftop and canopy |  | None | Green Power Agency | PSE&G | Accepted | 2020-09-14 | 2020-09-16 | 2021-10-30 | LG Electronics | LG335N1C-V5 | Solar Panels |  | 0.335 | 11 | 127 | 21 |  | Fixed | Roof
NJSTRE1545582729 |  | Transition Incentive Program | CLIFTON | 7011 | 6 | 7.7 | Residential | Yes | Behind the Meter | Net-metered residential rooftop and canopy |  | None | Infinity Solar Systems | PSE&G | Accepted | 2020-09-14 | 2020-09-16 | 2021-10-30 | ENPHASE | IQ7PLUS-72-X-US | Inverters | 290 |  | 22 |  |  | 0.97 |  | Outside | MICROINVERTERS
NJSTRE1545582729 |  | Transition Incentive Program | CLIFTON | 7011 | 6 | 7.7 | Residential | Yes | Behind the Meter | Net-metered residential rooftop and canopy |  | None | Infinity Solar Systems | PSE&G | Accepted | 2020-09-14 | 2020-09-16 | 2021-10-30 | LG | LG350N1C-V5 | Solar Panels |  | 0.35 | 2 | 166 | 15 |  | Fixed | Roof
NJSTRE1545582729 |  | Transition Incentive Program | CLIFTON | 7011 | 6 | 7.7 | Residential | Yes | Behind the Meter | Net-metered residential rooftop and canopy |  | None | Infinity Solar Systems | PSE&G | Accepted | 2020-09-14 | 2020-09-16 | 2021-10-30 | LG | LG350N1C-V5 | Solar Panels |  | 0.35 | 14 | 166 | 35 |  | Fixed | Roof
NJSTRE1545582729 |  | Transition Incentive Program | CLIFTON | 7011 | 6 | 7.7 | Residential | Yes | Behind the Meter | Net-metered residential rooftop and canopy |  | None | Infinity Solar Systems | PSE&G | Accepted | 2020-09-14 | 2020-09-16 | 2021-10-30 | LG | LG350N1C-V5 | Solar Panels |  | 0.35 | 6 | 166 | 15 |  | Fixed | Roof
NJSTRE1545582732 |  | Transition Incentive Program | Gibbsboro | 8026 | 14 | 2.04 | Residential | Yes | Behind the Meter | Net-metered residential rooftop and canopy |  | None | Trinity Solar | AC Electric | Accepted | 2020-09-14 | 2020-09-16 | 2021-10-30 | ENPHASE IQ7PLUS (IQ7PLUS-72-2-US ) | ENPHASE IQ7PLUS (IQ7PLUS-72-2-US ) | Inverters | 280 |  | 6 |  |  | 0.97 |  | Outside | SIDE OF HOME
NJSTRE1545582732 |  | Transition Incentive Program | Gibbsboro | 8026 | 14 | 2.04 | Residential | Yes | Behind the Meter | Net-metered residential rooftop and canopy |  | None | Trinity Solar | AC Electric | Accepted | 2020-09-14 | 2020-09-16 | 2021-10-30 | HANWHA 340 (Q.PEAK DUO BLK-G6 340) | HANWHA 340 (Q.PEAK DUO BLK-G6 340) | Solar Panels |  | 0.34 | 3 | 20 | 14 |  | Fixed | Roof
NJSTRE1545582732 |  | Transition Incentive Program | Gibbsboro | 8026 | 14 | 2.04 | Residential | Yes | Behind the Meter | Net-metered residential rooftop and canopy |  | None | Trinity Solar | AC Electric | Accepted | 2020-09-14 | 2020-09-16 | 2021-10-30 | HANWHA 340 (Q.PEAK DUO BLK-G6 340) | HANWHA 340 (Q.PEAK DUO BLK-G6 340) | Solar Panels |  | 0.34 | 3 | 201 | 18 |  | Fixed | Roof
NJSTRE1545582740 |  | Transition Incentive Program | Manahawkin | 8050 | 18 | 6.1 | Residential | Yes | Behind the Meter | Net-metered residential rooftop and canopy |  | None | Sunrun Installation Services, Inc. | AC Electric | Accepted | 2020-09-14 | 2020-09-16 | 2021-10-30 | Tesla | Powerwall 2 AC | Electric Storage Battery |  |  | 1 |  |  |  | Lithium Ion |  | outside
NJSTRE1545582740 |  | Transition Incentive Program | Manahawkin | 8050 | 18 | 6.1 | Residential | Yes | Behind the Meter | Net-metered residential rooftop and canopy |  | None | Sunrun Installation Services, Inc. | AC Electric | Accepted | 2020-09-14 | 2020-09-16 | 2021-10-30 | Delta Electronics | M5-TL-US | Inverters | 5000 |  | 1 |  |  | 0.96 |  | Outdoor | Next To Meter
NJSTRE1545582740 |  | Transition Incentive Program | Manahawkin | 8050 | 18 | 6.1 | Residential | Yes | Behind the Meter | Net-metered residential rooftop and canopy |  | None | Sunrun Installation Services, Inc. | AC Electric | Accepted | 2020-09-14 | 2020-09-16 | 2021-10-30 | LONGi Green Energy Technology Co Ltd | LR6-60HPB-305M | Solar Panels |  | 0.305 | 20 | 231 | 23 |  | Fixed | Roof
NJSTRE1545582741 |  | Transition Incentive Program | MOORESTOWN | 8057 | 13 | 5.85 | Residential | Yes | Behind the Meter | Net-metered residential rooftop and canopy |  | None | Vivint Solar Developer, LLC | PSE&G | Accepted | 2020-09-19 | 2020-09-21 | 2021-10-30 | Solar Edge | SE7600H-US | Inverters | 7600 |  | 1 |  |  | 0.992 |  | Outdoor | Near the Utility Meter
NJSTRE1545582741 |  | Transition Incentive Program | MOORESTOWN | 8057 | 13 | 5.85 | Residential | Yes | Behind the Meter | Net-metered residential rooftop and canopy |  | None | Vivint Solar Developer, LLC | PSE&G | Accepted | 2020-09-19 | 2020-09-21 | 2021-10-30 | JINKO SOLAR | JKM325M-60HBL | Solar Panels |  | 0.325 | 6 | 157 | 30 |  | Fixed | Roof
NJSTRE1545582741 |  | Transition Incentive Program | MOORESTOWN | 8057 | 13 | 5.85 | Residential | Yes | Behind the Meter | Net-metered residential rooftop and canopy |  | None | Vivint Solar Developer, LLC | PSE&G | Accepted | 2020-09-19 | 2020-09-21 | 2021-10-30 | JINKO SOLAR | JKM325M-60HBL | Solar Panels |  | 0.325 | 12 | 247 | 36 |  | Fixed | Roof
NJSTRE1545582744 |  | Transition Incentive Program | Plainfield | 7062 | 10 | 4.36 | Residential | Yes | Behind the Meter | Net-metered residential rooftop and canopy |  | None | Trinity Solar | PSE&G | Accepted | 2020-09-14 | 2020-09-17 | 2021-10-30 | Solar Edge | SE3800 | Inverters | 3800 |  | 1 |  |  | 0.97 |  | Outside | side of home
NJSTRE1545582744 |  | Transition Incentive Program | Plainfield | 7062 | 10 | 4.36 | Residential | Yes | Behind the Meter | Net-metered residential rooftop and canopy |  | None | Trinity Solar | PSE&G | Accepted | 2020-09-14 | 2020-09-17 | 2021-10-30 | Hanwha | Q.PEAK DUO BLK-G6 335 | Solar Panels |  | 0.335 | 7 | 220 | 37 |  | Fixed | Roof
NJSTRE1545582744 |  | Transition Incentive Program | Plainfield | 7062 | 10 | 4.36 | Residential | Yes | Behind the Meter | Net-metered residential rooftop and canopy |  | None | Trinity Solar | PSE&G | Accepted | 2020-09-14 | 2020-09-17 | 2021-10-30 | Hanwha | Q.PEAK DUO BLK-G6 335 | Solar Panels |  | 0.335 | 6 | 129 | 23 |  | Fixed | Roof
NJSTRE1545582750 |  | Transition Incentive Program | Long Branch | 7740 | 17 | 5.1 | Residential | Yes | Behind the Meter | Net-metered residential rooftop and canopy |  | None | Trinity Solar | JCP&L | Accepted | 2020-09-14 | 2020-09-16 | 2021-10-30 | SOLAR EDGE | SE3800H-US | Inverters | 3800 |  | 1 |  |  | 0.97 |  | Outside | SIDE OF HOME
NJSTRE1545582750 |  | Transition Incentive Program | Long Branch | 7740 | 17 | 5.1 | Residential | Yes | Behind the Meter | Net-metered residential rooftop and canopy |  | None | Trinity Solar | JCP&L | Accepted | 2020-09-14 | 2020-09-16 | 2021-10-30 | HANWHA 340 (Q.PEAK DUO BLK-G6 340) | HANWHA 340 (Q.PEAK DUO BLK-G6 340) | Solar Panels |  | 0.34 | 15 | 125 | 37 |  | Fixed | Roof
NJSTRE1545582754 |  | Transition Incentive Program | Sicklerville | 8081 | 14 | 9.1 | Residential | No | Behind the Meter | Net-metered residential rooftop and canopy |  | None | Whitman Construction, LLC | AC Electric | Accepted | 2020-09-14 | 2020-09-16 | 2021-10-30 | ENPHASE | IQ7-60-2-US | Inverters | 240 |  | 28 |  |  | 0.975 |  | Outdoor | MICROINVERTERS LOCATED UNDER MODULES
NJSTRE1545582754 |  | Transition Incentive Program | Sicklerville | 8081 | 14 | 9.1 | Residential | No | Behind the Meter | Net-metered residential rooftop and canopy |  | None | Whitman Construction, LLC | AC Electric | Accepted | 2020-09-14 | 2020-09-16 | 2021-10-30 | trina | TSM 325 DE06M | Solar Panels |  | 0.325 | 22 | 249 | 25 |  | Fixed | Roof
NJSTRE1545582754 |  | Transition Incentive Program | Sicklerville | 8081 | 14 | 9.1 | Residential | No | Behind the Meter | Net-metered residential rooftop and canopy |  | None | Whitman Construction, LLC | AC Electric | Accepted | 2020-09-14 | 2020-09-16 | 2021-10-30 | TRINA | TSM 325 DE06M | Solar Panels |  | 0.325 | 6 | 69 | 25 |  | Fixed | Roof
NJSTRE1545582762 |  | Transition Incentive Program | Maplewood | 7040 | 9 | 2.08 | Residential | No | Behind the Meter | Net-metered residential rooftop and canopy |  | None | Green House Solar | PSE&G | Accepted | 2020-09-14 | 2020-09-16 | 2021-10-30 | Sunpower | SPWR-A4 | Inverters | 349 |  | 5 |  |  | 0.97 |  | Other | Panel Mounted
NJSTRE1545582762 |  | Transition Incentive Program | Maplewood | 7040 | 9 | 2.08 | Residential | No | Behind the Meter | Net-metered residential rooftop and canopy |  | None | Green House Solar | PSE&G | Accepted | 2020-09-14 | 2020-09-16 | 2021-10-30 | Sunpower | A415-G-AC | Solar Panels |  | 0.415 | 5 | 211 | 12 |  | Fixed | Roof
NJSTRE1545582770 |  | Transition Incentive Program | Pennsauen TWP | 8110 | 14 | 8.96 | Residential | Yes | Behind the Meter | Net-metered residential rooftop and canopy |  | None | Sunbound Solar | PSE&G | Accepted | 2020-09-14 | 2020-09-16 | 2021-10-30 | Enphase | IQ7-60-2-US | Inverters | 240 |  | 28 |  |  | 0.987 |  | Outside | Under module
NJSTRE1545582770 |  | Transition Incentive Program | Pennsauen TWP | 8110 | 14 | 8.96 | Residential | Yes | Behind the Meter | Net-metered residential rooftop and canopy |  | None | Sunbound Solar | PSE&G | Accepted | 2020-09-14 | 2020-09-16 | 2021-10-30 | Hanwha | Q.PEAK DUO-G5 320 | Solar Panels |  | 0.32 | 14 | 326 | 23 |  | Fixed | Roof
NJSTRE1545582770 |  | Transition Incentive Program | Pennsauen TWP | 8110 | 14 | 8.96 | Residential | Yes | Behind the Meter | Net-metered residential rooftop and canopy |  | None | Sunbound Solar | PSE&G | Accepted | 2020-09-14 | 2020-09-16 | 2021-10-30 | Hanwha | Q.PEAK DUO-G5 320 | Solar Panels |  | 0.32 | 14 | 146 | 23 |  | Fixed | Roof
NJSTRE1545582789 |  | Transition Incentive Program | Clementon | 8021 | 14 | 6.12 | Residential | No | Behind the Meter | Net-metered residential rooftop and canopy |  | None | Trinity Solar | AC Electric | Accepted | 2020-09-14 | 2020-09-17 | 2021-10-30 | SOLAR EDGE | SE5000H-US | Inverters | 5000 |  | 1 |  |  | 0.97 |  | Outside | SIDE OF HOME
NJSTRE1545582789 |  | Transition Incentive Program | Clementon | 8021 | 14 | 6.12 | Residential | No | Behind the Meter | Net-metered residential rooftop and canopy |  | None | Trinity Solar | AC Electric | Accepted | 2020-09-14 | 2020-09-17 | 2021-10-30 | HANWHA 340 (Q.PEAK DUO BLK-G6 340) | HANWHA 340 (Q.PEAK DUO BLK-G6 340) | Solar Panels |  | 0.34 | 18 | 158 | 23 |  | Fixed | Roof
NJSTRE1545582838 |  | Transition Incentive Program | SOMERDALE | 8083 | 14 | 6.5 | Residential | Yes | Behind the Meter | Net-metered residential rooftop and canopy |  | None | Vivint Solar Developer, LLC | PSE&G | Accepted | 2020-09-19 | 2020-09-21 | 2021-10-30 | Solar Edge | SE7600H-US | Inverters | 7600 |  | 1 |  |  | 0.992 |  | Outdoor | Near the Utility Meter
NJSTRE1545582838 |  | Transition Incentive Program | SOMERDALE | 8083 | 14 | 6.5 | Residential | Yes | Behind the Meter | Net-metered residential rooftop and canopy |  | None | Vivint Solar Developer, LLC | PSE&G | Accepted | 2020-09-19 | 2020-09-21 | 2021-10-30 | JINKO SOLAR | JKM325M-60HBL | Solar Panels |  | 0.325 | 3 | 121 | 16 |  | Fixed | Roof
NJSTRE1545582838 |  | Transition Incentive Program | SOMERDALE | 8083 | 14 | 6.5 | Residential | Yes | Behind the Meter | Net-metered residential rooftop and canopy |  | None | Vivint Solar Developer, LLC | PSE&G | Accepted | 2020-09-19 | 2020-09-21 | 2021-10-30 | JINKO SOLAR | JKM325M-60HBL | Solar Panels |  | 0.325 | 17 | 121 | 19 |  | Fixed | Roof
NJSTRE1545582843 |  | Transition Incentive Program | West Windsor | 8550 | 12 | 11.84 | Residential | No | Behind the Meter | Net-metered residential rooftop and canopy |  | None | US Clean Energy Construction Inc. | PSE&G | Accepted | 2020-09-14 | 2020-09-16 | 2021-10-30 | Vision Metering | CatVM-2E2A1P | Meters |  |  | 1 |  |  |  | Yes | Outdoor
NJSTRE1545582843 |  | Transition Incentive Program | West Windsor | 8550 | 12 | 11.84 | Residential | No | Behind the Meter | Net-metered residential rooftop and canopy |  | None | US Clean Energy Construction Inc. | PSE&G | Accepted | 2020-09-14 | 2020-09-16 | 2021-10-30 | SolarEdge | SE10000US | Inverters | 10000 |  | 1 |  |  | 0.97 |  | Outdoor | near utility meter
NJSTRE1545582843 |  | Transition Incentive Program | West Windsor | 8550 | 12 | 11.84 | Residential | No | Behind the Meter | Net-metered residential rooftop and canopy |  | None | US Clean Energy Construction Inc. | PSE&G | Accepted | 2020-09-14 | 2020-09-16 | 2021-10-30 | Qcells | Qcells 320W | Solar Panels |  | 0.32 | 24 | 100 | 20 |  | Fixed | Roof
NJSTRE1545582843 |  | Transition Incentive Program | West Windsor | 8550 | 12 | 11.84 | Residential | No | Behind the Meter | Net-metered residential rooftop and canopy |  | None | US Clean Energy Construction Inc. | PSE&G | Accepted | 2020-09-14 | 2020-09-16 | 2021-10-30 | Qcells | Qcells320W | Solar Panels |  | 0.32 | 13 | 280 | 20 |  | Fixed | Roof
NJSTRE1545582854 |  | Transition Incentive Program | Elizabeth | 7206 | 10 | 8 | Residential | No | Behind the Meter | Net-metered residential rooftop and canopy |  | None | New Jersey Suntech | PSE&G | Accepted | 2020-09-14 | 2020-09-16 | 2021-10-30 | Solaredge | SE6000 | Inverters | 6000 |  | 1 |  |  | 0.97 |  | Outside | Side of house
NJSTRE1545582854 |  | Transition Incentive Program | Elizabeth | 7206 | 10 | 8 | Residential | No | Behind the Meter | Net-metered residential rooftop and canopy |  | None | New Jersey Suntech | PSE&G | Accepted | 2020-09-14 | 2020-09-16 | 2021-10-30 | Jinko | JKM320M | Solar Panels |  | 0.32 | 25 | 236 | 40 |  | Fixed | Roof
NJSTRE1545582859 |  | Transition Incentive Program | Beachwood | 8722 | 18 | 7.56 | Residential | No | Behind the Meter | Net-metered residential rooftop and canopy |  | None | Kopp Electric Company | JCP&L | Accepted | 2020-09-14 | 2020-09-16 | 2021-10-30 | Solar Edge | SE7600H-US | Inverters | 7600 |  | 1 |  |  | 0.975 |  | Outdoor | next to meter
NJSTRE1545582859 |  | Transition Incentive Program | Beachwood | 8722 | 18 | 7.56 | Residential | No | Behind the Meter | Net-metered residential rooftop and canopy |  | None | Kopp Electric Company | JCP&L | Accepted | 2020-09-14 | 2020-09-16 | 2021-10-30 | CertainTeed | CT315HC11-04 | Solar Panels |  | 0.315 | 24 | 123 | 23 |  | Fixed | Roof
NJSTRE1545582868 |  | Transition Incentive Program | Roselle | 7203 | 10 | 2.68 | Residential | No | Behind the Meter | Net-metered residential rooftop and canopy |  | None | Vision Solar LLC | PSE&G | Accepted | 2020-09-14 | 2020-09-17 | 2021-10-30 | ENPHASE | IQ7-60-2-US | Inverters | 0.24 |  | 8 |  |  | 0.96 |  | Other | BEHIND EACH PANEL
NJSTRE1545582868 |  | Transition Incentive Program | Roselle | 7203 | 10 | 2.68 | Residential | No | Behind the Meter | Net-metered residential rooftop and canopy |  | None | Vision Solar LLC | PSE&G | Accepted | 2020-09-14 | 2020-09-17 | 2021-10-30 | HANWHA Q-CELLS | Q.PEAK DUO-G6+ 335 | Solar Panels |  | 0.335 | 3 | 80 | 10 |  | Fixed | Roof
NJSTRE1545582868 |  | Transition Incentive Program | Roselle | 7203 | 10 | 2.68 | Residential | No | Behind the Meter | Net-metered residential rooftop and canopy |  | None | Vision Solar LLC | PSE&G | Accepted | 2020-09-14 | 2020-09-17 | 2021-10-30 | HANWHA Q-CELLS | Q.PEAK DUO-G6+ 335 | Solar Panels |  | 0.335 | 2 | 170 | 40 |  | Fixed | Roof
NJSTRE1545582868 |  | Transition Incentive Program | Roselle | 7203 | 10 | 2.68 | Residential | No | Behind the Meter | Net-metered residential rooftop and canopy |  | None | Vision Solar LLC | PSE&G | Accepted | 2020-09-14 | 2020-09-17 | 2021-10-30 | HANWHA Q-CELLS | Q.PEAK DUO-G6+ 335 | Solar Panels |  | 0.335 | 2 | 80 | 40 |  | Fixed | Roof
NJSTRE1545582868 |  | Transition Incentive Program | Roselle | 7203 | 10 | 2.68 | Residential | No | Behind the Meter | Net-metered residential rooftop and canopy |  | None | Vision Solar LLC | PSE&G | Accepted | 2020-09-14 | 2020-09-17 | 2021-10-30 | HANWHA Q-CELLS | Q.PEAK DUO-G6+ 335 | Solar Panels |  | 0.335 | 1 | 350 | 40 |  | Fixed | Roof
NJSTRE1545582869 |  | Transition Incentive Program | Manahawkin | 8050 | 18 | 11.84 | Residential | No | Behind the Meter | Net-metered residential rooftop and canopy |  | None | Whitman Construction, LLC | AC Electric | Accepted | 2020-09-14 | 2020-09-16 | 2021-10-30 | enphase energy | IQ7Plus-72-2-US | Inverters | 240 |  | 32 |  |  | 0.975 |  | Outdoor | microinverters located under modules
NJSTRE1545582869 |  | Transition Incentive Program | Manahawkin | 8050 | 18 | 11.84 | Residential | No | Behind the Meter | Net-metered residential rooftop and canopy |  | None | Whitman Construction, LLC | AC Electric | Accepted | 2020-09-14 | 2020-09-16 | 2021-10-30 | solaria power | XT-370R-PD | Solar Panels |  | 0.37 | 2 | 117 | 34 |  | Fixed | Roof
NJSTRE1545582869 |  | Transition Incentive Program | Manahawkin | 8050 | 18 | 11.84 | Residential | No | Behind the Meter | Net-metered residential rooftop and canopy |  | None | Whitman Construction, LLC | AC Electric | Accepted | 2020-09-14 | 2020-09-16 | 2021-10-30 | solaria power | XT-370R-PD | Solar Panels |  | 0.37 | 1 | 27 | 29 |  | Fixed | Roof
NJSTRE1545582869 |  | Transition Incentive Program | Manahawkin | 8050 | 18 | 11.84 | Residential | No | Behind the Meter | Net-metered residential rooftop and canopy |  | None | Whitman Construction, LLC | AC Electric | Accepted | 2020-09-14 | 2020-09-16 | 2021-10-30 | solaria power | XT-370R-PD | Solar Panels |  | 0.37 | 15 | 207 | 32 |  | Fixed | Roof
NJSTRE1545582869 |  | Transition Incentive Program | Manahawkin | 8050 | 18 | 11.84 | Residential | No | Behind the Meter | Net-metered residential rooftop and canopy |  | None | Whitman Construction, LLC | AC Electric | Accepted | 2020-09-14 | 2020-09-16 | 2021-10-30 | solaria power | XT-370R-PD | Solar Panels |  | 0.37 | 1 | 297 | 34 |  | Fixed | Roof
NJSTRE1545582869 |  | Transition Incentive Program | Manahawkin | 8050 | 18 | 11.84 | Residential | No | Behind the Meter | Net-metered residential rooftop and canopy |  | None | Whitman Construction, LLC | AC Electric | Accepted | 2020-09-14 | 2020-09-16 | 2021-10-30 | solaria power | XT-370R-PD | Solar Panels |  | 0.37 | 11 | 207 | 29 |  | Fixed | Roof
NJSTRE1545582869 |  | Transition Incentive Program | Manahawkin | 8050 | 18 | 11.84 | Residential | No | Behind the Meter | Net-metered residential rooftop and canopy |  | None | Whitman Construction, LLC | AC Electric | Accepted | 2020-09-14 | 2020-09-16 | 2021-10-30 | solaria power | XT-370R-PD | Solar Panels |  | 0.37 | 2 | 27 | 32 |  | Fixed | Roof
NJSTRE1545582994 |  | Transition Incentive Program | Franklin Township | 8873 | 5 | 7.35 | Residential | Yes | Behind the Meter | Net-metered residential rooftop and canopy |  | None | Pro Custom Solar dba Momentum Solar | PSE&G | Accepted | 2020-09-14 | 2020-09-16 | 2021-10-30 | Enphase | IQ7PLUS-72-2-US | Inverters | 290 |  | 21 |  |  | 0.97 |  | Outdoor | Roof
NJSTRE1545582994 |  | Transition Incentive Program | Franklin Township | 8873 | 5 | 7.35 | Residential | Yes | Behind the Meter | Net-metered residential rooftop and canopy |  | None | Pro Custom Solar dba Momentum Solar | PSE&G | Accepted | 2020-09-14 | 2020-09-16 | 2021-10-30 | LG | LG 350N1C-V5 | Solar Panels |  | 0.35 | 21 | 107 | 19 |  | Fixed | Roof
NJSTRE1545583009 |  | Transition Incentive Program | Oakhurst | 7755 | 17 | 8.45 | Residential | No | Behind the Meter | Net-metered residential rooftop and canopy |  | None | Whitman Construction, LLC | JCP&L | Accepted | 2020-09-15 | 2020-09-16 | 2021-10-30 | enphase energy | IQ7-60-2-US | Inverters | 240 |  | 26 |  |  | 0.975 |  | Outdoor | microinverters located under modules
NJSTRE1545583009 |  | Transition Incentive Program | Oakhurst | 7755 | 17 | 8.45 | Residential | No | Behind the Meter | Net-metered residential rooftop and canopy |  | None | Whitman Construction, LLC | JCP&L | Accepted | 2020-09-15 | 2020-09-16 | 2021-10-30 | trina | tsm 325 DE06M | Solar Panels |  | 0.325 | 10 | 173 | 20 |  | Fixed | Roof
NJSTRE1545583009 |  | Transition Incentive Program | Oakhurst | 7755 | 17 | 8.45 | Residential | No | Behind the Meter | Net-metered residential rooftop and canopy |  | None | Whitman Construction, LLC | JCP&L | Accepted | 2020-09-15 | 2020-09-16 | 2021-10-30 | trina | tsm 325 DE06M | Solar Panels |  | 0.325 | 16 | 263 | 20 |  | Fixed | Roof
NJSTRE1545583018 |  | Transition Incentive Program | Beverly | 8010 | 13 | 7.7 | Residential | Yes | Behind the Meter | Net-metered residential rooftop and canopy |  | None | Pro Custom Solar dba Momentum Solar | PSE&G | Accepted | 2020-09-14 | 2020-09-16 | 2021-10-30 | Enphase | IQ7PLUS-72-2-US | Inverters | 290 |  | 22 |  |  | 0.97 |  | Outdoor | Roof
NJSTRE1545583018 |  | Transition Incentive Program | Beverly | 8010 | 13 | 7.7 | Residential | Yes | Behind the Meter | Net-metered residential rooftop and canopy |  | None | Pro Custom Solar dba Momentum Solar | PSE&G | Accepted | 2020-09-14 | 2020-09-16 | 2021-10-30 | LG | LG 350N1C-V5 | Solar Panels |  | 0.35 | 14 | 301 | 23 |  | Fixed | Roof
NJSTRE1545583018 |  | Transition Incentive Program | Beverly | 8010 | 13 | 7.7 | Residential | Yes | Behind the Meter | Net-metered residential rooftop and canopy |  | None | Pro Custom Solar dba Momentum Solar | PSE&G | Accepted | 2020-09-14 | 2020-09-16 | 2021-10-30 | LG | LG 350N1C-V5 | Solar Panels |  | 0.35 | 8 | 121 | 23 |  | Fixed | Roof
NJSTRE1545583020 |  | Transition Incentive Program | Audubon | 8106 | 14 | 14.81 | Residential | No | Behind the Meter | Net-metered residential rooftop and canopy |  | None | Advanced Renewable Solutions | PSE&G | Accepted | 2020-09-14 | 2020-09-16 | 2021-10-30 | ENPHASE | IQ7-60-2-US | Inverters | 1128 |  | 47 |  |  | 0.976 |  | Outdoor | Micro-inverters are mounted to the underside of every s
NJSTRE1545583020 |  | Transition Incentive Program | Audubon | 8106 | 14 | 14.81 | Residential | No | Behind the Meter | Net-metered residential rooftop and canopy |  | None | Advanced Renewable Solutions | PSE&G | Accepted | 2020-09-14 | 2020-09-16 | 2021-10-30 | CertainTeed | CT315M11-02 | Solar Panels |  | 0.315 | 21 | 51 | 30 |  | Fixed | Roof
NJSTRE1545583020 |  | Transition Incentive Program | Audubon | 8106 | 14 | 14.81 | Residential | No | Behind the Meter | Net-metered residential rooftop and canopy |  | None | Advanced Renewable Solutions | PSE&G | Accepted | 2020-09-14 | 2020-09-16 | 2021-10-30 | CertainTeed | CT315M11-02 | Solar Panels |  | 0.315 | 6 | 23 | 30 |  | Fixed | Roof
NJSTRE1545583020 |  | Transition Incentive Program | Audubon | 8106 | 14 | 14.81 | Residential | No | Behind the Meter | Net-metered residential rooftop and canopy |  | None | Advanced Renewable Solutions | PSE&G | Accepted | 2020-09-14 | 2020-09-16 | 2021-10-30 | CertainTeed | CT315M11-02 | Solar Panels |  | 0.315 | 20 | 141 | 24 |  | Fixed | Roof
NJSTRE1545583023 |  | Transition Incentive Program | Cedarville | 8311 | 20 | 6.4 | Residential | No | Behind the Meter | Net-metered residential rooftop and canopy |  | None | EMT Renewables | AC Electric | Accepted | 2020-09-14 | 2020-09-16 | 2021-10-30 | Enphase | IQ7-60-2-US | Inverters | 240 |  | 20 |  |  | 0.97 |  | Outside | under panels
NJSTRE1545583023 |  | Transition Incentive Program | Cedarville | 8311 | 20 | 6.4 | Residential | No | Behind the Meter | Net-metered residential rooftop and canopy |  | None | EMT Renewables | AC Electric | Accepted | 2020-09-14 | 2020-09-16 | 2021-10-30 | Trina | 320-BLK-G6 | Solar Panels |  | 0.32 | 20 | 154 | 40 |  | Fixed | Roof
NJSTRE1545583030 |  | Transition Incentive Program | Voorhees Township | 8043 | 14 | 7.35 | Residential | Yes | Behind the Meter | Net-metered residential rooftop and canopy |  | None | Pro Custom Solar dba Momentum Solar | PSE&G | Accepted | 2020-09-14 | 2020-09-16 | 2021-10-30 | Enphase | IQ7PLUS-72-2-US | Inverters | 290 |  | 21 |  |  | 0.97 |  | Outdoor | Roof
NJSTRE1545583030 |  | Transition Incentive Program | Voorhees Township | 8043 | 14 | 7.35 | Residential | Yes | Behind the Meter | Net-metered residential rooftop and canopy |  | None | Pro Custom Solar dba Momentum Solar | PSE&G | Accepted | 2020-09-14 | 2020-09-16 | 2021-10-30 | LG | LG 350N1C-V5 | Solar Panels |  | 0.35 | 21 | 211 | 27 |  | Fixed | Roof
NJSTRE1545583048 |  | Transition Incentive Program | Dayton | 8810 | 11 | 3.85 | Residential | No | Behind the Meter | Net-metered residential rooftop and canopy |  | None | Pro Custom Solar dba Momentum Solar | PSE&G | Accepted | 2020-09-14 | 2020-09-16 | 2021-10-30 | Enphase | IQ7PLUS-72-2-US | Inverters | 290 |  | 11 |  |  | 0.97 |  | Outdoor | Roof
NJSTRE1545583048 |  | Transition Incentive Program | Dayton | 8810 | 11 | 3.85 | Residential | No | Behind the Meter | Net-metered residential rooftop and canopy |  | None | Pro Custom Solar dba Momentum Solar | PSE&G | Accepted | 2020-09-14 | 2020-09-16 | 2021-10-30 | LG | LG 350N1C-V5 | Solar Panels |  | 0.35 | 11 | 160 | 21 |  | Fixed | Roof
NJSTRE1545583062 |  | Transition Incentive Program | North Bergen | 7047 | 8 | 6.3 | Residential | Yes | Behind the Meter | Net-metered residential rooftop and canopy |  | None | Pro Custom Solar dba Momentum Solar | PSE&G | Accepted | 2020-09-14 | 2020-09-16 | 2021-10-30 | Enphase | IQ7PLUS-72-2-US | Inverters | 290 |  | 18 |  |  | 0.97 |  | Outdoor | Roof
NJSTRE1545583062 |  | Transition Incentive Program | North Bergen | 7047 | 8 | 6.3 | Residential | Yes | Behind the Meter | Net-metered residential rooftop and canopy |  | None | Pro Custom Solar dba Momentum Solar | PSE&G | Accepted | 2020-09-14 | 2020-09-16 | 2021-10-30 | LG | LG 350N1C-V5 | Solar Panels |  | 0.35 | 9 | 215 | 17 |  | Fixed | Roof
NJSTRE1545583062 |  | Transition Incentive Program | North Bergen | 7047 | 8 | 6.3 | Residential | Yes | Behind the Meter | Net-metered residential rooftop and canopy |  | None | Pro Custom Solar dba Momentum Solar | PSE&G | Accepted | 2020-09-14 | 2020-09-16 | 2021-10-30 | LG | LG 350N1C-V5 | Solar Panels |  | 0.35 | 9 | 125 | 15 |  | Fixed | Roof
NJSTRE1545583063 |  | Transition Incentive Program | Boonton | 7005 | 3 | 11.05 | Residential | Yes | Behind the Meter | Net-metered residential rooftop and canopy |  | None | Vivint Solar Developer, LLC | JCP&L | Accepted | 2020-09-19 | 2020-09-22 | 2021-10-30 | Solar Edge | SE7600H-US | Inverters | 7600 |  | 1 |  |  | 0.992 |  | Outdoor | Near the Utility Meter
NJSTRE1545583063 |  | Transition Incentive Program | Boonton | 7005 | 3 | 11.05 | Residential | Yes | Behind the Meter | Net-metered residential rooftop and canopy |  | None | Vivint Solar Developer, LLC | JCP&L | Accepted | 2020-09-19 | 2020-09-22 | 2021-10-30 | JINKO SOLAR | JKM325M-60HBL | Solar Panels |  | 0.325 | 10 | 72 | 28 |  | Fixed | Roof
NJSTRE1545583063 |  | Transition Incentive Program | Boonton | 7005 | 3 | 11.05 | Residential | Yes | Behind the Meter | Net-metered residential rooftop and canopy |  | None | Vivint Solar Developer, LLC | JCP&L | Accepted | 2020-09-19 | 2020-09-22 | 2021-10-30 | JINKO SOLAR | JKM325M-60HBL | Solar Panels |  | 0.325 | 15 | 252 | 28 |  | Fixed | Roof
NJSTRE1545583063 |  | Transition Incentive Program | Boonton | 7005 | 3 | 11.05 | Residential | Yes | Behind the Meter | Net-metered residential rooftop and canopy |  | None | Vivint Solar Developer, LLC | JCP&L | Accepted | 2020-09-19 | 2020-09-22 | 2021-10-30 | JINKO SOLAR | JKM325M-60HBL | Solar Panels |  | 0.325 | 9 | 252 | 28 |  | Fixed | Roof
NJSTRE1545583075 |  | Transition Incentive Program | Raritan | 8869 | 5 | 5.95 | Residential | Yes | Behind the Meter | Net-metered residential rooftop and canopy |  | None | Pro Custom Solar dba Momentum Solar | PSE&G | Accepted | 2020-09-14 | 2020-09-16 | 2021-10-30 | Enphase | IQ7PLUS-72-2-US | Inverters | 290 |  | 17 |  |  | 0.97 |  | Outdoor | Roof
NJSTRE1545583075 |  | Transition Incentive Program | Raritan | 8869 | 5 | 5.95 | Residential | Yes | Behind the Meter | Net-metered residential rooftop and canopy |  | None | Pro Custom Solar dba Momentum Solar | PSE&G | Accepted | 2020-09-14 | 2020-09-16 | 2021-10-30 | LG | LG 350N1C-V5 | Solar Panels |  | 0.35 | 17 | 265 | 20 |  | Fixed | Roof
NJSTRE1545583085 |  | Transition Incentive Program | Willingboro | 8046 | 13 | 6.65 | Residential | Yes | Behind the Meter | Net-metered residential rooftop and canopy |  | None | Pro Custom Solar dba Momentum Solar | PSE&G | Accepted | 2020-09-14 | 2020-09-16 | 2021-10-30 | Enphase | IQ7PLUS-72-2-US | Inverters | 290 |  | 19 |  |  | 0.97 |  | Outdoor | Roof
NJSTRE1545583085 |  | Transition Incentive Program | Willingboro | 8046 | 13 | 6.65 | Residential | Yes | Behind the Meter | Net-metered residential rooftop and canopy |  | None | Pro Custom Solar dba Momentum Solar | PSE&G | Accepted | 2020-09-14 | 2020-09-16 | 2021-10-30 | LG | LG 350N1C-V5 | Solar Panels |  | 0.35 | 14 | 120 | 24 |  | Fixed | Roof
NJSTRE1545583085 |  | Transition Incentive Program | Willingboro | 8046 | 13 | 6.65 | Residential | Yes | Behind the Meter | Net-metered residential rooftop and canopy |  | None | Pro Custom Solar dba Momentum Solar | PSE&G | Accepted | 2020-09-14 | 2020-09-16 | 2021-10-30 | LG | LG 350N1C-V5 | Solar Panels |  | 0.35 | 5 | 300 | 26 |  | Fixed | Roof
NJSTRE1545583086 |  | Transition Incentive Program | UNION CITY | 7087 | 8 | 7.15 | Residential | Yes | Behind the Meter | Net-metered residential rooftop and canopy |  | None | Vivint Solar Developer, LLC | PSE&G | Accepted | 2020-09-19 | 2020-09-21 | 2021-10-30 | Solar Edge | SE7600H-US | Inverters | 7600 |  | 1 |  |  | 0.992 |  | Outdoor | Near the Utility Meter
NJSTRE1545583086 |  | Transition Incentive Program | UNION CITY | 7087 | 8 | 7.15 | Residential | Yes | Behind the Meter | Net-metered residential rooftop and canopy |  | None | Vivint Solar Developer, LLC | PSE&G | Accepted | 2020-09-19 | 2020-09-21 | 2021-10-30 | JINKO SOLAR | JKM325M-60HBL | Solar Panels |  | 0.325 | 22 | 30 | 3 |  | Fixed | Roof
NJSTRE1545583116 |  | Transition Incentive Program | New Milford | 7646 | 7 | 8.78 | Residential | Yes | Behind the Meter | Net-metered residential rooftop and canopy |  | None | Vivint Solar Developer, LLC | PSE&G | Accepted | 2020-09-19 | 2020-09-21 | 2021-10-30 | Solar Edge | SE7600H-US | Inverters | 7600 |  | 1 |  |  | 0.992 |  | Outdoor | Near the Utility Meter
NJSTRE1545583116 |  | Transition Incentive Program | New Milford | 7646 | 7 | 8.78 | Residential | Yes | Behind the Meter | Net-metered residential rooftop and canopy |  | None | Vivint Solar Developer, LLC | PSE&G | Accepted | 2020-09-19 | 2020-09-21 | 2021-10-30 | JINKO SOLAR | JKM325M-60HBL | Solar Panels |  | 0.325 | 3 | 1 | 11 |  | Fixed | Roof
NJSTRE1545583116 |  | Transition Incentive Program | New Milford | 7646 | 7 | 8.78 | Residential | Yes | Behind the Meter | Net-metered residential rooftop and canopy |  | None | Vivint Solar Developer, LLC | PSE&G | Accepted | 2020-09-19 | 2020-09-21 | 2021-10-30 | JINKO SOLAR | JKM325M-60HBL | Solar Panels |  | 0.325 | 9 | 181 | 22 |  | Fixed | Roof
NJSTRE1545583116 |  | Transition Incentive Program | New Milford | 7646 | 7 | 8.78 | Residential | Yes | Behind the Meter | Net-metered residential rooftop and canopy |  | None | Vivint Solar Developer, LLC | PSE&G | Accepted | 2020-09-19 | 2020-09-21 | 2021-10-30 | JINKO SOLAR | JKM325M-60HBL | Solar Panels |  | 0.325 | 9 | 1 | 23 |  | Fixed | Roof
NJSTRE1545583116 |  | Transition Incentive Program | New Milford | 7646 | 7 | 8.78 | Residential | Yes | Behind the Meter | Net-metered residential rooftop and canopy |  | None | Vivint Solar Developer, LLC | PSE&G | Accepted | 2020-09-19 | 2020-09-21 | 2021-10-30 | JINKO SOLAR | JKM325M-60HBL | Solar Panels |  | 0.325 | 6 | 1 | 22 |  | Fixed | Roof
NJSTRE1545583125 |  | Transition Incentive Program | Voorhees | 8043 | 14 | 7 | Residential | Yes | Behind the Meter | Net-metered residential rooftop and canopy |  | None | Pro Custom Solar dba Momentum Solar | PSE&G | Accepted | 2020-09-14 | 2020-09-16 | 2021-10-30 | Enphase | IQ7PLUS-72-2-US | Inverters | 290 |  | 20 |  |  | 0.97 |  | Outdoor | Roof
NJSTRE1545583125 |  | Transition Incentive Program | Voorhees | 8043 | 14 | 7 | Residential | Yes | Behind the Meter | Net-metered residential rooftop and canopy |  | None | Pro Custom Solar dba Momentum Solar | PSE&G | Accepted | 2020-09-14 | 2020-09-16 | 2021-10-30 | LG | LG 350N1C-V5 | Solar Panels |  | 0.35 | 14 | 109 | 22 |  | Fixed | Roof
NJSTRE1545583125 |  | Transition Incentive Program | Voorhees | 8043 | 14 | 7 | Residential | Yes | Behind the Meter | Net-metered residential rooftop and canopy |  | None | Pro Custom Solar dba Momentum Solar | PSE&G | Accepted | 2020-09-14 | 2020-09-16 | 2021-10-30 | LG | LG 350N1C-V5 | Solar Panels |  | 0.35 | 6 | 289 | 22 |  | Fixed | Roof
NJSTRE1545583146 |  | Transition Incentive Program | Egg Harbor Township | 8234 | 19 | 11.7 | Residential | Yes | Behind the Meter | Net-metered residential rooftop and canopy |  | None | Vivint Solar Developer, LLC | AC Electric | Accepted | 2020-09-19 | 2020-09-21 | 2021-10-30 | Solar Edge | SE7600H-US | Inverters | 7600 |  | 1 |  |  | 0.992 |  | Outdoor | Near the Utility Meter
NJSTRE1545583146 |  | Transition Incentive Program | Egg Harbor Township | 8234 | 19 | 11.7 | Residential | Yes | Behind the Meter | Net-metered residential rooftop and canopy |  | None | Vivint Solar Developer, LLC | AC Electric | Accepted | 2020-09-19 | 2020-09-21 | 2021-10-30 | JINKO SOLAR | JKM325M-60HBL | Solar Panels |  | 0.325 | 12 | 78 | 20 |  | Fixed | Roof
NJSTRE1545583146 |  | Transition Incentive Program | Egg Harbor Township | 8234 | 19 | 11.7 | Residential | Yes | Behind the Meter | Net-metered residential rooftop and canopy |  | None | Vivint Solar Developer, LLC | AC Electric | Accepted | 2020-09-19 | 2020-09-21 | 2021-10-30 | JINKO SOLAR | JKM325M-60HBL | Solar Panels |  | 0.325 | 8 | 258 | 21 |  | Fixed | Roof
NJSTRE1545583146 |  | Transition Incentive Program | Egg Harbor Township | 8234 | 19 | 11.7 | Residential | Yes | Behind the Meter | Net-metered residential rooftop and canopy |  | None | Vivint Solar Developer, LLC | AC Electric | Accepted | 2020-09-19 | 2020-09-21 | 2021-10-30 | JINKO SOLAR | JKM325M-60HBL | Solar Panels |  | 0.325 | 11 | 348 | 22 |  | Fixed | Roof
NJSTRE1545583146 |  | Transition Incentive Program | Egg Harbor Township | 8234 | 19 | 11.7 | Residential | Yes | Behind the Meter | Net-metered residential rooftop and canopy |  | None | Vivint Solar Developer, LLC | AC Electric | Accepted | 2020-09-19 | 2020-09-21 | 2021-10-30 | JINKO SOLAR | JKM325M-60HBL | Solar Panels |  | 0.325 | 5 | 258 | 20 |  | Fixed | Roof
NJSTRE1545583158 |  | Transition Incentive Program | Caldwell | 7006 | 9 | 3.25 | Residential | Yes | Behind the Meter | Net-metered residential rooftop and canopy |  | None | Vivint Solar Developer, LLC | PSE&G | Accepted | 2020-09-19 | 2020-09-21 | 2021-10-30 | Solar Edge | SE3800H-US | Inverters | 3800 |  | 1 |  |  | 0.992 |  | Outdoor | Near the Utility Meter
NJSTRE1545583158 |  | Transition Incentive Program | Caldwell | 7006 | 9 | 3.25 | Residential | Yes | Behind the Meter | Net-metered residential rooftop and canopy |  | None | Vivint Solar Developer, LLC | PSE&G | Accepted | 2020-09-19 | 2020-09-21 | 2021-10-30 | JINKO SOLAR | JKM325M-60HBL | Solar Panels |  | 0.325 | 8 | 305 | 30 |  | Fixed | Roof
NJSTRE1545583158 |  | Transition Incentive Program | Caldwell | 7006 | 9 | 3.25 | Residential | Yes | Behind the Meter | Net-metered residential rooftop and canopy |  | None | Vivint Solar Developer, LLC | PSE&G | Accepted | 2020-09-19 | 2020-09-21 | 2021-10-30 | JINKO SOLAR | JKM325M-60HBL | Solar Panels |  | 0.325 | 2 | 305 | 16 |  | Fixed | Roof
NJSTRE1545583459 |  | Transition Incentive Program | Southampton | 8088 | 13 | 17.28 | Residential | No | Behind the Meter | Net-metered residential rooftop and canopy |  | None | Azimuth Renewable Energy | AC Electric | Accepted | 2020-09-14 | 2020-09-17 | 2021-10-30 | Enphase | Envoy-s | Meters |  |  | 1 |  |  |  | Yes | Outdoor
NJSTRE1545583459 |  | Transition Incentive Program | Southampton | 8088 | 13 | 17.28 | Residential | No | Behind the Meter | Net-metered residential rooftop and canopy |  | None | Azimuth Renewable Energy | AC Electric | Accepted | 2020-09-14 | 2020-09-17 | 2021-10-30 | Enphase | IQ 7 | Inverters | 12.96 |  | 54 |  |  | 0.975 |  | Outdoor | rooftop
NJSTRE1545583459 |  | Transition Incentive Program | Southampton | 8088 | 13 | 17.28 | Residential | No | Behind the Meter | Net-metered residential rooftop and canopy |  | None | Azimuth Renewable Energy | AC Electric | Accepted | 2020-09-14 | 2020-09-17 | 2021-10-30 | Hanwah | Q-cell 320 | Solar Panels |  | 0.32 | 54 | landscape and portrait | 34 |  | Fixed | Roof
NJSTRE1545583498 |  | Transition Incentive Program | Monroe Township | 8094 | 15 | 14.88 | Residential | No | Behind the Meter | Net-metered residential rooftop and canopy |  | None | Spectrum Energy, Inc. | AC Electric | Accepted | 2020-09-14 | 2020-09-22 | 2021-10-30 | Enphase | IQ7-60-ACM-US | Inverters | 250 |  | 24 |  |  | 0.96 |  | Outdoor | Under each panel
NJSTRE1545583498 |  | Transition Incentive Program | Monroe Township | 8094 | 15 | 14.88 | Residential | No | Behind the Meter | Net-metered residential rooftop and canopy |  | None | Spectrum Energy, Inc. | AC Electric | Accepted | 2020-09-14 | 2020-09-22 | 2021-10-30 | Axitec | AC-310MH/120SB | Solar Panels |  | 0.31 | 24 | 47 | 18 |  | Fixed | Roof
NJSTRE1545583498 |  | Transition Incentive Program | Monroe Township | 8094 | 15 | 14.88 | Residential | No | Behind the Meter | Net-metered residential rooftop and canopy |  | None | Spectrum Energy, Inc. | AC Electric | Accepted | 2020-09-14 | 2020-09-22 | 2021-10-30 | Axitec | AC-310MH/120SB | Solar Panels |  | 0.31 | 24 | 227 | 18 |  | Fixed | Roof
NJSTRE1545586158 |  | Transition Incentive Program | VINELAND | 8361 | 20 | 8.51 | Residential | No | Behind the Meter | Net-metered residential rooftop and canopy |  | None | Suntuity Solar LLC | Vineland Muni Electric | Accepted | 2020-09-15 | 2020-09-17 | 2021-10-30 | Enphase Energy | IQ7-60-2-US | Inverters | 240 |  | 27 |  |  | 0.97 |  | Outdoor | Behind the PV Modules
NJSTRE1545586158 |  | Transition Incentive Program | VINELAND | 8361 | 20 | 8.51 | Residential | No | Behind the Meter | Net-metered residential rooftop and canopy |  | None | Suntuity Solar LLC | Vineland Muni Electric | Accepted | 2020-09-15 | 2020-09-17 | 2021-10-30 | Longi | LR6-60HPB-315M | Solar Panels |  | 0.315 | 27 | 228 | 26 |  | Fixed | Roof
NJSTRE1545586159 |  | Transition Incentive Program | Buena Vista township | 8310 | 19 | 12.6 | Residential | Yes | Behind the Meter | Net-metered residential rooftop and canopy |  | None | Suntuity Solar LLC | AC Electric | Accepted | 2020-09-15 | 2020-09-16 | 2021-10-30 | Enphase Energy | IQ7-60-2-US | Inverters | 240 |  | 40 |  |  | 0.97 |  | Outdoor | Behind the PV Modules
NJSTRE1545586159 |  | Transition Incentive Program | Buena Vista township | 8310 | 19 | 12.6 | Residential | Yes | Behind the Meter | Net-metered residential rooftop and canopy |  | None | Suntuity Solar LLC | AC Electric | Accepted | 2020-09-15 | 2020-09-16 | 2021-10-30 | Longi | LR6-60HPB-315M | Solar Panels |  | 0.315 | 40 | 180 | 20 |  | Fixed | Ground
NJSTRE1545586161 |  | Transition Incentive Program | TUCKERTON | 8087 | 18 | 12.6 | Residential | No | Behind the Meter | Net-metered residential rooftop and canopy |  | None | Suntuity Solar LLC | AC Electric | Accepted | 2020-09-15 | 2020-09-16 | 2021-10-30 | Enphase Energy | IQ7-60-2-US | Inverters | 240 |  | 40 |  |  | 0.97 |  | Outdoor | Behind the PV Modules
NJSTRE1545586161 |  | Transition Incentive Program | TUCKERTON | 8087 | 18 | 12.6 | Residential | No | Behind the Meter | Net-metered residential rooftop and canopy |  | None | Suntuity Solar LLC | AC Electric | Accepted | 2020-09-15 | 2020-09-16 | 2021-10-30 | Longi | LR6-60HPB-315M | Solar Panels |  | 0.315 | 13 | 283 | 22 |  | Fixed | Roof
NJSTRE1545586161 |  | Transition Incentive Program | TUCKERTON | 8087 | 18 | 12.6 | Residential | No | Behind the Meter | Net-metered residential rooftop and canopy |  | None | Suntuity Solar LLC | AC Electric | Accepted | 2020-09-15 | 2020-09-16 | 2021-10-30 | Longi | LR6-60HPB-315M | Solar Panels |  | 0.315 | 6 | 283 | 22 |  | Fixed | Roof
NJSTRE1545586161 |  | Transition Incentive Program | TUCKERTON | 8087 | 18 | 12.6 | Residential | No | Behind the Meter | Net-metered residential rooftop and canopy |  | None | Suntuity Solar LLC | AC Electric | Accepted | 2020-09-15 | 2020-09-16 | 2021-10-30 | Longi | LR6-60HPB-315M | Solar Panels |  | 0.315 | 8 | 103 | 22 |  | Fixed | Roof
NJSTRE1545586161 |  | Transition Incentive Program | TUCKERTON | 8087 | 18 | 12.6 | Residential | No | Behind the Meter | Net-metered residential rooftop and canopy |  | None | Suntuity Solar LLC | AC Electric | Accepted | 2020-09-15 | 2020-09-16 | 2021-10-30 | Longi | LR6-60HPB-315M | Solar Panels |  | 0.315 | 13 | 103 | 22 |  | Fixed | Roof
NJSTRE1545586247 |  | Transition Incentive Program | Cherry Hill | 8003 | 14 | 22.32 | Residential | No | Behind the Meter | Net-metered residential rooftop and canopy |  | None | Public Service Solar | PSE&G | Accepted | 2020-09-15 | 2020-09-16 | 2021-10-30 | Enphase | 800-00555-r03 | Meters |  |  | 1 |  |  |  | Yes | Outdoor
NJSTRE1545586247 |  | Transition Incentive Program | Cherry Hill | 8003 | 14 | 22.32 | Residential | No | Behind the Meter | Net-metered residential rooftop and canopy |  | None | Public Service Solar | PSE&G | Accepted | 2020-09-15 | 2020-09-16 | 2021-10-30 | Enphase | iQ7+ | Inverters | 0.24 |  | 62 |  |  | 0.96 |  | Outdoor | Roof mount under panels
NJSTRE1545586247 |  | Transition Incentive Program | Cherry Hill | 8003 | 14 | 22.32 | Residential | No | Behind the Meter | Net-metered residential rooftop and canopy |  | None | Public Service Solar | PSE&G | Accepted | 2020-09-15 | 2020-09-16 | 2021-10-30 | LG | Q1K-V5 | Solar Panels |  | 0.36 | 4 | 30 | 44 |  | Fixed | Roof
NJSTRE1545586247 |  | Transition Incentive Program | Cherry Hill | 8003 | 14 | 22.32 | Residential | No | Behind the Meter | Net-metered residential rooftop and canopy |  | None | Public Service Solar | PSE&G | Accepted | 2020-09-15 | 2020-09-16 | 2021-10-30 | LG | Q1K-V5 | Solar Panels |  | 0.36 | 5 | 209 | 45 |  | Fixed | Roof
NJSTRE1545586247 |  | Transition Incentive Program | Cherry Hill | 8003 | 14 | 22.32 | Residential | No | Behind the Meter | Net-metered residential rooftop and canopy |  | None | Public Service Solar | PSE&G | Accepted | 2020-09-15 | 2020-09-16 | 2021-10-30 | LG | Q1K-V5 | Solar Panels |  | 0.36 | 5 | 300 | 30 |  | Fixed | Roof
NJSTRE1545586247 |  | Transition Incentive Program | Cherry Hill | 8003 | 14 | 22.32 | Residential | No | Behind the Meter | Net-metered residential rooftop and canopy |  | None | Public Service Solar | PSE&G | Accepted | 2020-09-15 | 2020-09-16 | 2021-10-30 | LG | Q1K-V5 | Solar Panels |  | 0.36 | 2 | 210 | 44 |  | Fixed | Roof
NJSTRE1545586247 |  | Transition Incentive Program | Cherry Hill | 8003 | 14 | 22.32 | Residential | No | Behind the Meter | Net-metered residential rooftop and canopy |  | None | Public Service Solar | PSE&G | Accepted | 2020-09-15 | 2020-09-16 | 2021-10-30 | LG | Q1K-V5 | Solar Panels |  | 0.36 | 8 | 300 | 30 |  | Fixed | Roof
NJSTRE1545586247 |  | Transition Incentive Program | Cherry Hill | 8003 | 14 | 22.32 | Residential | No | Behind the Meter | Net-metered residential rooftop and canopy |  | None | Public Service Solar | PSE&G | Accepted | 2020-09-15 | 2020-09-16 | 2021-10-30 | LG | Q1K-V5 | Solar Panels |  | 0.36 | 38 | 120 | 30 |  | Fixed | Roof
NJSTRE1545586265 |  | Transition Incentive Program | Perth Amboy | 8861 | 11 | 9.6 | Residential | No | Behind the Meter | Net-metered residential rooftop and canopy |  | None | New Jersey Suntech | PSE&G | Accepted | 2020-09-15 | 2020-09-16 | 2021-10-30 | Solaredge | SE7600-US | Inverters | 7600 |  | 1 |  |  | 0.98 |  | Outside | Side of house
NJSTRE1545586265 |  | Transition Incentive Program | Perth Amboy | 8861 | 11 | 9.6 | Residential | No | Behind the Meter | Net-metered residential rooftop and canopy |  | None | New Jersey Suntech | PSE&G | Accepted | 2020-09-15 | 2020-09-16 | 2021-10-30 | Jinko | JKM320M | Solar Panels |  | 0.32 | 16 | 114 | 23 |  | Fixed | Roof
NJSTRE1545586265 |  | Transition Incentive Program | Perth Amboy | 8861 | 11 | 9.6 | Residential | No | Behind the Meter | Net-metered residential rooftop and canopy |  | None | New Jersey Suntech | PSE&G | Accepted | 2020-09-15 | 2020-09-16 | 2021-10-30 | Jinko | JKM320M | Solar Panels |  | 0.32 | 14 | 294 | 23 |  | Fixed | Roof
NJSTRE1545586283 |  | Transition Incentive Program | Boonton | 7005 | 3 | 8.13 | Residential | Yes | Behind the Meter | Net-metered residential rooftop and canopy |  | None | Vivint Solar Developer, LLC | JCP&L | Accepted | 2020-09-19 | 2020-09-21 | 2021-10-30 | Solar Edge | SE7600H-US | Inverters | 7600 |  | 1 |  |  | 0.992 |  | Outdoor | Near the Utility Meter
NJSTRE1545586283 |  | Transition Incentive Program | Boonton | 7005 | 3 | 8.13 | Residential | Yes | Behind the Meter | Net-metered residential rooftop and canopy |  | None | Vivint Solar Developer, LLC | JCP&L | Accepted | 2020-09-19 | 2020-09-21 | 2021-10-30 | JINKO SOLAR | JKM325M-60HBL | Solar Panels |  | 0.325 | 11 | 251 | 16 |  | Fixed | Roof
NJSTRE1545586283 |  | Transition Incentive Program | Boonton | 7005 | 3 | 8.13 | Residential | Yes | Behind the Meter | Net-metered residential rooftop and canopy |  | None | Vivint Solar Developer, LLC | JCP&L | Accepted | 2020-09-19 | 2020-09-21 | 2021-10-30 | JINKO SOLAR | JKM325M-60HBL | Solar Panels |  | 0.325 | 14 | 251 | 31 |  | Fixed | Roof
NJSTRE1545586289 |  | Transition Incentive Program | NEWARK | 7104 | 9 | 7.15 | Residential | No | Behind the Meter | Net-metered residential rooftop and canopy |  | None | Infinity Solar Systems | PSE&G | Accepted | 2020-09-15 | 2020-09-16 | 2021-10-30 | ENPHASE | IQ7-60-X-US | Inverters | 240 |  | 22 |  |  | 0.97 |  | Outside | MICROINVERTERS
NJSTRE1545586289 |  | Transition Incentive Program | NEWARK | 7104 | 9 | 7.15 | Residential | No | Behind the Meter | Net-metered residential rooftop and canopy |  | None | Infinity Solar Systems | PSE&G | Accepted | 2020-09-15 | 2020-09-16 | 2021-10-30 | CANADIAN SOLAR | CS1H-325-MS | Solar Panels |  | 0.325 | 22 | 112 | 28 |  | Fixed | Roof
NJSTRE1545586293 |  | Transition Incentive Program | Franklin TWP | 8873 | 5 | 6.8 | Residential | No | Behind the Meter | Net-metered residential rooftop and canopy |  | None | Tesla Energy Operations Inc. | PSE&G | Accepted | 2020-09-15 | 2020-09-16 | 2021-10-30 | SolarEdge Technologies | SE7600H-US [240V] | Inverters | 7600 |  | 1 |  |  | 0.99 |  | Indoor | Inside garage
NJSTRE1545586293 |  | Transition Incentive Program | Franklin TWP | 8873 | 5 | 6.8 | Residential | No | Behind the Meter | Net-metered residential rooftop and canopy |  | None | Tesla Energy Operations Inc. | PSE&G | Accepted | 2020-09-15 | 2020-09-16 | 2021-10-30 | Hanwha Q-CELLS | Q.Peak DUO BLK-G6+ 340 | Solar Panels |  | 0.34 | 20 | 128 | 30 |  | Fixed | Roof
NJSTRE1545586300 |  | Transition Incentive Program | Villas | 8251 | 21 | 14.72 | Residential | Yes | Behind the Meter | Net-metered residential rooftop and canopy |  | None | Acos Energy, LLC | AC Electric | Accepted | 2020-09-15 | 2020-09-16 | 2021-10-30 | Enphase | IQ7 | Inverters | 0.24 |  | 46 |  |  | 0.97 |  | Outdoor | Roof
NJSTRE1545586300 |  | Transition Incentive Program | Villas | 8251 | 21 | 14.72 | Residential | Yes | Behind the Meter | Net-metered residential rooftop and canopy |  | None | Acos Energy, LLC | AC Electric | Accepted | 2020-09-15 | 2020-09-16 | 2021-10-30 | Trina | TSM-DD06M05II | Solar Panels |  | 0.32 | 2 | 306 | 23 |  | Fixed | Roof
NJSTRE1545586300 |  | Transition Incentive Program | Villas | 8251 | 21 | 14.72 | Residential | Yes | Behind the Meter | Net-metered residential rooftop and canopy |  | None | Acos Energy, LLC | AC Electric | Accepted | 2020-09-15 | 2020-09-16 | 2021-10-30 | Trina | TSM-DD06M05II | Solar Panels |  | 0.32 | 24 | 126 | 23 |  | Fixed | Roof
NJSTRE1545586300 |  | Transition Incentive Program | Villas | 8251 | 21 | 14.72 | Residential | Yes | Behind the Meter | Net-metered residential rooftop and canopy |  | None | Acos Energy, LLC | AC Electric | Accepted | 2020-09-15 | 2020-09-16 | 2021-10-30 | Trina | TSM-DD06M05II | Solar Panels |  | 0.32 | 20 | 216 | 23 |  | Fixed | Roof
NJSTRE1545586336 |  | Transition Incentive Program | Manalapan | 7726 | 17 | 7.36 | Residential | Yes | Behind the Meter | Net-metered residential rooftop and canopy |  | None | Reliable Power and Solar | JCP&L | Accepted | 2020-09-15 | 2020-09-17 | 2021-10-30 | enphase | IQ7 | Inverters | 240 |  | 23 |  |  | 0.97 |  | Outdoor | roof
NJSTRE1545586336 |  | Transition Incentive Program | Manalapan | 7726 | 17 | 7.36 | Residential | Yes | Behind the Meter | Net-metered residential rooftop and canopy |  | None | Reliable Power and Solar | JCP&L | Accepted | 2020-09-15 | 2020-09-17 | 2021-10-30 | trina | tsmdd05 | Solar Panels |  | 0.32 | 23 | 145 | 20 |  | Fixed | Roof | roof
NJSTRE1545586353 |  | Transition Incentive Program | Teaneck | 7666 | 7 | 7.15 | Residential | Yes | Behind the Meter | Net-metered residential rooftop and canopy |  | None | Vivint Solar Developer, LLC | PSE&G | Accepted | 2020-09-19 | 2020-09-21 | 2021-10-30 | Solar Edge | SE7600H-US | Inverters | 7600 |  | 1 |  |  | 0.992 |  | Outdoor | Near the Utility Meter
NJSTRE1545586353 |  | Transition Incentive Program | Teaneck | 7666 | 7 | 7.15 | Residential | Yes | Behind the Meter | Net-metered residential rooftop and canopy |  | None | Vivint Solar Developer, LLC | PSE&G | Accepted | 2020-09-19 | 2020-09-21 | 2021-10-30 | JINKO SOLAR | JKM325M-60HBL | Solar Panels |  | 0.325 | 2 | 27 | 32 |  | Fixed | Roof
NJSTRE1545586353 |  | Transition Incentive Program | Teaneck | 7666 | 7 | 7.15 | Residential | Yes | Behind the Meter | Net-metered residential rooftop and canopy |  | None | Vivint Solar Developer, LLC | PSE&G | Accepted | 2020-09-19 | 2020-09-21 | 2021-10-30 | JINKO SOLAR | JKM325M-60HBL | Solar Panels |  | 0.325 | 3 | 117 | 25 |  | Fixed | Roof
NJSTRE1545586353 |  | Transition Incentive Program | Teaneck | 7666 | 7 | 7.15 | Residential | Yes | Behind the Meter | Net-metered residential rooftop and canopy |  | None | Vivint Solar Developer, LLC | PSE&G | Accepted | 2020-09-19 | 2020-09-21 | 2021-10-30 | JINKO SOLAR | JKM325M-60HBL | Solar Panels |  | 0.325 | 4 | 297 | 25 |  | Fixed | Roof
NJSTRE1545586353 |  | Transition Incentive Program | Teaneck | 7666 | 7 | 7.15 | Residential | Yes | Behind the Meter | Net-metered residential rooftop and canopy |  | None | Vivint Solar Developer, LLC | PSE&G | Accepted | 2020-09-19 | 2020-09-21 | 2021-10-30 | JINKO SOLAR | JKM325M-60HBL | Solar Panels |  | 0.325 | 13 | 27 | 25 |  | Fixed | Roof
NJSTRE1545586356 |  | Transition Incentive Program | Egg Harbor Township | 8234 | 19 | 6.4 | Residential | Yes | Behind the Meter | Net-metered residential rooftop and canopy |  | None | Acos Energy, LLC | AC Electric | Accepted | 2020-09-15 | 2020-09-17 | 2021-10-30 | Enphase | IQ7 | Inverters | 0.24 |  | 20 |  |  | 0.97 |  | Outdoor | roof
NJSTRE1545586356 |  | Transition Incentive Program | Egg Harbor Township | 8234 | 19 | 6.4 | Residential | Yes | Behind the Meter | Net-metered residential rooftop and canopy |  | None | Acos Energy, LLC | AC Electric | Accepted | 2020-09-15 | 2020-09-17 | 2021-10-30 | Trina | TSM-DD06M05II | Solar Panels |  | 0.32 | 20 | 204 | 27 |  | Fixed | Roof
NJSTRE1545586359 |  | Transition Incentive Program | West Creek | 8092 | 18 | 19.84 | Residential | Yes | Behind the Meter | Net-metered residential rooftop and canopy |  | None | All Season Solar | AC Electric | Accepted | 2020-09-15 | 2020-09-17 | 2021-10-30 | Enphase | IQ7 | Inverters | 240 |  | 62 |  |  | 0.97 |  | Outdoor | under module
NJSTRE1545586359 |  | Transition Incentive Program | West Creek | 8092 | 18 | 19.84 | Residential | Yes | Behind the Meter | Net-metered residential rooftop and canopy |  | None | All Season Solar | AC Electric | Accepted | 2020-09-15 | 2020-09-17 | 2021-10-30 | Trina | TSMDD06M.05II | Solar Panels |  | 0.32 | 7 | 215 | 38 |  | Fixed | Roof
NJSTRE1545586359 |  | Transition Incentive Program | West Creek | 8092 | 18 | 19.84 | Residential | Yes | Behind the Meter | Net-metered residential rooftop and canopy |  | None | All Season Solar | AC Electric | Accepted | 2020-09-15 | 2020-09-17 | 2021-10-30 | Trina | TSMDD06M.05II | Solar Panels |  | 0.32 | 6 | 305 | 33 |  | Fixed | Roof
NJSTRE1545586359 |  | Transition Incentive Program | West Creek | 8092 | 18 | 19.84 | Residential | Yes | Behind the Meter | Net-metered residential rooftop and canopy |  | None | All Season Solar | AC Electric | Accepted | 2020-09-15 | 2020-09-17 | 2021-10-30 | Trina | TSMDD06M.05II | Solar Panels |  | 0.32 | 6 | 215 | 38 |  | Fixed | Roof
NJSTRE1545586359 |  | Transition Incentive Program | West Creek | 8092 | 18 | 19.84 | Residential | Yes | Behind the Meter | Net-metered residential rooftop and canopy |  | None | All Season Solar | AC Electric | Accepted | 2020-09-15 | 2020-09-17 | 2021-10-30 | Trina | TSMDD06M.05II | Solar Panels |  | 0.32 | 3 | 125 | 33 |  | Fixed | Roof
NJSTRE1545586359 |  | Transition Incentive Program | West Creek | 8092 | 18 | 19.84 | Residential | Yes | Behind the Meter | Net-metered residential rooftop and canopy |  | None | All Season Solar | AC Electric | Accepted | 2020-09-15 | 2020-09-17 | 2021-10-30 | Trina | TSMDD06M.05II | Solar Panels |  | 0.32 | 12 | 125 | 33 |  | Fixed | Roof
NJSTRE1545586359 |  | Transition Incentive Program | West Creek | 8092 | 18 | 19.84 | Residential | Yes | Behind the Meter | Net-metered residential rooftop and canopy |  | None | All Season Solar | AC Electric | Accepted | 2020-09-15 | 2020-09-17 | 2021-10-30 | Trina | TSMDD06M.05II | Solar Panels |  | 0.32 | 3 | 215 | 38 |  | Fixed | Roof
NJSTRE1545586359 |  | Transition Incentive Program | West Creek | 8092 | 18 | 19.84 | Residential | Yes | Behind the Meter | Net-metered residential rooftop and canopy |  | None | All Season Solar | AC Electric | Accepted | 2020-09-15 | 2020-09-17 | 2021-10-30 | Trina | TSMDD06M.05II | Solar Panels |  | 0.32 | 15 | 125 | 33 |  | Fixed | Roof
NJSTRE1545586359 |  | Transition Incentive Program | West Creek | 8092 | 18 | 19.84 | Residential | Yes | Behind the Meter | Net-metered residential rooftop and canopy |  | None | All Season Solar | AC Electric | Accepted | 2020-09-15 | 2020-09-17 | 2021-10-30 | Trina | TSMDD06M.05II | Solar Panels |  | 0.32 | 10 | 305 | 33 |  | Fixed | Roof
NJSTRE1545586366 |  | Transition Incentive Program | Clayton | 8312 | 15 | 13.65 | Residential | No | Behind the Meter | Net-metered residential rooftop and canopy |  | None | SunnyMac LLC | AC Electric | Accepted | 2020-09-15 | 2020-09-17 | 2021-10-30 | SolarEdge | SE10000H-US | Inverters | 10000 |  | 1 |  |  | 0.99 |  | Outdoor | Next to meter
NJSTRE1545586366 |  | Transition Incentive Program | Clayton | 8312 | 15 | 13.65 | Residential | No | Behind the Meter | Net-metered residential rooftop and canopy |  | None | SunnyMac LLC | AC Electric | Accepted | 2020-09-15 | 2020-09-17 | 2021-10-30 | REC | 325 TwinPeak 2 Mono | Solar Panels |  | 0.325 | 26 | 82 | 18 |  | Fixed | Roof
NJSTRE1545586366 |  | Transition Incentive Program | Clayton | 8312 | 15 | 13.65 | Residential | No | Behind the Meter | Net-metered residential rooftop and canopy |  | None | SunnyMac LLC | AC Electric | Accepted | 2020-09-15 | 2020-09-17 | 2021-10-30 | REC | 325 TwinPeak 2 Mono | Solar Panels |  | 0.325 | 16 | 262 | 18 |  | Fixed | Roof
NJSTRE1545586383 |  | Transition Incentive Program | Pennsauken TWP | 8109 | 14 | 6.18 | Residential | Yes | Behind the Meter | Net-metered residential rooftop and canopy |  | None | Sunbound Solar | PSE&G | Accepted | 2020-09-15 | 2020-09-17 | 2021-10-30 | Solaredge | SE7600H-US [SI1] | Inverters | 32 |  | 1 |  |  | 0.987 |  | Outside | Next to disconnect
NJSTRE1545586383 |  | Transition Incentive Program | Pennsauken TWP | 8109 | 14 | 6.18 | Residential | Yes | Behind the Meter | Net-metered residential rooftop and canopy |  | None | Sunbound Solar | PSE&G | Accepted | 2020-09-15 | 2020-09-17 | 2021-10-30 | Hanwha | Q.PEAK DUO-G5 | Solar Panels |  | 0.325 | 19 | 214 | 9 |  | Fixed | Roof
NJSTRE1545586399 |  | Transition Incentive Program | Clayton | 8312 | 15 | 6.18 | Residential | Yes | Behind the Meter | Net-metered residential rooftop and canopy |  | None | SunnyMac LLC | AC Electric | Accepted | 2020-09-15 | 2020-09-17 | 2021-10-30 | Solaredge | SE5000H-US | Inverters | 5000 |  | 1 |  |  | 0.99 |  | Outdoor | Next to Meter
NJSTRE1545586399 |  | Transition Incentive Program | Clayton | 8312 | 15 | 6.18 | Residential | Yes | Behind the Meter | Net-metered residential rooftop and canopy |  | None | SunnyMac LLC | AC Electric | Accepted | 2020-09-15 | 2020-09-17 | 2021-10-30 | REC | TwinPeak 2 Mono | Solar Panels |  | 0.325 | 3 | 253 | 12 |  | Fixed | Roof
NJSTRE1545586399 |  | Transition Incentive Program | Clayton | 8312 | 15 | 6.18 | Residential | Yes | Behind the Meter | Net-metered residential rooftop and canopy |  | None | SunnyMac LLC | AC Electric | Accepted | 2020-09-15 | 2020-09-17 | 2021-10-30 | REC | TwinPeak 2 Mono | Solar Panels |  | 0.325 | 16 | 253 | 21 |  | Fixed | Roof
NJSTRE1545586402 |  | Transition Incentive Program | Somerset | 8873 | 5 | 177.84 | School Other | Yes | Behind the Meter | Net-metered non-residential rooftop and canopy |  | None | Eznergy | PSE&G | Accepted | 2020-09-15 | 2020-09-17 | 2021-10-30 | Chint | CPS SCA36KTL-DO/US | Inverters | 36000 |  | 3 |  |  | 0.98 |  | Outdoor | Side of building near meter
NJSTRE1545586402 |  | Transition Incentive Program | Somerset | 8873 | 5 | 177.84 | School Other | Yes | Behind the Meter | Net-metered non-residential rooftop and canopy |  | None | Eznergy | PSE&G | Accepted | 2020-09-15 | 2020-09-17 | 2021-10-30 | Solar Edge | SE33.3KUS | Inverters | 33300 |  | 4 |  |  | 0.98 |  | Outdoor | Side of building
NJSTRE1545586402 |  | Transition Incentive Program | Somerset | 8873 | 5 | 177.84 | School Other | Yes | Behind the Meter | Net-metered non-residential rooftop and canopy |  | None | Eznergy | PSE&G | Accepted | 2020-09-15 | 2020-09-17 | 2021-10-30 | Chint | CPS SCA50KTL-DO/US | Inverters | 50000 |  | 4 |  |  | 0.98 |  | Outdoor | Side of building near meter
NJSTRE1545586402 |  | Transition Incentive Program | Somerset | 8873 | 5 | 177.84 | School Other | Yes | Behind the Meter | Net-metered non-residential rooftop and canopy |  | None | Eznergy | PSE&G | Accepted | 2020-09-15 | 2020-09-17 | 2021-10-30 | Hanwha | Q Cell Solar 430W | Solar Panels |  | 0.39 | 456 | 160 | 3 |  | Fixed | Roof
NJSTRE1545586412 |  | Transition Incentive Program | Toms River | 8757 | 18 | 5.53 | Residential | Yes | Behind the Meter | Net-metered residential rooftop and canopy |  | None | Vivint Solar Developer, LLC | JCP&L | Accepted | 2020-09-19 | 2020-09-21 | 2021-10-30 | Solar Edge | SE3800H-US | Inverters | 3800 |  | 1 |  |  | 0.992 |  | Outdoor | Near the Utility Meter
NJSTRE1545586412 |  | Transition Incentive Program | Toms River | 8757 | 18 | 5.53 | Residential | Yes | Behind the Meter | Net-metered residential rooftop and canopy |  | None | Vivint Solar Developer, LLC | JCP&L | Accepted | 2020-09-19 | 2020-09-21 | 2021-10-30 | JINKO SOLAR | JKM325M-60HBL | Solar Panels |  | 0.325 | 17 | 89 | 18 |  | Fixed | Roof
NJSTRE1545586416 |  | Transition Incentive Program | Somers Point | 8224 | 13 | 6.72 | Residential | Yes | Behind the Meter | Net-metered residential rooftop and canopy |  | None | Acos Energy, LLC | AC Electric | Accepted | 2020-09-15 | 2020-09-17 | 2021-10-30 | Enphase | IQ7 | Inverters | 0.24 |  | 21 |  |  | 0.97 |  | Outside | roof
NJSTRE1545586416 |  | Transition Incentive Program | Somers Point | 8224 | 13 | 6.72 | Residential | Yes | Behind the Meter | Net-metered residential rooftop and canopy |  | None | Acos Energy, LLC | AC Electric | Accepted | 2020-09-15 | 2020-09-17 | 2021-10-30 | Trina | TSM-DD06M05II | Solar Panels |  | 0.32 | 4 | 135 | 20 |  | Fixed | Roof
NJSTRE1545586416 |  | Transition Incentive Program | Somers Point | 8224 | 13 | 6.72 | Residential | Yes | Behind the Meter | Net-metered residential rooftop and canopy |  | None | Acos Energy, LLC | AC Electric | Accepted | 2020-09-15 | 2020-09-17 | 2021-10-30 | Trina | TSM-DD06M05II | Solar Panels |  | 0.32 | 4 | 135 | 20 |  | Fixed | Roof
NJSTRE1545586416 |  | Transition Incentive Program | Somers Point | 8224 | 13 | 6.72 | Residential | Yes | Behind the Meter | Net-metered residential rooftop and canopy |  | None | Acos Energy, LLC | AC Electric | Accepted | 2020-09-15 | 2020-09-17 | 2021-10-30 | Trina | TSM-DD06M05II | Solar Panels |  | 0.32 | 13 | 225 | 15 |  | Fixed | Roof
NJSTRE1545586419 |  | Transition Incentive Program | River Vale | 7675 | 7 | 12.96 | Residential | No | Behind the Meter | Net-metered residential rooftop and canopy |  | None | Public Service Solar | PSE&G | Accepted | 2020-09-15 | 2020-09-17 | 2021-10-30 | Enphase | iQ7+ | Inverters | 0.29 |  | 36 |  |  | 0.96 |  | Outdoor | Roof mount under panels
NJSTRE1545586419 |  | Transition Incentive Program | River Vale | 7675 | 7 | 12.96 | Residential | No | Behind the Meter | Net-metered residential rooftop and canopy |  | None | Public Service Solar | PSE&G | Accepted | 2020-09-15 | 2020-09-17 | 2021-10-30 | LG | Q1K-V5 | Solar Panels |  | 0.36 | 6 | 359 | 23 |  | Fixed | Roof
NJSTRE1545586419 |  | Transition Incentive Program | River Vale | 7675 | 7 | 12.96 | Residential | No | Behind the Meter | Net-metered residential rooftop and canopy |  | None | Public Service Solar | PSE&G | Accepted | 2020-09-15 | 2020-09-17 | 2021-10-30 | LG | Q1K-V5 | Solar Panels |  | 0.36 | 10 | 179 | 20 |  | Fixed | Roof
NJSTRE1545586419 |  | Transition Incentive Program | River Vale | 7675 | 7 | 12.96 | Residential | No | Behind the Meter | Net-metered residential rooftop and canopy |  | None | Public Service Solar | PSE&G | Accepted | 2020-09-15 | 2020-09-17 | 2021-10-30 | LG | Q1K-V5 | Solar Panels |  | 0.36 | 10 | 359 | 20 |  | Fixed | Roof
NJSTRE1545586419 |  | Transition Incentive Program | River Vale | 7675 | 7 | 12.96 | Residential | No | Behind the Meter | Net-metered residential rooftop and canopy |  | None | Public Service Solar | PSE&G | Accepted | 2020-09-15 | 2020-09-17 | 2021-10-30 | LG | Q1K-V5 | Solar Panels |  | 0.36 | 6 | 89 | 22 |  | Fixed | Roof
NJSTRE1545586419 |  | Transition Incentive Program | River Vale | 7675 | 7 | 12.96 | Residential | No | Behind the Meter | Net-metered residential rooftop and canopy |  | None | Public Service Solar | PSE&G | Accepted | 2020-09-15 | 2020-09-17 | 2021-10-30 | LG | Q1K-V5 | Solar Panels |  | 0.36 | 4 | 89 | 22 |  | Fixed | Roof
NJSTRE1545586718 |  | Transition Incentive Program | Shamong | 8088 | 13 | 15.44 | Residential | No | Behind the Meter | Net-metered residential rooftop and canopy |  | None | Advanced Renewable Solutions | AC Electric | Accepted | 2020-09-15 | 2020-09-17 | 2021-10-30 | Enphase | 800-00555-r03 | Meters |  |  | 1 |  |  |  | Yes | Outdoor
NJSTRE1545586718 |  | Transition Incentive Program | Shamong | 8088 | 13 | 15.44 | Residential | No | Behind the Meter | Net-metered residential rooftop and canopy |  | None | Advanced Renewable Solutions | AC Electric | Accepted | 2020-09-15 | 2020-09-17 | 2021-10-30 | ENPHASE | IQ7-60-2-US | Inverters | 11760 |  | 49 |  |  | 0.976 |  | Outdoor | Micro-inverters are mounted to the underside of every s
NJSTRE1545586718 |  | Transition Incentive Program | Shamong | 8088 | 13 | 15.44 | Residential | No | Behind the Meter | Net-metered residential rooftop and canopy |  | None | Advanced Renewable Solutions | AC Electric | Accepted | 2020-09-15 | 2020-09-17 | 2021-10-30 | CertainTeed | CT315M11-02 | Solar Panels |  | 0.315 | 10 | 148 | 10 |  | Fixed | Roof
NJSTRE1545586718 |  | Transition Incentive Program | Shamong | 8088 | 13 | 15.44 | Residential | No | Behind the Meter | Net-metered residential rooftop and canopy |  | None | Advanced Renewable Solutions | AC Electric | Accepted | 2020-09-15 | 2020-09-17 | 2021-10-30 | CertainTeed | CT315M11-02 | Solar Panels |  | 0.315 | 36 | 148 | 25 |  | Fixed | Roof
NJSTRE1545586718 |  | Transition Incentive Program | Shamong | 8088 | 13 | 15.44 | Residential | No | Behind the Meter | Net-metered residential rooftop and canopy |  | None | Advanced Renewable Solutions | AC Electric | Accepted | 2020-09-15 | 2020-09-17 | 2021-10-30 | CertainTeed | CT315M11-02 | Solar Panels |  | 0.315 | 3 | 239 | 25 |  | Fixed | Roof
NJSTRE1545586781 |  | Transition Incentive Program | Paramus | 7652 | 7 | 8.84 | Residential | Yes | Behind the Meter | Net-metered residential rooftop and canopy |  | None | Trinity Solar | PSE&G | Accepted | 2020-09-15 | 2020-09-17 | 2021-10-30 | Solar Edge | SE7600 | Inverters | 7600 |  | 1 |  |  | 0.97 |  | Outside | side of home
NJSTRE1545586781 |  | Transition Incentive Program | Paramus | 7652 | 7 | 8.84 | Residential | Yes | Behind the Meter | Net-metered residential rooftop and canopy |  | None | Trinity Solar | PSE&G | Accepted | 2020-09-15 | 2020-09-17 | 2021-10-30 | Hanwha | Q.PEAK DUO BLK-G6 340 | Solar Panels |  | 0.34 | 12 | 247 | 27 |  | Fixed | Roof
NJSTRE1545586781 |  | Transition Incentive Program | Paramus | 7652 | 7 | 8.84 | Residential | Yes | Behind the Meter | Net-metered residential rooftop and canopy |  | None | Trinity Solar | PSE&G | Accepted | 2020-09-15 | 2020-09-17 | 2021-10-30 | Hanwha | Q.PEAK DUO BLK-G6 340 | Solar Panels |  | 0.34 | 3 | 157 | 37 |  | Fixed | Roof
NJSTRE1545586781 |  | Transition Incentive Program | Paramus | 7652 | 7 | 8.84 | Residential | Yes | Behind the Meter | Net-metered residential rooftop and canopy |  | None | Trinity Solar | PSE&G | Accepted | 2020-09-15 | 2020-09-17 | 2021-10-30 | Hanwha | Q.PEAK DUO BLK-G6 340 | Solar Panels |  | 0.34 | 7 | 247 | 34 |  | Fixed | Roof
NJSTRE1545586781 |  | Transition Incentive Program | Paramus | 7652 | 7 | 8.84 | Residential | Yes | Behind the Meter | Net-metered residential rooftop and canopy |  | None | Trinity Solar | PSE&G | Accepted | 2020-09-15 | 2020-09-17 | 2021-10-30 | Hanwha | Q.PEAK DUO BLK-G6 340 | Solar Panels |  | 0.34 | 4 | 157 | 27 |  | Fixed | Roof
NJSTRE1545586838 |  | Transition Incentive Program | Brick | 8723 | 18 | 6.18 | Residential | No | Behind the Meter | Net-metered residential rooftop and canopy |  | None | Whitman Construction, LLC | JCP&L | Accepted | 2020-09-15 | 2020-09-17 | 2021-10-30 | enphase energy | iq7plus-72-2-us | Inverters | 295 |  | 19 |  |  | 0.975 |  | Outdoor | microinverters located under modules
NJSTRE1545586838 |  | Transition Incentive Program | Brick | 8723 | 18 | 6.18 | Residential | No | Behind the Meter | Net-metered residential rooftop and canopy |  | None | Whitman Construction, LLC | JCP&L | Accepted | 2020-09-15 | 2020-09-17 | 2021-10-30 | solaria power | XT-370R-PD | Solar Panels |  | 0.325 | 19 | 220 | 18 |  | Fixed | Roof
NJSTRE1545586854 |  | Transition Incentive Program | AVENEL | 7001 | 11 | 12.68 | Residential | Yes | Behind the Meter | Net-metered residential rooftop and canopy |  | None | Vivint Solar Developer, LLC | PSE&G | Accepted | 2020-09-19 | 2020-09-21 | 2021-10-30 | Solar Edge | SE3800H-US | Inverters | 3800 |  | 1 |  |  | 0.992 |  | Outdoor | Near the Utility Meter
NJSTRE1545586854 |  | Transition Incentive Program | AVENEL | 7001 | 11 | 12.68 | Residential | Yes | Behind the Meter | Net-metered residential rooftop and canopy |  | None | Vivint Solar Developer, LLC | PSE&G | Accepted | 2020-09-19 | 2020-09-21 | 2021-10-30 | Solar Edge | SE7600H-US | Inverters | 7600 |  | 1 |  |  | 0.992 |  | Outdoor | Near the Utility Meter
NJSTRE1545586854 |  | Transition Incentive Program | AVENEL | 7001 | 11 | 12.68 | Residential | Yes | Behind the Meter | Net-metered residential rooftop and canopy |  | None | Vivint Solar Developer, LLC | PSE&G | Accepted | 2020-09-19 | 2020-09-21 | 2021-10-30 | JINKO SOLAR | JKM325M-60HBL | Solar Panels |  | 0.325 | 10 | 262 | 31 |  | Fixed | Roof
NJSTRE1545586854 |  | Transition Incentive Program | AVENEL | 7001 | 11 | 12.68 | Residential | Yes | Behind the Meter | Net-metered residential rooftop and canopy |  | None | Vivint Solar Developer, LLC | PSE&G | Accepted | 2020-09-19 | 2020-09-21 | 2021-10-30 | JINKO SOLAR | JKM325M-60HBL | Solar Panels |  | 0.325 | 2 | 172 | 34 |  | Fixed | Roof
NJSTRE1545586854 |  | Transition Incentive Program | AVENEL | 7001 | 11 | 12.68 | Residential | Yes | Behind the Meter | Net-metered residential rooftop and canopy |  | None | Vivint Solar Developer, LLC | PSE&G | Accepted | 2020-09-19 | 2020-09-21 | 2021-10-30 | JINKO SOLAR | JKM325M-60HBL | Solar Panels |  | 0.325 | 14 | 82 | 31 |  | Fixed | Roof
NJSTRE1545586854 |  | Transition Incentive Program | AVENEL | 7001 | 11 | 12.68 | Residential | Yes | Behind the Meter | Net-metered residential rooftop and canopy |  | None | Vivint Solar Developer, LLC | PSE&G | Accepted | 2020-09-19 | 2020-09-21 | 2021-10-30 | JINKO SOLAR | JKM325M-60HBL | Solar Panels |  | 0.325 | 6 | 352 | 21 |  | Fixed | Roof
NJSTRE1545586854 |  | Transition Incentive Program | AVENEL | 7001 | 11 | 12.68 | Residential | Yes | Behind the Meter | Net-metered residential rooftop and canopy |  | None | Vivint Solar Developer, LLC | PSE&G | Accepted | 2020-09-19 | 2020-09-21 | 2021-10-30 | JINKO SOLAR | JKM325M-60HBL | Solar Panels |  | 0.325 | 7 | 352 | 32 |  | Fixed | Roof
NJSTRE1545586874 |  | Transition Incentive Program | Turnersville | 8012 | 14 | 8.84 | Residential | Yes | Behind the Meter | Net-metered residential rooftop and canopy |  | None | Trinity Solar | AC Electric | Accepted | 2020-09-15 | 2020-09-21 | 2021-10-30 | Solar Edge | SE7600 | Inverters | 7600 |  | 1 |  |  | 0.97 |  | Outdoor | side of home
NJSTRE1545586874 |  | Transition Incentive Program | Turnersville | 8012 | 14 | 8.84 | Residential | Yes | Behind the Meter | Net-metered residential rooftop and canopy |  | None | Trinity Solar | AC Electric | Accepted | 2020-09-15 | 2020-09-21 | 2021-10-30 | Hanwha | Q.PEAK DUO BLK-G6 340 | Solar Panels |  | 0.34 | 8 | 199 | 34 |  | Fixed | Roof
NJSTRE1545586874 |  | Transition Incentive Program | Turnersville | 8012 | 14 | 8.84 | Residential | Yes | Behind the Meter | Net-metered residential rooftop and canopy |  | None | Trinity Solar | AC Electric | Accepted | 2020-09-15 | 2020-09-21 | 2021-10-30 | Hanwha | Q.PEAK DUO BLK-G6 340 | Solar Panels |  | 0.34 | 18 | 199 | 34 |  | Fixed | Roof
NJSTRE1545586875 |  | Transition Incentive Program | Ewing | 8638 | 12 | 6.46 | Residential | Yes | Behind the Meter | Net-metered residential rooftop and canopy |  | None | Trinity Solar | PSE&G | Accepted | 2020-09-15 | 2020-09-17 | 2021-10-30 | Solar Edge | SE5000H-US | Inverters | 5000 |  | 1 |  |  | 0.97 |  | Outside | side of home
NJSTRE1545586875 |  | Transition Incentive Program | Ewing | 8638 | 12 | 6.46 | Residential | Yes | Behind the Meter | Net-metered residential rooftop and canopy |  | None | Trinity Solar | PSE&G | Accepted | 2020-09-15 | 2020-09-17 | 2021-10-30 | Hanwha 340 | Q.PEAK DUO BLK-G6 340 | Solar Panels |  | 0.34 | 19 | 250 | 22 |  | Fixed | Roof
NJSTRE1545586889 |  | Transition Incentive Program | Cherry Hill | 8002 | 14 | 4.42 | Residential | No | Behind the Meter | Net-metered residential rooftop and canopy |  | None | Trinity Solar | PSE&G | Accepted | 2020-09-15 | 2020-09-17 | 2021-10-30 | Solar Edge | SE3800 | Inverters | 3800 |  | 1 |  |  | 0.97 |  | Outside | side of home
NJSTRE1545586889 |  | Transition Incentive Program | Cherry Hill | 8002 | 14 | 4.42 | Residential | No | Behind the Meter | Net-metered residential rooftop and canopy |  | None | Trinity Solar | PSE&G | Accepted | 2020-09-15 | 2020-09-17 | 2021-10-30 | Hanwha | Q.PEAK DUO BLK-G6 340 | Solar Panels |  | 0.34 | 13 | 175 | 18 |  | Fixed | Roof
NJSTRE1545586908 |  | Transition Incentive Program | Hammonton | 8037 | 19 | 11.56 | Residential | Yes | Behind the Meter | Net-metered residential rooftop and canopy |  | None | Castle Energy, LLC | AC Electric | Accepted | 2020-09-15 | 2020-09-17 | 2021-10-30 | Hanwha Q-Cells | Q.Peak DUO BLK-G6 340 | Solar Panels |  | 0.34 | 22 | 115 | 25 |  | Fixed | Roof
NJSTRE1545586908 |  | Transition Incentive Program | Hammonton | 8037 | 19 | 11.56 | Residential | Yes | Behind the Meter | Net-metered residential rooftop and canopy |  | None | Castle Energy, LLC | AC Electric | Accepted | 2020-09-15 | 2020-09-17 | 2021-10-30 | Hanwha Q-Cells | Q.Peak DUO BLK-G6 340 | Solar Panels |  | 0.34 | 2 | 205 | 24 |  | Fixed | Roof
NJSTRE1545586908 |  | Transition Incentive Program | Hammonton | 8037 | 19 | 11.56 | Residential | Yes | Behind the Meter | Net-metered residential rooftop and canopy |  | None | Castle Energy, LLC | AC Electric | Accepted | 2020-09-15 | 2020-09-17 | 2021-10-30 | Hanwha Q-Cells | Q.Peak DUO BLK-G6 340 | Solar Panels |  | 0.34 | 10 | 295 | 25 |  | Fixed | Roof
NJSTRE1545586911 |  | Transition Incentive Program | Little Ferry | 7643 | 7 | 5.1 | Residential | Yes | Behind the Meter | Net-metered residential rooftop and canopy |  | None | Trinity Solar | PSE&G | Accepted | 2020-09-15 | 2020-09-17 | 2021-10-30 | Solar Edge | SE3800 | Inverters | 3800 |  | 1 |  |  | 0.97 |  | Outside | side of home
NJSTRE1545586911 |  | Transition Incentive Program | Little Ferry | 7643 | 7 | 5.1 | Residential | Yes | Behind the Meter | Net-metered residential rooftop and canopy |  | None | Trinity Solar | PSE&G | Accepted | 2020-09-15 | 2020-09-17 | 2021-10-30 | Hanwha | Q.PEAK DUO BLK-G6 340 | Solar Panels |  | 0.34 | 8 | 247 | 27 |  | Fixed | Roof
NJSTRE1545586911 |  | Transition Incentive Program | Little Ferry | 7643 | 7 | 5.1 | Residential | Yes | Behind the Meter | Net-metered residential rooftop and canopy |  | None | Trinity Solar | PSE&G | Accepted | 2020-09-15 | 2020-09-17 | 2021-10-30 | Hanwha | Q.PEAK DUO BLK-G6 340 | Solar Panels |  | 0.34 | 7 | 157 | 27 |  | Fixed | Roof
NJSTRE1545586919 |  | Transition Incentive Program | Glassboro | 8028 | 15 | 5.85 | Residential | Yes | Behind the Meter | Net-metered residential rooftop and canopy |  | None | Vivint Solar Developer, LLC | AC Electric | Accepted | 2020-09-19 | 2020-09-21 | 2021-10-30 | Solar Edge | SE3800H-US | Inverters | 3800 |  | 1 |  |  | 0.992 |  | Outdoor | Near the Utility Meter
NJSTRE1545586919 |  | Transition Incentive Program | Glassboro | 8028 | 15 | 5.85 | Residential | Yes | Behind the Meter | Net-metered residential rooftop and canopy |  | None | Vivint Solar Developer, LLC | AC Electric | Accepted | 2020-09-19 | 2020-09-21 | 2021-10-30 | JINKO SOLAR | JKM325M-60HBL | Solar Panels |  | 0.325 | 18 | 161 | 36 |  | Fixed | Roof
NJSTRE1545586929 |  | Transition Incentive Program | Westville | 8093 | 15 | 12.58 | Residential | Yes | Behind the Meter | Net-metered residential rooftop and canopy |  | None | Trinity Solar | PSE&G | Accepted | 2020-09-15 | 2020-09-17 | 2021-10-30 | Solar Edge | SE10000 | Inverters | 10000 |  | 1 |  |  | 0.97 |  | Outside | side of home
NJSTRE1545586929 |  | Transition Incentive Program | Westville | 8093 | 15 | 12.58 | Residential | Yes | Behind the Meter | Net-metered residential rooftop and canopy |  | None | Trinity Solar | PSE&G | Accepted | 2020-09-15 | 2020-09-17 | 2021-10-30 | Hanwha | Q.PEAK DUO BLK-G6 340 | Solar Panels |  | 0.34 | 16 | 0 | 23 |  | Fixed | Roof
NJSTRE1545586929 |  | Transition Incentive Program | Westville | 8093 | 15 | 12.58 | Residential | Yes | Behind the Meter | Net-metered residential rooftop and canopy |  | None | Trinity Solar | PSE&G | Accepted | 2020-09-15 | 2020-09-17 | 2021-10-30 | Hanwha | Q.PEAK DUO BLK-G6 340 | Solar Panels |  | 0.34 | 21 | 180 | 23 |  | Fixed | Roof
NJSTRE1545586939 |  | Transition Incentive Program | Bloomfield | 7003 | 9 | 4.08 | Residential | Yes | Behind the Meter | Net-metered residential rooftop and canopy |  | None | Trinity Solar | PSE&G | Accepted | 2020-09-15 | 2020-09-17 | 2021-10-30 | Solar Edge | SE3800H-US | Inverters | 3800 |  | 1 |  |  | 0.97 |  | Outside | side of home
NJSTRE1545586939 |  | Transition Incentive Program | Bloomfield | 7003 | 9 | 4.08 | Residential | Yes | Behind the Meter | Net-metered residential rooftop and canopy |  | None | Trinity Solar | PSE&G | Accepted | 2020-09-15 | 2020-09-17 | 2021-10-30 | Hanwha 340 | Q.PEAK DUO BLK-G6 340 | Solar Panels |  | 0.34 | 6 | 97 | 27 |  | Fixed | Roof
NJSTRE1545586939 |  | Transition Incentive Program | Bloomfield | 7003 | 9 | 4.08 | Residential | Yes | Behind the Meter | Net-metered residential rooftop and canopy |  | None | Trinity Solar | PSE&G | Accepted | 2020-09-15 | 2020-09-17 | 2021-10-30 | Hanwha 340 | Q.PEAK DUO BLK-G6 340 | Solar Panels |  | 0.34 | 6 | 27 | 277 |  | Fixed | Roof
NJSTRE1545586940 |  | Transition Incentive Program | Cape May | 8204 | 21 | 5.1 | Residential | Yes | Behind the Meter | Net-metered residential rooftop and canopy |  | None | Trinity Solar | AC Electric | Accepted | 2020-09-15 | 2020-09-17 | 2021-10-30 | SOLAR EDGE | SE3800H-US | Inverters | 3800 |  | 1 |  |  | 0.97 |  | Outside | SIDE OF HOME
NJSTRE1545586940 |  | Transition Incentive Program | Cape May | 8204 | 21 | 5.1 | Residential | Yes | Behind the Meter | Net-metered residential rooftop and canopy |  | None | Trinity Solar | AC Electric | Accepted | 2020-09-15 | 2020-09-17 | 2021-10-30 | HANWHA 340 (Q.PEAK DUO BLK-G6 340) | HANWHA 340 (Q.PEAK DUO BLK-G6 340) | Solar Panels |  | 0.34 | 15 | 246 | 18 |  | Fixed | Roof
NJSTRE1545586955 |  | Transition Incentive Program | Millville | 8332 | 20 | 19.04 | Residential | Yes | Behind the Meter | Net-metered residential rooftop and canopy |  | None | Trinity Solar | AC Electric | Accepted | 2020-09-15 | 2020-09-17 | 2021-10-30 | Solar Edge | SE3000 | Inverters | 3000 |  | 1 |  |  | 0.97 |  | Outside | side of home
NJSTRE1545586955 |  | Transition Incentive Program | Millville | 8332 | 20 | 19.04 | Residential | Yes | Behind the Meter | Net-metered residential rooftop and canopy |  | None | Trinity Solar | AC Electric | Accepted | 2020-09-15 | 2020-09-17 | 2021-10-30 | Solar Edge | SE11400 | Inverters | 11400 |  | 1 |  |  | 0.97 |  | Outside | side of home
NJSTRE1545586955 |  | Transition Incentive Program | Millville | 8332 | 20 | 19.04 | Residential | Yes | Behind the Meter | Net-metered residential rooftop and canopy |  | None | Trinity Solar | AC Electric | Accepted | 2020-09-15 | 2020-09-17 | 2021-10-30 | Hanwha | Q.PEAK DUO BLK-G6 340 | Solar Panels |  | 0.34 | 12 | 213 | 9 |  | Fixed | Roof
NJSTRE1545586955 |  | Transition Incentive Program | Millville | 8332 | 20 | 19.04 | Residential | Yes | Behind the Meter | Net-metered residential rooftop and canopy |  | None | Trinity Solar | AC Electric | Accepted | 2020-09-15 | 2020-09-17 | 2021-10-30 | Hanwha | Q.PEAK DUO BLK-G6 340 | Solar Panels |  | 0.34 | 18 | 213 | 27 |  | Fixed | Roof
NJSTRE1545586955 |  | Transition Incentive Program | Millville | 8332 | 20 | 19.04 | Residential | Yes | Behind the Meter | Net-metered residential rooftop and canopy |  | None | Trinity Solar | AC Electric | Accepted | 2020-09-15 | 2020-09-17 | 2021-10-30 | Hanwha | Q.PEAK DUO BLK-G6 340 | Solar Panels |  | 0.34 | 26 | 213 | 18 |  | Fixed | Roof
NJSTRE1545586956 |  | Transition Incentive Program | Bellmawr | 8031 | 14 | 7.15 | Residential | No | Behind the Meter | Net-metered residential rooftop and canopy |  | None | SunnyMac LLC | PSE&G | Accepted | 2020-09-15 | 2020-09-17 | 2021-10-30 | Solaredge | SE6000H-US | Inverters | 6000 |  | 1 |  |  | 0.99 |  | Outdoor | Next to Meter
NJSTRE1545586956 |  | Transition Incentive Program | Bellmawr | 8031 | 14 | 7.15 | Residential | No | Behind the Meter | Net-metered residential rooftop and canopy |  | None | SunnyMac LLC | PSE&G | Accepted | 2020-09-15 | 2020-09-17 | 2021-10-30 | REC | TwinPeak 2 Mono | Solar Panels |  | 0.325 | 22 | 158 | 23 |  | Fixed | Roof
NJSTRE1545586962 |  | Transition Incentive Program | Tuckerton | 8087 | 18 | 3.4 | Residential | Yes | Behind the Meter | Net-metered residential rooftop and canopy |  | None | Trinity Solar | AC Electric | Accepted | 2020-09-15 | 2020-09-17 | 2021-10-30 | SOLAR EDGE | SE3000H-US | Inverters | 3000 |  | 1 |  |  | 0.97 |  | Outside | SIDE OF HOME
NJSTRE1545586962 |  | Transition Incentive Program | Tuckerton | 8087 | 18 | 3.4 | Residential | Yes | Behind the Meter | Net-metered residential rooftop and canopy |  | None | Trinity Solar | AC Electric | Accepted | 2020-09-15 | 2020-09-17 | 2021-10-30 | HANWHA 340 (Q.PEAK DUO BLK-G6 340) | HANWHA 340 (Q.PEAK DUO BLK-G6 340) | Solar Panels |  | 0.34 | 10 | 162 | 16 |  | Fixed | Roof
NJSTRE1545586969 |  | Transition Incentive Program | Bloomfield | 7003 | 9 | 5.1 | Residential | Yes | Behind the Meter | Net-metered residential rooftop and canopy |  | None | Trinity Solar | PSE&G | Accepted | 2020-09-15 | 2020-09-17 | 2021-10-30 | Solar Edge | SE3800H-US | Inverters | 3800 |  | 1 |  |  | 0.97 |  | Outside | side of home
NJSTRE1545586969 |  | Transition Incentive Program | Bloomfield | 7003 | 9 | 5.1 | Residential | Yes | Behind the Meter | Net-metered residential rooftop and canopy |  | None | Trinity Solar | PSE&G | Accepted | 2020-09-15 | 2020-09-17 | 2021-10-30 | Hanwha 340 | Q.PEAK DUO BLK-G6 340 | Solar Panels |  | 0.34 | 15 | 187 | 27 |  | Fixed | Roof
NJSTRE1545586971 |  | Transition Incentive Program | Paulsboro | 8066 | 15 | 9.75 | Residential | Yes | Behind the Meter | Net-metered residential rooftop and canopy |  | None | Vivint Solar Developer, LLC | AC Electric | Accepted | 2020-09-19 | 2020-09-21 | 2021-10-30 | Solar Edge | SE7600H-US | Inverters | 7600 |  | 1 |  |  | 0.992 |  | Outdoor | Near the Utility Meter
NJSTRE1545586971 |  | Transition Incentive Program | Paulsboro | 8066 | 15 | 9.75 | Residential | Yes | Behind the Meter | Net-metered residential rooftop and canopy |  | None | Vivint Solar Developer, LLC | AC Electric | Accepted | 2020-09-19 | 2020-09-21 | 2021-10-30 | JINKO SOLAR | JKM325M-60HBL | Solar Panels |  | 0.325 | 16 | 277 | 23 |  | Fixed | Roof
NJSTRE1545586971 |  | Transition Incentive Program | Paulsboro | 8066 | 15 | 9.75 | Residential | Yes | Behind the Meter | Net-metered residential rooftop and canopy |  | None | Vivint Solar Developer, LLC | AC Electric | Accepted | 2020-09-19 | 2020-09-21 | 2021-10-30 | JINKO SOLAR | JKM325M-60HBL | Solar Panels |  | 0.325 | 14 | 97 | 23 |  | Fixed | Roof
NJSTRE1545586976 |  | Transition Incentive Program | North Brunswick | 8902 | 11 | 9.28 | Residential | No | Behind the Meter | Net-metered residential rooftop and canopy |  | None | New Jersey Suntech | PSE&G | Accepted | 2020-09-15 | 2020-09-17 | 2021-10-30 | Solafedge | SE7600-US | Inverters | 7600 |  | 1 |  |  | 0.98 |  | Outside | Side of house
NJSTRE1545586976 |  | Transition Incentive Program | North Brunswick | 8902 | 11 | 9.28 | Residential | No | Behind the Meter | Net-metered residential rooftop and canopy |  | None | New Jersey Suntech | PSE&G | Accepted | 2020-09-15 | 2020-09-17 | 2021-10-30 | Jinko | JKM320M | Solar Panels |  | 0.32 | 3 | 321 | 10 |  | Fixed | Roof
NJSTRE1545586976 |  | Transition Incentive Program | North Brunswick | 8902 | 11 | 9.28 | Residential | No | Behind the Meter | Net-metered residential rooftop and canopy |  | None | New Jersey Suntech | PSE&G | Accepted | 2020-09-15 | 2020-09-17 | 2021-10-30 | Jinko | JKM320M | Solar Panels |  | 0.32 | 8 | 137 | 18 |  | Fixed | Roof
NJSTRE1545586976 |  | Transition Incentive Program | North Brunswick | 8902 | 11 | 9.28 | Residential | No | Behind the Meter | Net-metered residential rooftop and canopy |  | None | New Jersey Suntech | PSE&G | Accepted | 2020-09-15 | 2020-09-17 | 2021-10-30 | Jinko | JKM320M | Solar Panels |  | 0.32 | 6 | 231 | 10 |  | Fixed | Roof
NJSTRE1545586976 |  | Transition Incentive Program | North Brunswick | 8902 | 11 | 9.28 | Residential | No | Behind the Meter | Net-metered residential rooftop and canopy |  | None | New Jersey Suntech | PSE&G | Accepted | 2020-09-15 | 2020-09-17 | 2021-10-30 | Jinko | JKM320M | Solar Panels |  | 0.32 | 6 | 52 | 10 |  | Fixed | Roof
NJSTRE1545586976 |  | Transition Incentive Program | North Brunswick | 8902 | 11 | 9.28 | Residential | No | Behind the Meter | Net-metered residential rooftop and canopy |  | None | New Jersey Suntech | PSE&G | Accepted | 2020-09-15 | 2020-09-17 | 2021-10-30 | Jinko | JKM320M | Solar Panels |  | 0.32 | 3 | 57 | 18 |  | Fixed | Roof
NJSTRE1545586976 |  | Transition Incentive Program | North Brunswick | 8902 | 11 | 9.28 | Residential | No | Behind the Meter | Net-metered residential rooftop and canopy |  | None | New Jersey Suntech | PSE&G | Accepted | 2020-09-15 | 2020-09-17 | 2021-10-30 | Jinko | JKM320M | Solar Panels |  | 0.32 | 3 | 141 | 10 |  | Fixed | Roof
NJSTRE1545586984 |  | Transition Incentive Program | Clementon | 8021 | 14 | 6.8 | Residential | No | Behind the Meter | Net-metered residential rooftop and canopy |  | None | Trinity Solar | AC Electric | Accepted | 2020-09-15 | 2020-09-17 | 2021-10-30 | Solar Edge | SE6000 | Inverters | 6000 |  | 1 |  |  | 0.97 |  | Outside | side of home
NJSTRE1545586984 |  | Transition Incentive Program | Clementon | 8021 | 14 | 6.8 | Residential | No | Behind the Meter | Net-metered residential rooftop and canopy |  | None | Trinity Solar | AC Electric | Accepted | 2020-09-15 | 2020-09-17 | 2021-10-30 | Hanwha | Q.PEAK DUO BLK-G6 340 | Solar Panels |  | 0.34 | 6 | 122 | 40 |  | Fixed | Roof
NJSTRE1545586984 |  | Transition Incentive Program | Clementon | 8021 | 14 | 6.8 | Residential | No | Behind the Meter | Net-metered residential rooftop and canopy |  | None | Trinity Solar | AC Electric | Accepted | 2020-09-15 | 2020-09-17 | 2021-10-30 | Hanwha | Q.PEAK DUO BLK-G6 340 | Solar Panels |  | 0.34 | 8 | 301 | 27 |  | Fixed | Roof
NJSTRE1545586984 |  | Transition Incentive Program | Clementon | 8021 | 14 | 6.8 | Residential | No | Behind the Meter | Net-metered residential rooftop and canopy |  | None | Trinity Solar | AC Electric | Accepted | 2020-09-15 | 2020-09-17 | 2021-10-30 | Hanwha | Q.PEAK DUO BLK-G6 340 | Solar Panels |  | 0.34 | 6 | 302 | 40 |  | Fixed | Roof
NJSTRE1545586985 |  | Transition Incentive Program | Egg Harbor Township | 8234 | 19 | 12.03 | Residential | Yes | Behind the Meter | Net-metered residential rooftop and canopy |  | None | Sun Up Zero Down | AC Electric | Accepted | 2020-09-15 | 2020-09-17 | 2021-10-30 | enphase | X-IQ-AM1-240-3 | Meters |  |  | 1 |  |  |  | Yes | Outdoor
NJSTRE1545586985 |  | Transition Incentive Program | Egg Harbor Township | 8234 | 19 | 12.03 | Residential | Yes | Behind the Meter | Net-metered residential rooftop and canopy |  | None | Sun Up Zero Down | AC Electric | Accepted | 2020-09-15 | 2020-09-17 | 2021-10-30 | Enphase | IQ7-60-2-US | Inverters | 240 |  | 37 |  |  | 0.976 |  | Outside | behind panel
NJSTRE1545586985 |  | Transition Incentive Program | Egg Harbor Township | 8234 | 19 | 12.03 | Residential | Yes | Behind the Meter | Net-metered residential rooftop and canopy |  | None | Sun Up Zero Down | AC Electric | Accepted | 2020-09-15 | 2020-09-17 | 2021-10-30 | trina | TSM-DD06M.05(II) 325 | Solar Panels |  | 0.325 | 10 | 290 | 23 |  | Fixed | Roof
NJSTRE1545586985 |  | Transition Incentive Program | Egg Harbor Township | 8234 | 19 | 12.03 | Residential | Yes | Behind the Meter | Net-metered residential rooftop and canopy |  | None | Sun Up Zero Down | AC Electric | Accepted | 2020-09-15 | 2020-09-17 | 2021-10-30 | Trina | TSM-DD06M.05(II) 325 | Solar Panels |  | 0.325 | 27 | 110 | 20 |  | Fixed | Roof
NJSTRE1545586996 |  | Transition Incentive Program | East Windsor | 8520 | 12 | 4.55 | Residential | Yes | Behind the Meter | Net-metered residential rooftop and canopy |  | None | Pro Custom Solar dba Momentum Solar | JCP&L | Accepted | 2020-09-15 | 2020-09-17 | 2021-10-30 | Enphase | IQ7Plus-72-2-US | Inverters | 290 |  | 13 |  |  | 0.97 |  | Outdoor | Roof
NJSTRE1545586996 |  | Transition Incentive Program | East Windsor | 8520 | 12 | 4.55 | Residential | Yes | Behind the Meter | Net-metered residential rooftop and canopy |  | None | Pro Custom Solar dba Momentum Solar | JCP&L | Accepted | 2020-09-15 | 2020-09-17 | 2021-10-30 | LG ELECTRONICS | LG 350N1C-V5 | Solar Panels |  | 0.35 | 4 | 217 | 23 |  | Fixed | Roof
NJSTRE1545586996 |  | Transition Incentive Program | East Windsor | 8520 | 12 | 4.55 | Residential | Yes | Behind the Meter | Net-metered residential rooftop and canopy |  | None | Pro Custom Solar dba Momentum Solar | JCP&L | Accepted | 2020-09-15 | 2020-09-17 | 2021-10-30 | LG ELECTRONICS | LG 350N1C-V5 | Solar Panels |  | 0.35 | 9 | 36 | 18 |  | Fixed | Roof
NJSTRE1545586999 |  | Transition Incentive Program | LINWOOD | 8221 | 19 | 3.9 | Residential | Yes | Behind the Meter | Net-metered residential rooftop and canopy |  | None | Vivint Solar Developer, LLC | AC Electric | Accepted | 2020-09-19 | 2020-09-21 | 2021-10-30 | Solar Edge | SE3800H-US | Inverters | 3800 |  | 1 |  |  | 0.992 |  | Outdoor | Near the Utility Meter
NJSTRE1545586999 |  | Transition Incentive Program | LINWOOD | 8221 | 19 | 3.9 | Residential | Yes | Behind the Meter | Net-metered residential rooftop and canopy |  | None | Vivint Solar Developer, LLC | AC Electric | Accepted | 2020-09-19 | 2020-09-21 | 2021-10-30 | JINKO SOLAR | JKM325M-60HBL | Solar Panels |  | 0.325 | 12 | 191 | 23 |  | Fixed | Roof
NJSTRE1545587006 |  | Transition Incentive Program | Jersey City | 7306 | 8 | 3.4 | Residential | Yes | Behind the Meter | Net-metered residential rooftop and canopy |  | None | Trinity Solar | PSE&G | Accepted | 2020-09-15 | 2020-09-17 | 2021-10-30 | Solar Edge | SE3000H-US | Inverters | 3000 |  | 1 |  |  | 0.97 |  | Outside | side of home
NJSTRE1545587006 |  | Transition Incentive Program | Jersey City | 7306 | 8 | 3.4 | Residential | Yes | Behind the Meter | Net-metered residential rooftop and canopy |  | None | Trinity Solar | PSE&G | Accepted | 2020-09-15 | 2020-09-17 | 2021-10-30 | Hanwha 340 | Q.PEAK DUO BLK-G6 340 | Solar Panels |  | 0.34 | 10 | 205 | 27 |  | Fixed | Roof
NJSTRE1545587042 |  | Transition Incentive Program | Fort Lee | 7605 | 7 | 5.78 | Residential | Yes | Behind the Meter | Net-metered residential rooftop and canopy |  | None | Trinity Solar | PSE&G | Accepted | 2020-09-15 | 2020-09-17 | 2021-10-30 | SOLAR EDGE | SE5000H-US | Inverters | 5000 |  | 1 |  |  | 0.97 |  | Outdoor | SIDE OF HOME
NJSTRE1545587042 |  | Transition Incentive Program | Fort Lee | 7605 | 7 | 5.78 | Residential | Yes | Behind the Meter | Net-metered residential rooftop and canopy |  | None | Trinity Solar | PSE&G | Accepted | 2020-09-15 | 2020-09-17 | 2021-10-30 | HANWHA 335 (Q.PEAK DUO BLK-G6 335) | HANWHA 335 (Q.PEAK DUO BLK-G6 335) | Solar Panels |  | 0.34 | 12 | 307 | 14 |  | Fixed | Roof
NJSTRE1545587042 |  | Transition Incentive Program | Fort Lee | 7605 | 7 | 5.78 | Residential | Yes | Behind the Meter | Net-metered residential rooftop and canopy |  | None | Trinity Solar | PSE&G | Accepted | 2020-09-15 | 2020-09-17 | 2021-10-30 | HANWHA 335 (Q.PEAK DUO BLK-G6 335) | HANWHA 335 (Q.PEAK DUO BLK-G6 335) | Solar Panels |  | 0.34 | 5 | 127 | 37 |  | Fixed | Roof
NJSTRE1545587044 |  | Transition Incentive Program | Matawan | 7747 | 17 | 4.2 | Residential | Yes | Behind the Meter | Net-metered residential rooftop and canopy |  | None | Pro Custom Solar dba Momentum Solar | JCP&L | Accepted | 2020-09-15 | 2020-09-17 | 2021-10-30 | Enphase | IQ7Plus-72-2-US | Inverters | 290 |  | 12 |  |  | 0.97 |  | Outdoor | Roof
NJSTRE1545587044 |  | Transition Incentive Program | Matawan | 7747 | 17 | 4.2 | Residential | Yes | Behind the Meter | Net-metered residential rooftop and canopy |  | None | Pro Custom Solar dba Momentum Solar | JCP&L | Accepted | 2020-09-15 | 2020-09-17 | 2021-10-30 | LG ELECTRONICS | LG 350N1C-V5 | Solar Panels |  | 0.35 | 12 | 198 | 27 |  | Fixed | Roof
NJSTRE1545587095 |  | Transition Incentive Program | JERSEY CITY | 7305 | 8 | 7.15 | Residential | Yes | Behind the Meter | Net-metered residential rooftop and canopy |  | None | Vivint Solar Developer, LLC | PSE&G | Accepted | 2020-09-19 | 2020-09-21 | 2021-10-30 | Solar Edge | SE7600H-US | Inverters | 7600 |  | 1 |  |  | 0.992 |  | Outdoor | Near the Utility Meter
NJSTRE1545587095 |  | Transition Incentive Program | JERSEY CITY | 7305 | 8 | 7.15 | Residential | Yes | Behind the Meter | Net-metered residential rooftop and canopy |  | None | Vivint Solar Developer, LLC | PSE&G | Accepted | 2020-09-19 | 2020-09-21 | 2021-10-30 | JINKO SOLAR | JKM325M-60HBL | Solar Panels |  | 0.325 | 2 | 130 | 11 |  | Fixed | Roof
NJSTRE1545587095 |  | Transition Incentive Program | JERSEY CITY | 7305 | 8 | 7.15 | Residential | Yes | Behind the Meter | Net-metered residential rooftop and canopy |  | None | Vivint Solar Developer, LLC | PSE&G | Accepted | 2020-09-19 | 2020-09-21 | 2021-10-30 | JINKO SOLAR | JKM325M-60HBL | Solar Panels |  | 0.325 | 8 | 130 | 4 |  | Fixed | Roof
NJSTRE1545587095 |  | Transition Incentive Program | JERSEY CITY | 7305 | 8 | 7.15 | Residential | Yes | Behind the Meter | Net-metered residential rooftop and canopy |  | None | Vivint Solar Developer, LLC | PSE&G | Accepted | 2020-09-19 | 2020-09-21 | 2021-10-30 | JINKO SOLAR | JKM325M-60HBL | Solar Panels |  | 0.325 | 4 | 310 | 13 |  | Fixed | Roof
NJSTRE1545587095 |  | Transition Incentive Program | JERSEY CITY | 7305 | 8 | 7.15 | Residential | Yes | Behind the Meter | Net-metered residential rooftop and canopy |  | None | Vivint Solar Developer, LLC | PSE&G | Accepted | 2020-09-19 | 2020-09-21 | 2021-10-30 | JINKO SOLAR | JKM325M-60HBL | Solar Panels |  | 0.325 | 8 | 309 | 4 |  | Fixed | Roof
NJSTRE1545587281 |  | Transition Incentive Program | Ewing | 8638 | 12 | 7.2 | Residential | No | Behind the Meter | Net-metered residential rooftop and canopy |  | None | Public Service Solar | PSE&G | Accepted | 2020-09-16 | 2020-09-17 | 2021-10-30 | Enphase | IQ7 | Inverters | 0.29 |  | 20 |  |  | 0.96 |  | Outdoor | Roof mounted - under panels
NJSTRE1545587281 |  | Transition Incentive Program | Ewing | 8638 | 12 | 7.2 | Residential | No | Behind the Meter | Net-metered residential rooftop and canopy |  | None | Public Service Solar | PSE&G | Accepted | 2020-09-16 | 2020-09-17 | 2021-10-30 | LG | 360Q1K-V5 | Solar Panels |  | 0.36 | 20 | 152 | 18 |  | Fixed | Roof
NJSTRE1545587309 |  | Transition Incentive Program | Long Branch | 7740 | 17 | 6.1 | Residential | No | Behind the Meter | Net-metered residential rooftop and canopy |  | None | Sunrun Installation Services, Inc. | JCP&L | Accepted | 2020-09-15 | 2020-09-17 | 2021-10-30 | Enphase Energy | IQ7-60-x-US (240V) | Inverters | 240 |  | 20 |  |  | 0.96 |  | Outdoor | Rooftop
NJSTRE1545587309 |  | Transition Incentive Program | Long Branch | 7740 | 17 | 6.1 | Residential | No | Behind the Meter | Net-metered residential rooftop and canopy |  | None | Sunrun Installation Services, Inc. | JCP&L | Accepted | 2020-09-15 | 2020-09-17 | 2021-10-30 | LONGi Green Energy Technology Co Ltd | LR6-60HPB-305M | Solar Panels |  | 0.305 | 18 | 210 | 25 |  | Fixed | Roof
NJSTRE1545587309 |  | Transition Incentive Program | Long Branch | 7740 | 17 | 6.1 | Residential | No | Behind the Meter | Net-metered residential rooftop and canopy |  | None | Sunrun Installation Services, Inc. | JCP&L | Accepted | 2020-09-15 | 2020-09-17 | 2021-10-30 | LONGi Green Energy Technology Co Ltd | LR6-60HPB-305M | Solar Panels |  | 0.305 | 2 | 122 | 27 |  | Fixed | Roof
NJSTRE1545587313 |  | Transition Incentive Program | Pleasantville | 8232 | 19 | 9.92 | Residential | Yes | Behind the Meter | Net-metered residential rooftop and canopy |  | None | Acos Energy, LLC | AC Electric | Accepted | 2020-09-15 | 2020-09-18 | 2021-10-30 | Enphase | IQ7 | Inverters | 0.24 |  | 31 |  |  | 0.97 |  | Outside | roof
NJSTRE1545587313 |  | Transition Incentive Program | Pleasantville | 8232 | 19 | 9.92 | Residential | Yes | Behind the Meter | Net-metered residential rooftop and canopy |  | None | Acos Energy, LLC | AC Electric | Accepted | 2020-09-15 | 2020-09-18 | 2021-10-30 | Trina | TSM-DD06M05II | Solar Panels |  | 0.32 | 31 | 116 | 28 |  | Fixed | Roof
NJSTRE1545587316 |  | Transition Incentive Program | Saddle River | 7458 | 7 | 16.32 | Residential | Yes | Behind the Meter | Net-metered residential rooftop and canopy |  | None | Tesla Energy Operations Inc. | Orange Rockland Electric | Accepted | 2020-09-15 | 2020-09-17 | 2021-10-30 | Tesla | AC Powerwall 2.0 | Electric Storage Battery |  |  | 4 |  |  |  | Lithium Ion |  | Inside
NJSTRE1545587316 |  | Transition Incentive Program | Saddle River | 7458 | 7 | 16.32 | Residential | Yes | Behind the Meter | Net-metered residential rooftop and canopy |  | None | Tesla Energy Operations Inc. | Orange Rockland Electric | Accepted | 2020-09-15 | 2020-09-17 | 2021-10-30 | SolarEdge Technologies | SE7600H-US [240V] | Inverters | 7600 |  | 2 |  |  | 0.99 |  | Outside | Outside
NJSTRE1545587316 |  | Transition Incentive Program | Saddle River | 7458 | 7 | 16.32 | Residential | Yes | Behind the Meter | Net-metered residential rooftop and canopy |  | None | Tesla Energy Operations Inc. | Orange Rockland Electric | Accepted | 2020-09-15 | 2020-09-17 | 2021-10-30 | Hanwha Q-CELLS | Q.Peak DUO BLK-G6+ 340 | Solar Panels |  | 0.34 | 6 | 87 | 28 |  | Fixed | Roof
NJSTRE1545587316 |  | Transition Incentive Program | Saddle River | 7458 | 7 | 16.32 | Residential | Yes | Behind the Meter | Net-metered residential rooftop and canopy |  | None | Tesla Energy Operations Inc. | Orange Rockland Electric | Accepted | 2020-09-15 | 2020-09-17 | 2021-10-30 | Hanwha Q-CELLS | Q.Peak DUO BLK-G6+ 340 | Solar Panels |  | 0.34 | 38 | 87 | 27 |  | Fixed | Roof
NJSTRE1545587316 |  | Transition Incentive Program | Saddle River | 7458 | 7 | 16.32 | Residential | Yes | Behind the Meter | Net-metered residential rooftop and canopy |  | None | Tesla Energy Operations Inc. | Orange Rockland Electric | Accepted | 2020-09-15 | 2020-09-17 | 2021-10-30 | Hanwha Q-CELLS | Q.Peak DUO BLK-G6+ 340 | Solar Panels |  | 0.34 | 4 | 177 | 28 |  | Fixed | Roof
NJSTRE1545587319 |  | Transition Incentive Program | Pleasantville | 8232 | 19 | 7.82 | Residential | No | Behind the Meter | Net-metered residential rooftop and canopy |  | None | Castle Energy, LLC | AC Electric | Accepted | 2020-09-15 | 2020-09-17 | 2021-10-30 | Enphase Energy | IQ7-60-2-US | Inverters | 240 |  | 23 |  |  | 0.967 |  | Outdoor | on the rooftop under each solar panel
NJSTRE1545587319 |  | Transition Incentive Program | Pleasantville | 8232 | 19 | 7.82 | Residential | No | Behind the Meter | Net-metered residential rooftop and canopy |  | None | Castle Energy, LLC | AC Electric | Accepted | 2020-09-15 | 2020-09-17 | 2021-10-30 | Hanwha Q-Cells | Q.Peak DUO BLK-G6 340 | Solar Panels |  | 0.34 | 23 | 206 | 20 |  | Fixed | Roof
NJSTRE1545587327 |  | Transition Incentive Program | Lakehurst | 8733 | 18 | 8.12 | Residential | Yes | Behind the Meter | Net-metered residential rooftop and canopy |  | None | Freedom Forever New Jersey, LLC | JCP&L | Accepted | 2020-10-05 | 2020-10-05 | 2021-10-30 | Milbank | U5929-XL-INS | Meters |  |  | 1 |  |  |  | Yes | Outdoor
NJSTRE1545587327 |  | Transition Incentive Program | Lakehurst | 8733 | 18 | 8.12 | Residential | Yes | Behind the Meter | Net-metered residential rooftop and canopy |  | None | Freedom Forever New Jersey, LLC | JCP&L | Accepted | 2020-10-05 | 2020-10-05 | 2021-10-30 | Solar Edge | SE7600H-US [SI1] RGM | Inverters | 32 |  | 1 |  |  | 0.99 |  | Outdoor | N/A
NJSTRE1545587327 |  | Transition Incentive Program | Lakehurst | 8733 | 18 | 8.12 | Residential | Yes | Behind the Meter | Net-metered residential rooftop and canopy |  | None | Freedom Forever New Jersey, LLC | JCP&L | Accepted | 2020-10-05 | 2020-10-05 | 2021-10-30 | Hanwha Qcell | Q.PLUS BFR-G4.1- 290 | Solar Panels |  | 0.29 | 19 | 274 | 20 |  | Fixed | Roof | Roof
NJSTRE1545587327 |  | Transition Incentive Program | Lakehurst | 8733 | 18 | 8.12 | Residential | Yes | Behind the Meter | Net-metered residential rooftop and canopy |  | None | Freedom Forever New Jersey, LLC | JCP&L | Accepted | 2020-10-05 | 2020-10-05 | 2021-10-30 | Hanwha Qcell | Q.PLUS BFR-G4.1- 290 | Solar Panels |  | 0.29 | 9 | 94 | 20 |  | Fixed | Roof | Roof
NJSTRE1545587333 |  | Transition Incentive Program | MYSTIC ISLANDS | 8087 | 18 | 4.36 | Residential | No | Behind the Meter | Net-metered residential rooftop and canopy |  | None | Public Service Solar | AC Electric | Accepted | 2020-09-15 | 2020-09-17 | 2021-10-30 | Enphase | iQ7+ | Inverters | 0.24 |  | 13 |  |  | 0.96 |  | Outdoor | roof mount under panels
NJSTRE1545587333 |  | Transition Incentive Program | MYSTIC ISLANDS | 8087 | 18 | 4.36 | Residential | No | Behind the Meter | Net-metered residential rooftop and canopy |  | None | Public Service Solar | AC Electric | Accepted | 2020-09-15 | 2020-09-17 | 2021-10-30 | LG | N1K-V5 | Solar Panels |  | 0.335 | 13 | 112 | 26 |  | Fixed | Roof
NJSTRE1545587335 |  | Transition Incentive Program | Williamstown | 8094 | 15 | 13.65 | Residential | Yes | Behind the Meter | Net-metered residential rooftop and canopy |  | None | Sun Up Zero Down | AC Electric | Accepted | 2020-09-15 | 2020-09-17 | 2021-10-30 | Enphase | X-IQ-AM1-240-3 | Meters |  |  | 1 |  |  |  | Yes | Outdoor
NJSTRE1545587335 |  | Transition Incentive Program | Williamstown | 8094 | 15 | 13.65 | Residential | Yes | Behind the Meter | Net-metered residential rooftop and canopy |  | None | Sun Up Zero Down | AC Electric | Accepted | 2020-09-15 | 2020-09-17 | 2021-10-30 | Enphase | IQ7-60-2-US | Inverters | 240 |  | 42 |  |  | 0.976 |  | Outside | behind panel
NJSTRE1545587335 |  | Transition Incentive Program | Williamstown | 8094 | 15 | 13.65 | Residential | Yes | Behind the Meter | Net-metered residential rooftop and canopy |  | None | Sun Up Zero Down | AC Electric | Accepted | 2020-09-15 | 2020-09-17 | 2021-10-30 | Trina | TSM-DD06M.05(II) 325 | Solar Panels |  | 0.325 | 42 | 120 | 18 |  | Fixed | Roof
NJSTRE1545587339 |  | Transition Incentive Program | Hopewell | 8525 | 12 | 17.16 | Residential | No | Behind the Meter | Net-metered residential rooftop and canopy |  | None | Sunrun Installation Services, Inc. | JCP&L | Accepted | 2020-09-15 | 2020-09-17 | 2021-10-30 | Tesla | Powerwall 2 AC | Electric Storage Battery |  |  | 2 |  |  |  | Lithium Ion |  | outside
NJSTRE1545587339 |  | Transition Incentive Program | Hopewell | 8525 | 12 | 17.16 | Residential | No | Behind the Meter | Net-metered residential rooftop and canopy |  | None | Sunrun Installation Services, Inc. | JCP&L | Accepted | 2020-09-15 | 2020-09-17 | 2021-10-30 | Enphase Energy | IQ7-60-x-US (240V) | Inverters | 240 |  | 52 |  |  | 0.96 |  | Outdoor | Rooftop
NJSTRE1545587339 |  | Transition Incentive Program | Hopewell | 8525 | 12 | 17.16 | Residential | No | Behind the Meter | Net-metered residential rooftop and canopy |  | None | Sunrun Installation Services, Inc. | JCP&L | Accepted | 2020-09-15 | 2020-09-17 | 2021-10-30 | LG Electronics | LG330N1C-A5 | Solar Panels |  | 0.33 | 27 | 212 | 37 |  | Fixed | Roof
NJSTRE1545587339 |  | Transition Incentive Program | Hopewell | 8525 | 12 | 17.16 | Residential | No | Behind the Meter | Net-metered residential rooftop and canopy |  | None | Sunrun Installation Services, Inc. | JCP&L | Accepted | 2020-09-15 | 2020-09-17 | 2021-10-30 | LG Electronics | LG330N1C-A5 | Solar Panels |  | 0.33 | 25 | 122 | 37 |  | Fixed | Roof
NJSTRE1545587345 |  | Transition Incentive Program | Woodbridge | 7095 | 11 | 11.2 | Residential | No | Behind the Meter | Net-metered residential rooftop and canopy |  | None | Pro Custom Solar dba Momentum Solar | PSE&G | Accepted | 2020-09-15 | 2020-09-17 | 2021-10-30 | Enphase | IQ7Plus-72-2-US | Inverters | 290 |  | 32 |  |  | 0.97 |  | Outdoor | Roof
NJSTRE1545587345 |  | Transition Incentive Program | Woodbridge | 7095 | 11 | 11.2 | Residential | No | Behind the Meter | Net-metered residential rooftop and canopy |  | None | Pro Custom Solar dba Momentum Solar | PSE&G | Accepted | 2020-09-15 | 2020-09-17 | 2021-10-30 | LG ELECTRONICS | LG 350N1C-V5 | Solar Panels |  | 0.35 | 11 | 177 | 19 |  | Fixed | Roof
NJSTRE1545587345 |  | Transition Incentive Program | Woodbridge | 7095 | 11 | 11.2 | Residential | No | Behind the Meter | Net-metered residential rooftop and canopy |  | None | Pro Custom Solar dba Momentum Solar | PSE&G | Accepted | 2020-09-15 | 2020-09-17 | 2021-10-30 | LG ELECTRONICS | LG 350N1C-V5 | Solar Panels |  | 0.35 | 9 | 87 | 19 |  | Fixed | Roof
NJSTRE1545587345 |  | Transition Incentive Program | Woodbridge | 7095 | 11 | 11.2 | Residential | No | Behind the Meter | Net-metered residential rooftop and canopy |  | None | Pro Custom Solar dba Momentum Solar | PSE&G | Accepted | 2020-09-15 | 2020-09-17 | 2021-10-30 | LG ELECTRONICS | LG 350N1C-V5 | Solar Panels |  | 0.35 | 12 | 357 | 19 |  | Fixed | Roof
NJSTRE1545587349 |  | Transition Incentive Program | MORRISTOWN | 7960 | 3 | 11.7 | Residential | Yes | Behind the Meter | Net-metered residential rooftop and canopy |  | None | Vivint Solar Developer, LLC | JCP&L | Accepted | 2020-09-19 | 2020-09-21 | 2021-10-30 | Solar Edge | SE7600H-US | Inverters | 7600 |  | 1 |  |  | 0.992 |  | Outdoor | Near the Utility Meter
NJSTRE1545587349 |  | Transition Incentive Program | MORRISTOWN | 7960 | 3 | 11.7 | Residential | Yes | Behind the Meter | Net-metered residential rooftop and canopy |  | None | Vivint Solar Developer, LLC | JCP&L | Accepted | 2020-09-19 | 2020-09-21 | 2021-10-30 | JINKO SOLAR | JKM325M-60HBL | Solar Panels |  | 0.325 | 9 | 304 | 19 |  | Fixed | Roof
NJSTRE1545587349 |  | Transition Incentive Program | MORRISTOWN | 7960 | 3 | 11.7 | Residential | Yes | Behind the Meter | Net-metered residential rooftop and canopy |  | None | Vivint Solar Developer, LLC | JCP&L | Accepted | 2020-09-19 | 2020-09-21 | 2021-10-30 | JINKO SOLAR | JKM325M-60HBL | Solar Panels |  | 0.325 | 9 | 124 | 22 |  | Fixed | Roof
NJSTRE1545587349 |  | Transition Incentive Program | MORRISTOWN | 7960 | 3 | 11.7 | Residential | Yes | Behind the Meter | Net-metered residential rooftop and canopy |  | None | Vivint Solar Developer, LLC | JCP&L | Accepted | 2020-09-19 | 2020-09-21 | 2021-10-30 | JINKO SOLAR | JKM325M-60HBL | Solar Panels |  | 0.325 | 9 | 124 | 19 |  | Fixed | Roof
NJSTRE1545587349 |  | Transition Incentive Program | MORRISTOWN | 7960 | 3 | 11.7 | Residential | Yes | Behind the Meter | Net-metered residential rooftop and canopy |  | None | Vivint Solar Developer, LLC | JCP&L | Accepted | 2020-09-19 | 2020-09-21 | 2021-10-30 | JINKO SOLAR | JKM325M-60HBL | Solar Panels |  | 0.325 | 9 | 304 | 22 |  | Fixed | Roof
NJSTRE1545587364 |  | Transition Incentive Program | Franklin Twp Som | 8873 | 5 | 11.47 | Residential | Yes | Behind the Meter | Net-metered residential rooftop and canopy |  | None | Freedom Forever New Jersey, LLC | PSE&G | Accepted | 2020-10-01 | 2020-10-02 | 2021-10-30 | Solar Edge | SE10000H-US [SI1] RGM | Inverters | 42 |  | 1 |  |  | 0.99 |  | Outdoor | N/A
NJSTRE1545587364 |  | Transition Incentive Program | Franklin Twp Som | 8873 | 5 | 11.47 | Residential | Yes | Behind the Meter | Net-metered residential rooftop and canopy |  | None | Freedom Forever New Jersey, LLC | PSE&G | Accepted | 2020-10-01 | 2020-10-02 | 2021-10-30 | Rec Solar | REC310TP2M | Solar Panels |  | 0.31 | 24 | 63 | 23 |  | Fixed | Roof | Roof
NJSTRE1545587364 |  | Transition Incentive Program | Franklin Twp Som | 8873 | 5 | 11.47 | Residential | Yes | Behind the Meter | Net-metered residential rooftop and canopy |  | None | Freedom Forever New Jersey, LLC | PSE&G | Accepted | 2020-10-01 | 2020-10-02 | 2021-10-30 | Rec Solar | REC310TP2M | Solar Panels |  | 0.31 | 13 | 243 | 23 |  | Fixed | Roof | Roof
NJSTRE1545587365 |  | Transition Incentive Program | Elizabeth | 7208 | 10 | 30.8 | Residential | Yes | Behind the Meter | Net-metered residential rooftop and canopy |  | None | Pro Custom Solar dba Momentum Solar | PSE&G | Accepted | 2020-09-15 | 2020-09-17 | 2021-10-30 | Enphase | IQ7PLUS-72-2-US | Inverters | 290 |  | 88 |  |  | 0.97 |  | Outdoor | Roof
NJSTRE1545587365 |  | Transition Incentive Program | Elizabeth | 7208 | 10 | 30.8 | Residential | Yes | Behind the Meter | Net-metered residential rooftop and canopy |  | None | Pro Custom Solar dba Momentum Solar | PSE&G | Accepted | 2020-09-15 | 2020-09-17 | 2021-10-30 | LG | LG 350N1C-V5 | Solar Panels |  | 0.35 | 81 | 241 | 15 |  | Fixed | Roof
NJSTRE1545587365 |  | Transition Incentive Program | Elizabeth | 7208 | 10 | 30.8 | Residential | Yes | Behind the Meter | Net-metered residential rooftop and canopy |  | None | Pro Custom Solar dba Momentum Solar | PSE&G | Accepted | 2020-09-15 | 2020-09-17 | 2021-10-30 | LG | LG 350N1C-V5 | Solar Panels |  | 0.35 | 7 | 152 | 15 |  | Fixed | Roof
NJSTRE1545587369 |  | Transition Incentive Program | Neptune City | 7753 | 17 | 5.49 | Residential | Yes | Behind the Meter | Net-metered residential rooftop and canopy |  | None | Sunrun Installation Services, Inc. | JCP&L | Accepted | 2020-09-15 | 2020-09-17 | 2021-10-30 | Tesla | Powerwall 2 AC | Electric Storage Battery |  |  | 2 |  |  |  | Lithium Ion |  | outside
NJSTRE1545587369 |  | Transition Incentive Program | Neptune City | 7753 | 17 | 5.49 | Residential | Yes | Behind the Meter | Net-metered residential rooftop and canopy |  | None | Sunrun Installation Services, Inc. | JCP&L | Accepted | 2020-09-15 | 2020-09-17 | 2021-10-30 | Enphase Energy | IQ7-60-x-US (240V) | Inverters | 240 |  | 18 |  |  | 0.96 |  | Outdoor | Rooftop
NJSTRE1545587369 |  | Transition Incentive Program | Neptune City | 7753 | 17 | 5.49 | Residential | Yes | Behind the Meter | Net-metered residential rooftop and canopy |  | None | Sunrun Installation Services, Inc. | JCP&L | Accepted | 2020-09-15 | 2020-09-17 | 2021-10-30 | LONGi Green Energy Technology Co Ltd | LR6-60HPB-305M | Solar Panels |  | 0.305 | 7 | 124 | 23 |  | Fixed | Roof
NJSTRE1545587369 |  | Transition Incentive Program | Neptune City | 7753 | 17 | 5.49 | Residential | Yes | Behind the Meter | Net-metered residential rooftop and canopy |  | None | Sunrun Installation Services, Inc. | JCP&L | Accepted | 2020-09-15 | 2020-09-17 | 2021-10-30 | LONGi Green Energy Technology Co Ltd | LR6-60HPB-305M | Solar Panels |  | 0.305 | 6 | 214 | 23 |  | Fixed | Roof
NJSTRE1545587369 |  | Transition Incentive Program | Neptune City | 7753 | 17 | 5.49 | Residential | Yes | Behind the Meter | Net-metered residential rooftop and canopy |  | None | Sunrun Installation Services, Inc. | JCP&L | Accepted | 2020-09-15 | 2020-09-17 | 2021-10-30 | LONGi Green Energy Technology Co Ltd | LR6-60HPB-305M | Solar Panels |  | 0.305 | 5 | 304 | 23 |  | Fixed | Roof
NJSTRE1545587370 |  | Transition Incentive Program | Mansfield | 8022 | 13 | 21.96 | Residential | No | Behind the Meter | Net-metered residential rooftop and canopy |  | None | Public Service Solar | PSE&G | Accepted | 2020-09-15 | 2020-09-17 | 2021-10-30 | Enphase | iQ7+ | Inverters | 0.24 |  | 61 |  |  | 0.96 |  | Outdoor | Roof mounted under panels
NJSTRE1545587370 |  | Transition Incentive Program | Mansfield | 8022 | 13 | 21.96 | Residential | No | Behind the Meter | Net-metered residential rooftop and canopy |  | None | Public Service Solar | PSE&G | Accepted | 2020-09-15 | 2020-09-17 | 2021-10-30 | LG | Q1K-V5 | Solar Panels |  | 0.36 | 61 | 261 | 13 |  | Fixed | Roof
NJSTRE1545587378 |  | Transition Incentive Program | Bergenfield | 7621 | 7 | 6.71 | Residential | Yes | Behind the Meter | Net-metered residential rooftop and canopy |  | None | Sunrun Installation Services, Inc. | PSE&G | Accepted | 2020-09-15 | 2020-09-17 | 2021-10-30 | Enphase Energy | IQ7-60-x-US (240V) | Inverters | 240 |  | 22 |  |  | 0.96 |  | Outdoor | Rooftop
NJSTRE1545587378 |  | Transition Incentive Program | Bergenfield | 7621 | 7 | 6.71 | Residential | Yes | Behind the Meter | Net-metered residential rooftop and canopy |  | None | Sunrun Installation Services, Inc. | PSE&G | Accepted | 2020-09-15 | 2020-09-17 | 2021-10-30 | LONGi Green Energy Technology Co Ltd | LR6-60HPB-305M | Solar Panels |  | 0.305 | 6 | 177 | 4 |  | Fixed | Roof
NJSTRE1545587378 |  | Transition Incentive Program | Bergenfield | 7621 | 7 | 6.71 | Residential | Yes | Behind the Meter | Net-metered residential rooftop and canopy |  | None | Sunrun Installation Services, Inc. | PSE&G | Accepted | 2020-09-15 | 2020-09-17 | 2021-10-30 | LONGi Green Energy Technology Co Ltd | LR6-60HPB-305M | Solar Panels |  | 0.305 | 2 | 357 | 22 |  | Fixed | Roof
NJSTRE1545587378 |  | Transition Incentive Program | Bergenfield | 7621 | 7 | 6.71 | Residential | Yes | Behind the Meter | Net-metered residential rooftop and canopy |  | None | Sunrun Installation Services, Inc. | PSE&G | Accepted | 2020-09-15 | 2020-09-17 | 2021-10-30 | LONGi Green Energy Technology Co Ltd | LR6-60HPB-305M | Solar Panels |  | 0.305 | 6 | 268 | 27 |  | Fixed | Roof
NJSTRE1545587378 |  | Transition Incentive Program | Bergenfield | 7621 | 7 | 6.71 | Residential | Yes | Behind the Meter | Net-metered residential rooftop and canopy |  | None | Sunrun Installation Services, Inc. | PSE&G | Accepted | 2020-09-15 | 2020-09-17 | 2021-10-30 | LONGi Green Energy Technology Co Ltd | LR6-60HPB-305M | Solar Panels |  | 0.305 | 2 | 178 | 33 |  | Fixed | Roof
NJSTRE1545587378 |  | Transition Incentive Program | Bergenfield | 7621 | 7 | 6.71 | Residential | Yes | Behind the Meter | Net-metered residential rooftop and canopy |  | None | Sunrun Installation Services, Inc. | PSE&G | Accepted | 2020-09-15 | 2020-09-17 | 2021-10-30 | LONGi Green Energy Technology Co Ltd | LR6-60HPB-305M | Solar Panels |  | 0.305 | 6 | 88 | 27 |  | Fixed | Roof
NJSTRE1545587379 |  | Transition Incentive Program | Swedesboro | 8085 | 15 | 9.1 | Residential | Yes | Behind the Meter | Net-metered residential rooftop and canopy |  | None | Pro Custom Solar dba Momentum Solar | AC Electric | Accepted | 2020-09-15 | 2020-09-17 | 2021-10-30 | Enphase | IQ7PLUS-72-2-US | Inverters | 290 |  | 26 |  |  | 0.97 |  | Outdoor | Roof
NJSTRE1545587379 |  | Transition Incentive Program | Swedesboro | 8085 | 15 | 9.1 | Residential | Yes | Behind the Meter | Net-metered residential rooftop and canopy |  | None | Pro Custom Solar dba Momentum Solar | AC Electric | Accepted | 2020-09-15 | 2020-09-17 | 2021-10-30 | LG | LG 350N1C-V5 | Solar Panels |  | 0.35 | 5 | 90 | 25 |  | Fixed | Roof
NJSTRE1545587379 |  | Transition Incentive Program | Swedesboro | 8085 | 15 | 9.1 | Residential | Yes | Behind the Meter | Net-metered residential rooftop and canopy |  | None | Pro Custom Solar dba Momentum Solar | AC Electric | Accepted | 2020-09-15 | 2020-09-17 | 2021-10-30 | LG | LG 350N1C-V5 | Solar Panels |  | 0.35 | 5 | 270 | 26 |  | Fixed | Roof
NJSTRE1545587379 |  | Transition Incentive Program | Swedesboro | 8085 | 15 | 9.1 | Residential | Yes | Behind the Meter | Net-metered residential rooftop and canopy |  | None | Pro Custom Solar dba Momentum Solar | AC Electric | Accepted | 2020-09-15 | 2020-09-17 | 2021-10-30 | LG | LG 350N1C-V5 | Solar Panels |  | 0.35 | 16 | 89 | 13 |  | Fixed | Roof
NJSTRE1545587394 |  | Transition Incentive Program | Chesterfield | 8515 | 13 | 7.04 | Residential | Yes | Behind the Meter | Net-metered residential rooftop and canopy |  | None | Pro Custom Solar dba Momentum Solar | PSE&G | Accepted | 2020-09-15 | 2020-09-17 | 2021-10-30 | Enphase | IQ7-60-2-US | Inverters | 240 |  | 21 |  |  | 0.97 |  | Outdoor | Roof
NJSTRE1545587394 |  | Transition Incentive Program | Chesterfield | 8515 | 13 | 7.04 | Residential | Yes | Behind the Meter | Net-metered residential rooftop and canopy |  | None | Pro Custom Solar dba Momentum Solar | PSE&G | Accepted | 2020-09-15 | 2020-09-17 | 2021-10-30 | LG | LG 350N1C-V5 | Solar Panels |  | 0.335 | 21 | 236 | 30 |  | Fixed | Roof
NJSTRE1545587397 |  | Transition Incentive Program | Oradell | 7649 | 7 | 6.93 | Residential | Yes | Behind the Meter | Net-metered residential rooftop and canopy |  | None | Sunrun Installation Services, Inc. | PSE&G | Accepted | 2020-09-15 | 2020-09-17 | 2021-10-30 | Enphase Energy | IQ7-60-x-US (240V) | Inverters | 240 |  | 21 |  |  | 0.96 |  | Outdoor | Rooftop
NJSTRE1545587397 |  | Transition Incentive Program | Oradell | 7649 | 7 | 6.93 | Residential | Yes | Behind the Meter | Net-metered residential rooftop and canopy |  | None | Sunrun Installation Services, Inc. | PSE&G | Accepted | 2020-09-15 | 2020-09-17 | 2021-10-30 | LG Electronics | LG330N1C-A5 | Solar Panels |  | 0.33 | 21 | 201 | 18 |  | Fixed | Roof
NJSTRE1545587398 |  | Transition Incentive Program | Wenonah | 8090 | 15 | 9.43 | Residential | Yes | Behind the Meter | Net-metered residential rooftop and canopy |  | None | Vivint Solar Developer, LLC | PSE&G | Accepted | 2020-09-19 | 2020-09-21 | 2021-10-30 | Solar Edge | SE3800H-US | Inverters | 3800 |  | 1 |  |  | 0.992 |  | Outdoor | Near the Utility Meter
NJSTRE1545587398 |  | Transition Incentive Program | Wenonah | 8090 | 15 | 9.43 | Residential | Yes | Behind the Meter | Net-metered residential rooftop and canopy |  | None | Vivint Solar Developer, LLC | PSE&G | Accepted | 2020-09-19 | 2020-09-21 | 2021-10-30 | JINKO SOLAR | JKM325M-60HBL | Solar Panels |  | 0.325 | 2 | 177 | 27 |  | Fixed | Roof
NJSTRE1545587398 |  | Transition Incentive Program | Wenonah | 8090 | 15 | 9.43 | Residential | Yes | Behind the Meter | Net-metered residential rooftop and canopy |  | None | Vivint Solar Developer, LLC | PSE&G | Accepted | 2020-09-19 | 2020-09-21 | 2021-10-30 | JINKO SOLAR | JKM325M-60HBL | Solar Panels |  | 0.325 | 5 | 267 | 27 |  | Fixed | Roof
NJSTRE1545587398 |  | Transition Incentive Program | Wenonah | 8090 | 15 | 9.43 | Residential | Yes | Behind the Meter | Net-metered residential rooftop and canopy |  | None | Vivint Solar Developer, LLC | PSE&G | Accepted | 2020-09-19 | 2020-09-21 | 2021-10-30 | JINKO SOLAR | JKM325M-60HBL | Solar Panels |  | 0.325 | 5 | 87 | 27 |  | Fixed | Roof
NJSTRE1545587398 |  | Transition Incentive Program | Wenonah | 8090 | 15 | 9.43 | Residential | Yes | Behind the Meter | Net-metered residential rooftop and canopy |  | None | Vivint Solar Developer, LLC | PSE&G | Accepted | 2020-09-19 | 2020-09-21 | 2021-10-30 | JINKO SOLAR | JKM325M-60HBL | Solar Panels |  | 0.325 | 17 | 188 | 33 |  | Fixed | Roof
NJSTRE1545587403 |  | Transition Incentive Program | Berlin | 8009 | 14 | 10.5 | Residential | Yes | Behind the Meter | Net-metered residential rooftop and canopy |  | None | Pro Custom Solar dba Momentum Solar | AC Electric | Accepted | 2020-09-15 | 2020-09-17 | 2021-10-30 | Enphase | IQ7PLUS-72-2-US | Inverters | 290 |  | 30 |  |  | 0.97 |  | Outdoor | Roof
NJSTRE1545587403 |  | Transition Incentive Program | Berlin | 8009 | 14 | 10.5 | Residential | Yes | Behind the Meter | Net-metered residential rooftop and canopy |  | None | Pro Custom Solar dba Momentum Solar | AC Electric | Accepted | 2020-09-15 | 2020-09-17 | 2021-10-30 | LG | LG 350N1C-V5 | Solar Panels |  | 0.35 | 3 | 132 | 28 |  | Fixed | Roof
NJSTRE1545587403 |  | Transition Incentive Program | Berlin | 8009 | 14 | 10.5 | Residential | Yes | Behind the Meter | Net-metered residential rooftop and canopy |  | None | Pro Custom Solar dba Momentum Solar | AC Electric | Accepted | 2020-09-15 | 2020-09-17 | 2021-10-30 | LG | LG 350N1C-V5 | Solar Panels |  | 0.35 | 8 | 132 | 30 |  | Fixed | Roof
NJSTRE1545587403 |  | Transition Incentive Program | Berlin | 8009 | 14 | 10.5 | Residential | Yes | Behind the Meter | Net-metered residential rooftop and canopy |  | None | Pro Custom Solar dba Momentum Solar | AC Electric | Accepted | 2020-09-15 | 2020-09-17 | 2021-10-30 | LG | LG 350N1C-V5 | Solar Panels |  | 0.35 | 5 | 312 | 28 |  | Fixed | Roof
NJSTRE1545587403 |  | Transition Incentive Program | Berlin | 8009 | 14 | 10.5 | Residential | Yes | Behind the Meter | Net-metered residential rooftop and canopy |  | None | Pro Custom Solar dba Momentum Solar | AC Electric | Accepted | 2020-09-15 | 2020-09-17 | 2021-10-30 | LG | LG 350N1C-V5 | Solar Panels |  | 0.35 | 10 | 312 | 31 |  | Fixed | Roof
NJSTRE1545587403 |  | Transition Incentive Program | Berlin | 8009 | 14 | 10.5 | Residential | Yes | Behind the Meter | Net-metered residential rooftop and canopy |  | None | Pro Custom Solar dba Momentum Solar | AC Electric | Accepted | 2020-09-15 | 2020-09-17 | 2021-10-30 | LG | LG 350N1C-V5 | Solar Panels |  | 0.35 | 4 | 222 | 29 |  | Fixed | Roof
NJSTRE1545587414 |  | Transition Incentive Program | Evesham TWP | 8053 | 13 | 4.08 | Residential | Yes | Behind the Meter | Net-metered residential rooftop and canopy |  | None | Tesla Energy Operations Inc. | PSE&G | Accepted | 2020-09-15 | 2020-09-17 | 2021-10-30 | Tesla | AC Powerwall 2.0 | Electric Storage Battery |  |  | 2 |  |  |  | Lithium Ion |  | Outside
NJSTRE1545587414 |  | Transition Incentive Program | Evesham TWP | 8053 | 13 | 4.08 | Residential | Yes | Behind the Meter | Net-metered residential rooftop and canopy |  | None | Tesla Energy Operations Inc. | PSE&G | Accepted | 2020-09-15 | 2020-09-17 | 2021-10-30 | SolarEdge Technologies | SE3800H-US [240V] | Inverters | 3800 |  | 1 |  |  | 0.99 |  | Outside | Outside
NJSTRE1545587414 |  | Transition Incentive Program | Evesham TWP | 8053 | 13 | 4.08 | Residential | Yes | Behind the Meter | Net-metered residential rooftop and canopy |  | None | Tesla Energy Operations Inc. | PSE&G | Accepted | 2020-09-15 | 2020-09-17 | 2021-10-30 | Hanwha Q-CELLS | Q.Peak DUO BLK-G6+ 340 | Solar Panels |  | 0.34 | 4 | 179 | 23 |  | Fixed | Roof
NJSTRE1545587414 |  | Transition Incentive Program | Evesham TWP | 8053 | 13 | 4.08 | Residential | Yes | Behind the Meter | Net-metered residential rooftop and canopy |  | None | Tesla Energy Operations Inc. | PSE&G | Accepted | 2020-09-15 | 2020-09-17 | 2021-10-30 | Hanwha Q-CELLS | Q.Peak DUO BLK-G6+ 340 | Solar Panels |  | 0.34 | 8 | 359 | 23 |  | Fixed | Roof
NJSTRE1545587427 |  | Transition Incentive Program | MORRISTOWN | 7960 | 3 | 10.73 | Residential | Yes | Behind the Meter | Net-metered residential rooftop and canopy |  | None | Vivint Solar Developer, LLC | JCP&L | Accepted | 2020-09-19 | 2020-09-21 | 2021-10-30 | Solar Edge | SE7600H-US | Inverters | 7600 |  | 1 |  |  | 0.992 |  | Outdoor | Near the Utility Meter
NJSTRE1545587427 |  | Transition Incentive Program | MORRISTOWN | 7960 | 3 | 10.73 | Residential | Yes | Behind the Meter | Net-metered residential rooftop and canopy |  | None | Vivint Solar Developer, LLC | JCP&L | Accepted | 2020-09-19 | 2020-09-21 | 2021-10-30 | JINKO SOLAR | JKM325M-60HBL | Solar Panels |  | 0.325 | 16 | 122 | 29 |  | Fixed | Roof
NJSTRE1545587427 |  | Transition Incentive Program | MORRISTOWN | 7960 | 3 | 10.73 | Residential | Yes | Behind the Meter | Net-metered residential rooftop and canopy |  | None | Vivint Solar Developer, LLC | JCP&L | Accepted | 2020-09-19 | 2020-09-21 | 2021-10-30 | JINKO SOLAR | JKM325M-60HBL | Solar Panels |  | 0.325 | 17 | 302 | 29 |  | Fixed | Roof
NJSTRE1545587428 |  | Transition Incentive Program | Parkertown | 8087 | 18 | 6.4 | Residential | Yes | Behind the Meter | Net-metered residential rooftop and canopy |  | None | All Season Solar | AC Electric | Accepted | 2020-09-15 | 2020-09-17 | 2021-10-30 | Enphase | IQ7 | Inverters | 240 |  | 20 |  |  | 0.97 |  | Outdoor | under module
NJSTRE1545587428 |  | Transition Incentive Program | Parkertown | 8087 | 18 | 6.4 | Residential | Yes | Behind the Meter | Net-metered residential rooftop and canopy |  | None | All Season Solar | AC Electric | Accepted | 2020-09-15 | 2020-09-17 | 2021-10-30 | Trina | TSMDD06M.05II | Solar Panels |  | 0.32 | 20 | 155 | 30 |  | Fixed | Roof
NJSTRE1545587431 |  | Transition Incentive Program | Southampton | 8088 | 13 | 20.8 | Residential | No | Behind the Meter | Net-metered residential rooftop and canopy |  | None | EMT Renewables | PSE&G | Accepted | 2020-09-15 | 2020-09-17 | 2021-10-30 | Enphase | IQ7+-72-2-US | Inverters | 290 |  | 64 |  |  | 0.97 |  | Outside | under panels
NJSTRE1545587431 |  | Transition Incentive Program | Southampton | 8088 | 13 | 20.8 | Residential | No | Behind the Meter | Net-metered residential rooftop and canopy |  | None | EMT Renewables | PSE&G | Accepted | 2020-09-15 | 2020-09-17 | 2021-10-30 | Trina | 325-BLK-G6 | Solar Panels |  | 0.325 | 9 | 216 | 20 |  | Fixed | Roof
NJSTRE1545587431 |  | Transition Incentive Program | Southampton | 8088 | 13 | 20.8 | Residential | No | Behind the Meter | Net-metered residential rooftop and canopy |  | None | EMT Renewables | PSE&G | Accepted | 2020-09-15 | 2020-09-17 | 2021-10-30 | Trina | 325-BLK-G6 | Solar Panels |  | 0.325 | 4 | 126 | 20 |  | Fixed | Roof
NJSTRE1545587431 |  | Transition Incentive Program | Southampton | 8088 | 13 | 20.8 | Residential | No | Behind the Meter | Net-metered residential rooftop and canopy |  | None | EMT Renewables | PSE&G | Accepted | 2020-09-15 | 2020-09-17 | 2021-10-30 | Trina | 325-BLK-G6 | Solar Panels |  | 0.325 | 12 | 217 | 25 |  | Fixed | Roof
NJSTRE1545587431 |  | Transition Incentive Program | Southampton | 8088 | 13 | 20.8 | Residential | No | Behind the Meter | Net-metered residential rooftop and canopy |  | None | EMT Renewables | PSE&G | Accepted | 2020-09-15 | 2020-09-17 | 2021-10-30 | Trina | 325-BLK-G6 | Solar Panels |  | 0.325 | 3 | 216 | 25 |  | Fixed | Roof
NJSTRE1545587431 |  | Transition Incentive Program | Southampton | 8088 | 13 | 20.8 | Residential | No | Behind the Meter | Net-metered residential rooftop and canopy |  | None | EMT Renewables | PSE&G | Accepted | 2020-09-15 | 2020-09-17 | 2021-10-30 | Trina | 325-BLK-G6 | Solar Panels |  | 0.325 | 16 | 36 | 27 |  | Fixed | Roof
NJSTRE1545587431 |  | Transition Incentive Program | Southampton | 8088 | 13 | 20.8 | Residential | No | Behind the Meter | Net-metered residential rooftop and canopy |  | None | EMT Renewables | PSE&G | Accepted | 2020-09-15 | 2020-09-17 | 2021-10-30 | Trina | 325-BLK-G6 | Solar Panels |  | 0.325 | 6 | 215 | 13 |  | Fixed | Roof
NJSTRE1545587431 |  | Transition Incentive Program | Southampton | 8088 | 13 | 20.8 | Residential | No | Behind the Meter | Net-metered residential rooftop and canopy |  | None | EMT Renewables | PSE&G | Accepted | 2020-09-15 | 2020-09-17 | 2021-10-30 | Trina | 325-BLK-G6 | Solar Panels |  | 0.325 | 4 | 306 | 25 |  | Fixed | Roof
NJSTRE1545587431 |  | Transition Incentive Program | Southampton | 8088 | 13 | 20.8 | Residential | No | Behind the Meter | Net-metered residential rooftop and canopy |  | None | EMT Renewables | PSE&G | Accepted | 2020-09-15 | 2020-09-17 | 2021-10-30 | Trina | 325-BLK-G6 | Solar Panels |  | 0.325 | 8 | 37 | 25 |  | Fixed | Roof
NJSTRE1545587431 |  | Transition Incentive Program | Southampton | 8088 | 13 | 20.8 | Residential | No | Behind the Meter | Net-metered residential rooftop and canopy |  | None | EMT Renewables | PSE&G | Accepted | 2020-09-15 | 2020-09-17 | 2021-10-30 | Trina | 325-BLK-G6 | Solar Panels |  | 0.325 | 2 | 36 | 27 |  | Fixed | Roof
NJSTRE1545587444 |  | Transition Incentive Program | FLEMINGTON | 8822 | 4 | 13 | Residential | Yes | Behind the Meter | Net-metered residential rooftop and canopy |  | None | Vivint Solar Developer, LLC | JCP&L | Accepted | 2020-09-19 | 2020-09-21 | 2021-10-30 | Solar Edge | SE10000H-US | Inverters | 10000 |  | 1 |  |  | 0.992 |  | Outdoor | Near the Utility Meter
NJSTRE1545587444 |  | Transition Incentive Program | FLEMINGTON | 8822 | 4 | 13 | Residential | Yes | Behind the Meter | Net-metered residential rooftop and canopy |  | None | Vivint Solar Developer, LLC | JCP&L | Accepted | 2020-09-19 | 2020-09-21 | 2021-10-30 | JINKO SOLAR | JKM325M-60HBL | Solar Panels |  | 0.325 | 6 | 190 | 10 |  | Fixed | Roof
NJSTRE1545587444 |  | Transition Incentive Program | FLEMINGTON | 8822 | 4 | 13 | Residential | Yes | Behind the Meter | Net-metered residential rooftop and canopy |  | None | Vivint Solar Developer, LLC | JCP&L | Accepted | 2020-09-19 | 2020-09-21 | 2021-10-30 | JINKO SOLAR | JKM325M-60HBL | Solar Panels |  | 0.325 | 8 | 10 | 32 |  | Fixed | Roof
NJSTRE1545587444 |  | Transition Incentive Program | FLEMINGTON | 8822 | 4 | 13 | Residential | Yes | Behind the Meter | Net-metered residential rooftop and canopy |  | None | Vivint Solar Developer, LLC | JCP&L | Accepted | 2020-09-19 | 2020-09-21 | 2021-10-30 | JINKO SOLAR | JKM325M-60HBL | Solar Panels |  | 0.325 | 26 | 190 | 32 |  | Fixed | Roof
NJSTRE1545587452 |  | Transition Incentive Program | Hillside | 7205 | 10 | 9.45 | Residential | Yes | Behind the Meter | Net-metered residential rooftop and canopy |  | None | Pro Custom Solar dba Momentum Solar | PSE&G | Accepted | 2020-09-15 | 2020-09-17 | 2021-10-30 | Enphase | IQ7Plus-72-2-US | Inverters | 290 |  | 27 |  |  | 0.97 |  | Outdoor | Roof
NJSTRE1545587452 |  | Transition Incentive Program | Hillside | 7205 | 10 | 9.45 | Residential | Yes | Behind the Meter | Net-metered residential rooftop and canopy |  | None | Pro Custom Solar dba Momentum Solar | PSE&G | Accepted | 2020-09-15 | 2020-09-17 | 2021-10-30 | LG ELECTRONICS | LG 350N1C-V5 | Solar Panels |  | 0.35 | 6 | 174 | 30 |  | Fixed | Roof
NJSTRE1545587452 |  | Transition Incentive Program | Hillside | 7205 | 10 | 9.45 | Residential | Yes | Behind the Meter | Net-metered residential rooftop and canopy |  | None | Pro Custom Solar dba Momentum Solar | PSE&G | Accepted | 2020-09-15 | 2020-09-17 | 2021-10-30 | LG ELECTRONICS | LG 350N1C-V5 | Solar Panels |  | 0.35 | 5 | 264 | 25 |  | Fixed | Roof
NJSTRE1545587452 |  | Transition Incentive Program | Hillside | 7205 | 10 | 9.45 | Residential | Yes | Behind the Meter | Net-metered residential rooftop and canopy |  | None | Pro Custom Solar dba Momentum Solar | PSE&G | Accepted | 2020-09-15 | 2020-09-17 | 2021-10-30 | LG ELECTRONICS | LG 350N1C-V5 | Solar Panels |  | 0.35 | 5 | 84 | 25 |  | Fixed | Roof
NJSTRE1545587452 |  | Transition Incentive Program | Hillside | 7205 | 10 | 9.45 | Residential | Yes | Behind the Meter | Net-metered residential rooftop and canopy |  | None | Pro Custom Solar dba Momentum Solar | PSE&G | Accepted | 2020-09-15 | 2020-09-17 | 2021-10-30 | LG ELECTRONICS | LG 350N1C-V5 | Solar Panels |  | 0.35 | 11 | 354 | 30 |  | Fixed | Roof
NJSTRE1545587457 |  | Transition Incentive Program | Turnersville | 8012 | 14 | 8.37 | Residential | Yes | Behind the Meter | Net-metered residential rooftop and canopy |  | None | Freedom Forever New Jersey, LLC | AC Electric | Accepted | 2020-09-23 | 2020-09-23 | 2021-10-30 | Solar Edge | SE7600H-US [SI1] RGM | Inverters | 32 |  | 1 |  |  | 0.99 |  | Outdoor | N/A
NJSTRE1545587457 |  | Transition Incentive Program | Turnersville | 8012 | 14 | 8.37 | Residential | Yes | Behind the Meter | Net-metered residential rooftop and canopy |  | None | Freedom Forever New Jersey, LLC | AC Electric | Accepted | 2020-09-23 | 2020-09-23 | 2021-10-30 | Rec Solar | REC310TP2M | Solar Panels |  | 0.31 | 12 | 284 | 22 |  | Fixed | Roof | Roof
NJSTRE1545587457 |  | Transition Incentive Program | Turnersville | 8012 | 14 | 8.37 | Residential | Yes | Behind the Meter | Net-metered residential rooftop and canopy |  | None | Freedom Forever New Jersey, LLC | AC Electric | Accepted | 2020-09-23 | 2020-09-23 | 2021-10-30 | Rec Solar | REC310TP2M | Solar Panels |  | 0.31 | 15 | 104 | 22 |  | Fixed | Roof | Roof
NJSTRE1545588512 |  | Transition Incentive Program | MONROEVILLE | 8343 | 16 | 8.78 | Residential | Yes | Behind the Meter | Net-metered residential ground mount |  | None | Vivint Solar Developer, LLC | AC Electric | Accepted | 2020-09-19 | 2020-09-21 | 2021-10-30 | Solar Edge | SE7600H-US | Inverters | 7600 |  | 1 |  |  | 0.992 |  | Outdoor | Near the Utility Meter
NJSTRE1545588512 |  | Transition Incentive Program | MONROEVILLE | 8343 | 16 | 8.78 | Residential | Yes | Behind the Meter | Net-metered residential ground mount |  | None | Vivint Solar Developer, LLC | AC Electric | Accepted | 2020-09-19 | 2020-09-21 | 2021-10-30 | JINKO SOLAR | JKM325M-60HBL | Solar Panels |  | 0.325 | 27 | 199 | 30 |  | Fixed | Ground
NJSTRE1545588523 |  | Transition Incentive Program | SOMERSET | 8873 | 5 | 4.23 | Residential | Yes | Behind the Meter | Net-metered residential rooftop and canopy |  | None | Vivint Solar Developer, LLC | PSE&G | Accepted | 2020-09-19 | 2020-09-21 | 2021-10-30 | Solar Edge | SE3800H-US | Inverters | 3800 |  | 1 |  |  | 0.992 |  | Outdoor | Near the Utility Meter
NJSTRE1545588523 |  | Transition Incentive Program | SOMERSET | 8873 | 5 | 4.23 | Residential | Yes | Behind the Meter | Net-metered residential rooftop and canopy |  | None | Vivint Solar Developer, LLC | PSE&G | Accepted | 2020-09-19 | 2020-09-21 | 2021-10-30 | JINKO SOLAR | JKM325M-60HBL | Solar Panels |  | 0.325 | 13 | 129 | 22 |  | Fixed | Roof
NJSTRE1545590603 |  | Transition Incentive Program | Kresson | 8053 | 13 | 20.5 | Residential | No | Behind the Meter | Net-metered residential rooftop and canopy |  | None | SunPower Corporation, Systems | AC Electric | Accepted | 2020-09-16 | 2020-09-17 | 2021-10-30 | SunPower | SPR-A410-G-AC | Inverters | 349 |  | 50 |  |  | 0.97 |  | Other | under each panel
NJSTRE1545590603 |  | Transition Incentive Program | Kresson | 8053 | 13 | 20.5 | Residential | No | Behind the Meter | Net-metered residential rooftop and canopy |  | None | SunPower Corporation, Systems | AC Electric | Accepted | 2020-09-16 | 2020-09-17 | 2021-10-30 | SunPower | SPR-A410-G-AC | Solar Panels |  | 0.41 | 17 | 175 | 34 |  | Fixed | Roof
NJSTRE1545590603 |  | Transition Incentive Program | Kresson | 8053 | 13 | 20.5 | Residential | No | Behind the Meter | Net-metered residential rooftop and canopy |  | None | SunPower Corporation, Systems | AC Electric | Accepted | 2020-09-16 | 2020-09-17 | 2021-10-30 | SunPower | SPR-A410-G-AC | Solar Panels |  | 0.41 | 7 | 265 | 40 |  | Fixed | Roof
NJSTRE1545590603 |  | Transition Incentive Program | Kresson | 8053 | 13 | 20.5 | Residential | No | Behind the Meter | Net-metered residential rooftop and canopy |  | None | SunPower Corporation, Systems | AC Electric | Accepted | 2020-09-16 | 2020-09-17 | 2021-10-30 | SunPower | SPR-A410-G-AC | Solar Panels |  | 0.41 | 5 | 265 | 40 |  | Fixed | Roof
NJSTRE1545590603 |  | Transition Incentive Program | Kresson | 8053 | 13 | 20.5 | Residential | No | Behind the Meter | Net-metered residential rooftop and canopy |  | None | SunPower Corporation, Systems | AC Electric | Accepted | 2020-09-16 | 2020-09-17 | 2021-10-30 | SunPower | SPR-A410-G-AC | Solar Panels |  | 0.41 | 11 | 85 | 40 |  | Fixed | Roof
NJSTRE1545590603 |  | Transition Incentive Program | Kresson | 8053 | 13 | 20.5 | Residential | No | Behind the Meter | Net-metered residential rooftop and canopy |  | None | SunPower Corporation, Systems | AC Electric | Accepted | 2020-09-16 | 2020-09-17 | 2021-10-30 | SunPower | SPR-A410-G-AC | Solar Panels |  | 0.41 | 4 | 175 | 34 |  | Fixed | Roof
NJSTRE1545590603 |  | Transition Incentive Program | Kresson | 8053 | 13 | 20.5 | Residential | No | Behind the Meter | Net-metered residential rooftop and canopy |  | None | SunPower Corporation, Systems | AC Electric | Accepted | 2020-09-16 | 2020-09-17 | 2021-10-30 | SunPower | SPR-A410-G-AC | Solar Panels |  | 0.41 | 6 | 175 | 34 |  | Fixed | Roof
NJSTRE1545590604 |  | Transition Incentive Program | Sicklerville | 8081 | 14 | 9.48 | Residential | Yes | Behind the Meter | Net-metered residential rooftop and canopy |  | None | SunPower Corporation, Systems | AC Electric | Accepted | 2020-09-16 | 2020-09-17 | 2021-10-30 | SunPower | SPR-E20-327-E-AC | Inverters | 320 |  | 29 |  |  | 0.96 |  | Other | under each panel
NJSTRE1545590604 |  | Transition Incentive Program | Sicklerville | 8081 | 14 | 9.48 | Residential | Yes | Behind the Meter | Net-metered residential rooftop and canopy |  | None | SunPower Corporation, Systems | AC Electric | Accepted | 2020-09-16 | 2020-09-17 | 2021-10-30 | SunPower | SPR-E20-327-E-AC | Solar Panels |  | 0.327 | 29 | 116 | 30 |  | Fixed | Roof
NJSTRE1545590605 |  | Transition Incentive Program | SICKLERVILLE | 8081 | 14 | 11.66 | Residential | Yes | Behind the Meter | Net-metered residential rooftop and canopy |  | None | Suntuity Solar LLC | AC Electric | Accepted | 2020-09-16 | 2020-09-18 | 2021-10-30 | Enphase Energy | IQ7-60-2-US | Inverters | 240 |  | 37 |  |  | 0.97 |  | Outdoor | Behind the PV Modules
NJSTRE1545590605 |  | Transition Incentive Program | SICKLERVILLE | 8081 | 14 | 11.66 | Residential | Yes | Behind the Meter | Net-metered residential rooftop and canopy |  | None | Suntuity Solar LLC | AC Electric | Accepted | 2020-09-16 | 2020-09-18 | 2021-10-30 | Longi | LR6-60HPB-315M | Solar Panels |  | 0.315 | 18 | 299 | 25 |  | Fixed | Roof
NJSTRE1545590605 |  | Transition Incentive Program | SICKLERVILLE | 8081 | 14 | 11.66 | Residential | Yes | Behind the Meter | Net-metered residential rooftop and canopy |  | None | Suntuity Solar LLC | AC Electric | Accepted | 2020-09-16 | 2020-09-18 | 2021-10-30 | Longi | LR6-60HPB-315M | Solar Panels |  | 0.315 | 19 | 119 | 25 |  | Fixed | Roof
NJSTRE1545590607 |  | Transition Incentive Program | PINE HILL | 8021 | 14 | 4.73 | Residential | No | Behind the Meter | Net-metered residential rooftop and canopy |  | None | Suntuity Solar LLC | AC Electric | Accepted | 2020-09-16 | 2020-09-17 | 2021-10-30 | Enphase Energy | IQ7-60-2-US | Inverters | 240 |  | 15 |  |  | 0.97 |  | Outdoor | Behind the PV Modules
NJSTRE1545590607 |  | Transition Incentive Program | PINE HILL | 8021 | 14 | 4.73 | Residential | No | Behind the Meter | Net-metered residential rooftop and canopy |  | None | Suntuity Solar LLC | AC Electric | Accepted | 2020-09-16 | 2020-09-17 | 2021-10-30 | Longi | LR6-60HPB-315M | Solar Panels |  | 0.315 | 8 | 268 | 23 |  | Fixed | Roof
NJSTRE1545590607 |  | Transition Incentive Program | PINE HILL | 8021 | 14 | 4.73 | Residential | No | Behind the Meter | Net-metered residential rooftop and canopy |  | None | Suntuity Solar LLC | AC Electric | Accepted | 2020-09-16 | 2020-09-17 | 2021-10-30 | Longi | LR6-60HPB-315M | Solar Panels |  | 0.315 | 7 | 88 | 23 |  | Fixed | Roof
NJSTRE1545590614 |  | Transition Incentive Program | Stratford | 8084 | 14 | 11.2 | Residential | No | Behind the Meter | Net-metered residential rooftop and canopy |  | None | Whitman Construction, LLC | AC Electric | Accepted | 2020-09-16 | 2020-09-18 | 2021-10-30 | enphase energy | IQ7-60-2-US | Inverters | 240 |  | 35 |  |  | 0.975 |  | Outdoor | MICROINVERTERS LOCATED UNDER MODULES
NJSTRE1545590614 |  | Transition Incentive Program | Stratford | 8084 | 14 | 11.2 | Residential | No | Behind the Meter | Net-metered residential rooftop and canopy |  | None | Whitman Construction, LLC | AC Electric | Accepted | 2020-09-16 | 2020-09-18 | 2021-10-30 | trina | tsm 320 ddo5h.05 | Solar Panels |  | 0.32 | 8 | 292 | 28 |  | Fixed | Roof
NJSTRE1545590614 |  | Transition Incentive Program | Stratford | 8084 | 14 | 11.2 | Residential | No | Behind the Meter | Net-metered residential rooftop and canopy |  | None | Whitman Construction, LLC | AC Electric | Accepted | 2020-09-16 | 2020-09-18 | 2021-10-30 | trina | tsm 320 ddo5h.05 | Solar Panels |  | 0.32 | 6 | 112 | 30 |  | Fixed | Roof
NJSTRE1545590614 |  | Transition Incentive Program | Stratford | 8084 | 14 | 11.2 | Residential | No | Behind the Meter | Net-metered residential rooftop and canopy |  | None | Whitman Construction, LLC | AC Electric | Accepted | 2020-09-16 | 2020-09-18 | 2021-10-30 | trina | tsm 320 ddo5h.05 | Solar Panels |  | 0.32 | 21 | 112 | 28 |  | Fixed | Roof
NJSTRE1545590616 |  | Transition Incentive Program | Sewaren | 7077 | 11 | 6.08 | Residential | No | Behind the Meter | Net-metered residential rooftop and canopy |  | None | Sun 101 LLC | PSE&G | Accepted | 2020-09-16 | 2020-09-17 | 2021-10-30 | Solaredge | SE5000HUS | Inverters | 5000 |  | 1 |  |  | 0.99 |  | Outside | next meter
NJSTRE1545590616 |  | Transition Incentive Program | Sewaren | 7077 | 11 | 6.08 | Residential | No | Behind the Meter | Net-metered residential rooftop and canopy |  | None | Sun 101 LLC | PSE&G | Accepted | 2020-09-16 | 2020-09-17 | 2021-10-30 | Silfab | SLA-320M | Solar Panels |  | 0.32 | 19 | 190 | 21 |  | Fixed | Roof | back roof
NJSTRE1545590617 |  | Transition Incentive Program | Woolwich | 8085 | 15 | 8.25 | Residential | No | Behind the Meter | Net-metered residential rooftop and canopy |  | None | Whitman Construction, LLC | AC Electric | Accepted | 2020-09-16 | 2020-09-18 | 2021-10-30 | enphase energy | IQ7X-96-2-US | Inverters | 315 |  | 25 |  |  | 0.975 |  | Outdoor | microinverters located under modules
NJSTRE1545590617 |  | Transition Incentive Program | Woolwich | 8085 | 15 | 8.25 | Residential | No | Behind the Meter | Net-metered residential rooftop and canopy |  | None | Whitman Construction, LLC | AC Electric | Accepted | 2020-09-16 | 2020-09-18 | 2021-10-30 | panasonic | vbhn330SA16 | Solar Panels |  | 0.33 | 25 | 110 | 29 |  | Fixed | Roof
NJSTRE1545590626 |  | Transition Incentive Program | Annandale | 8801 | 4 | 12.87 | Residential | No | Behind the Meter | Net-metered residential rooftop and canopy |  | None | Green Power Energy | JCP&L | Accepted | 2020-09-16 | 2020-09-18 | 2021-10-30 | Enphase Energy | IQ7PLUS-72-2-US | Inverters | 290 |  | 39 |  |  | 0.975 |  | Outside | next to meter
NJSTRE1545590626 |  | Transition Incentive Program | Annandale | 8801 | 4 | 12.87 | Residential | No | Behind the Meter | Net-metered residential rooftop and canopy |  | None | Green Power Energy | JCP&L | Accepted | 2020-09-16 | 2020-09-18 | 2021-10-30 | LG Electronics | LG330N1K-V5 | Solar Panels |  | 0.33 | 39 | 110 | 37 |  | Fixed | Roof
NJSTRE1545590649 |  | Transition Incentive Program | Robbinsville Township | 8691 | 12 | 629.37 | Commercial | Yes | Behind the Meter | Net-metered non-residential ground mount |  | None | Borrego Solar Systems Inc | JCP&L | Accepted | 2020-10-09 | 2020-10-30 | 2021-10-30 | Chint | CPS SCH 25ktl-do/us-600 | Inverters | 125000 |  | 4 |  |  | 0.985 |  | Outdoor | on posts at groundmount
NJSTRE1545590649 |  | Transition Incentive Program | Robbinsville Township | 8691 | 12 | 629.37 | Commercial | Yes | Behind the Meter | Net-metered non-residential ground mount |  | None | Borrego Solar Systems Inc | JCP&L | Accepted | 2020-10-09 | 2020-10-30 | 2021-10-30 | ET Solar | ET-M672370WW | Solar Panels |  | 0.37 | 1701 | Landscape | 25 |  | Fixed | Ground
NJSTRE1545590682 |  | Transition Incentive Program | Green Brook TWP | 8812 | 11 | 14.63 | Residential | Yes | Behind the Meter | Net-metered residential rooftop and canopy |  | None | Sundial Solar Innovations | PSE&G | Accepted | 2020-09-17 | 2020-09-18 | 2021-10-30 | Enphase | IQ 7+ | Inverters | 0.29 |  | 39 |  |  | 0.97 |  | Outside | roof
NJSTRE1545590682 |  | Transition Incentive Program | Green Brook TWP | 8812 | 11 | 14.63 | Residential | Yes | Behind the Meter | Net-metered residential rooftop and canopy |  | None | Sundial Solar Innovations | PSE&G | Accepted | 2020-09-17 | 2020-09-18 | 2021-10-30 | LG | LG375 | Solar Panels |  | 0.375 | 39 | 100190 | 30 |  | Fixed | Roof
NJSTRE1545590686 |  | Transition Incentive Program | South Brunswick Twp | 8810 | 11 | 12.24 | Residential | No | Behind the Meter | Net-metered residential rooftop and canopy |  | None | Green Power Energy | PSE&G | Accepted | 2020-09-16 | 2020-09-18 | 2021-10-30 | Enphase Energy | IQ7PLUS-72-2-US | Inverters | 290 |  | 34 |  |  | 0.975 |  | Outside | next to meter
NJSTRE1545590686 |  | Transition Incentive Program | South Brunswick Twp | 8810 | 11 | 12.24 | Residential | No | Behind the Meter | Net-metered residential rooftop and canopy |  | None | Green Power Energy | PSE&G | Accepted | 2020-09-16 | 2020-09-18 | 2021-10-30 | LG electronics | LG360N1C-N5 | Solar Panels |  | 0.36 | 34 | 254 | 33 |  | Fixed | Roof
NJSTRE1545590699 |  | Transition Incentive Program | Warren | 7059 | 5 | 16.32 | Residential | No | Behind the Meter | Net-metered residential rooftop and canopy |  | None | Maier Solar Engineering dba Solar Me | JCP&L | Accepted | 2020-09-16 | 2020-09-17 | 2021-10-30 | Enphase | IQ7+ | Inverters | 290 |  | 48 |  |  | 0.96 |  | Outdoor | Next to meter
NJSTRE1545590699 |  | Transition Incentive Program | Warren | 7059 | 5 | 16.32 | Residential | No | Behind the Meter | Net-metered residential rooftop and canopy |  | None | Maier Solar Engineering dba Solar Me | JCP&L | Accepted | 2020-09-16 | 2020-09-17 | 2021-10-30 | Hanwha | Q.PEAK DUO BLK-G6 | Solar Panels |  | 0.34 | 48 | 155 | 34 |  | Fixed | Roof
NJSTRE1545590701 |  | Transition Incentive Program | Ocean City | 8226 | 21 | 9.05 | Residential | No | Behind the Meter | Net-metered residential rooftop and canopy |  | None | Public Service Solar | AC Electric | Accepted | 2020-09-16 | 2020-09-18 | 2021-10-30 | Enphase | IQ7 + | Inverters | 0.29 |  | 27 |  |  | 0.96 |  | Outdoor | Roof mounted - Under panels
NJSTRE1545590701 |  | Transition Incentive Program | Ocean City | 8226 | 21 | 9.05 | Residential | No | Behind the Meter | Net-metered residential rooftop and canopy |  | None | Public Service Solar | AC Electric | Accepted | 2020-09-16 | 2020-09-18 | 2021-10-30 | LG | LG335N1K-5 | Solar Panels |  | 0.335 | 7 | 223 | 20 |  | Fixed | Roof
NJSTRE1545590701 |  | Transition Incentive Program | Ocean City | 8226 | 21 | 9.05 | Residential | No | Behind the Meter | Net-metered residential rooftop and canopy |  | None | Public Service Solar | AC Electric | Accepted | 2020-09-16 | 2020-09-18 | 2021-10-30 | LG | LG335N1K-5 | Solar Panels |  | 0.335 | 15 | 133 | 20 |  | Fixed | Roof
NJSTRE1545590701 |  | Transition Incentive Program | Ocean City | 8226 | 21 | 9.05 | Residential | No | Behind the Meter | Net-metered residential rooftop and canopy |  | None | Public Service Solar | AC Electric | Accepted | 2020-09-16 | 2020-09-18 | 2021-10-30 | LG | LG335N1K-5 | Solar Panels |  | 0.335 | 5 | 43 | 20 |  | Fixed | Roof
NJSTRE1545590712 |  | Transition Incentive Program | Hoboken | 7030 | 8 | 32.94 | Non Profit | No | Behind the Meter | Net-metered non-residential rooftop and canopy |  | None | Spectacular Solar | PSE&G | Accepted | 2020-09-16 | 2020-09-18 | 2021-10-30 | SMA America | SB10000TL-US | Inverters | 10000 |  | 3 |  |  | 0.98 |  | Indoor | Electrical Room
NJSTRE1545590712 |  | Transition Incentive Program | Hoboken | 7030 | 8 | 32.94 | Non Profit | No | Behind the Meter | Net-metered non-residential rooftop and canopy |  | None | Spectacular Solar | PSE&G | Accepted | 2020-09-16 | 2020-09-18 | 2021-10-30 | LG | LG305N1C-G4 | Solar Panels |  | 0.305 | 108 | 10 | 0 |  | Fixed | Roof
NJSTRE1545590723 |  | Transition Incentive Program | Haddonfield | 8033 | 14 | 4.2 | Residential | Yes | Behind the Meter | Net-metered residential rooftop and canopy |  | None | Pro Custom Solar dba Momentum Solar | PSE&G | Accepted | 2020-09-16 | 2020-09-18 | 2021-10-30 | Enphase | IQ7Plus-72-2-US | Inverters | 290 |  | 12 |  |  | 0.97 |  | Outdoor | Roof
NJSTRE1545590723 |  | Transition Incentive Program | Haddonfield | 8033 | 14 | 4.2 | Residential | Yes | Behind the Meter | Net-metered residential rooftop and canopy |  | None | Pro Custom Solar dba Momentum Solar | PSE&G | Accepted | 2020-09-16 | 2020-09-18 | 2021-10-30 | LG ELECTRONICS | LG 350N1C-V5 | Solar Panels |  | 0.35 | 4 | 156 | 26 |  | Fixed | Roof
NJSTRE1545590723 |  | Transition Incentive Program | Haddonfield | 8033 | 14 | 4.2 | Residential | Yes | Behind the Meter | Net-metered residential rooftop and canopy |  | None | Pro Custom Solar dba Momentum Solar | PSE&G | Accepted | 2020-09-16 | 2020-09-18 | 2021-10-30 | LG ELECTRONICS | LG 350N1C-V5 | Solar Panels |  | 0.35 | 8 | 336 | 25 |  | Fixed | Roof
NJSTRE1545590728 |  | Transition Incentive Program | Clarksboro | 8020 | 15 | 8.71 | Residential | Yes | Behind the Meter | Net-metered residential rooftop and canopy |  | None | Vision Solar LLC | AC Electric | Accepted | 2020-09-16 | 2020-09-17 | 2021-10-30 | ENPHASE | IQ7-60-2-US | Inverters | 0.24 |  | 26 |  |  | 0.96 |  | Other | BEHIND EACH PANEL
NJSTRE1545590728 |  | Transition Incentive Program | Clarksboro | 8020 | 15 | 8.71 | Residential | Yes | Behind the Meter | Net-metered residential rooftop and canopy |  | None | Vision Solar LLC | AC Electric | Accepted | 2020-09-16 | 2020-09-17 | 2021-10-30 | HANWHA Q-CELLS | Q.PEAK DUO-G6+ 335 | Solar Panels |  | 0.335 | 26 | 130 | 27 |  | Fixed | Roof
NJSTRE1545590734 |  | Transition Incentive Program | eggharbortwp | 8234 | 19 | 8.32 | Residential | No | Behind the Meter | Net-metered residential rooftop and canopy |  | None | Orbit Energy & Power, LLC | AC Electric | Accepted | 2020-09-16 | 2020-09-18 | 2021-10-30 | enphase | iq7-60-2-us | Inverters | 240 |  | 26 |  |  | 0.99 |  | Other | behind meter
NJSTRE1545590734 |  | Transition Incentive Program | eggharbortwp | 8234 | 19 | 8.32 | Residential | No | Behind the Meter | Net-metered residential rooftop and canopy |  | None | Orbit Energy & Power, LLC | AC Electric | Accepted | 2020-09-16 | 2020-09-18 | 2021-10-30 | hanwha qcells | qpeak 320w | Solar Panels |  | 0.32 | 13 | 35 | 19 |  | Fixed | Roof
NJSTRE1545590734 |  | Transition Incentive Program | eggharbortwp | 8234 | 19 | 8.32 | Residential | No | Behind the Meter | Net-metered residential rooftop and canopy |  | None | Orbit Energy & Power, LLC | AC Electric | Accepted | 2020-09-16 | 2020-09-18 | 2021-10-30 | hanwha qcells | qpeak 320w | Solar Panels |  | 0.32 | 1 | 125 | 17 |  | Fixed | Roof
NJSTRE1545590734 |  | Transition Incentive Program | eggharbortwp | 8234 | 19 | 8.32 | Residential | No | Behind the Meter | Net-metered residential rooftop and canopy |  | None | Orbit Energy & Power, LLC | AC Electric | Accepted | 2020-09-16 | 2020-09-18 | 2021-10-30 | hanwha qcells | qpeak 320w | Solar Panels |  | 0.32 | 1 | 305 | 17 |  | Fixed | Roof
NJSTRE1545590734 |  | Transition Incentive Program | eggharbortwp | 8234 | 19 | 8.32 | Residential | No | Behind the Meter | Net-metered residential rooftop and canopy |  | None | Orbit Energy & Power, LLC | AC Electric | Accepted | 2020-09-16 | 2020-09-18 | 2021-10-30 | hanwha qcells | qpeak320w | Solar Panels |  | 0.32 | 11 | 215 | 19 |  | Fixed | Roof
NJSTRE1545590737 |  | Transition Incentive Program | Edison | 8820 | 11 | 29.92 | Residential | No | Behind the Meter | Net-metered residential rooftop and canopy |  | None | Maier Solar Engineering dba Solar Me | PSE&G | Accepted | 2020-09-23 | 2020-10-07 | 2021-10-30 | Enphase | IQ7+ | Inverters | 290 |  | 88 |  |  | 0.96 |  | Outdoor | Next to meter
NJSTRE1545590737 |  | Transition Incentive Program | Edison | 8820 | 11 | 29.92 | Residential | No | Behind the Meter | Net-metered residential rooftop and canopy |  | None | Maier Solar Engineering dba Solar Me | PSE&G | Accepted | 2020-09-23 | 2020-10-07 | 2021-10-30 | Hanwha | Q.CELL DUO BLk-G6 340 | Solar Panels |  | 0.34 | 8 | 267 | 45 |  | Fixed | Roof
NJSTRE1545590737 |  | Transition Incentive Program | Edison | 8820 | 11 | 29.92 | Residential | No | Behind the Meter | Net-metered residential rooftop and canopy |  | None | Maier Solar Engineering dba Solar Me | PSE&G | Accepted | 2020-09-23 | 2020-10-07 | 2021-10-30 | Hanwha | Q.CELL DUO BLk-G6 340 | Solar Panels |  | 0.34 | 38 | 177 | 34 |  | Fixed | Roof
NJSTRE1545590737 |  | Transition Incentive Program | Edison | 8820 | 11 | 29.92 | Residential | No | Behind the Meter | Net-metered residential rooftop and canopy |  | None | Maier Solar Engineering dba Solar Me | PSE&G | Accepted | 2020-09-23 | 2020-10-07 | 2021-10-30 | Hanwha | Q.CELL DUO BLk-G6 340 | Solar Panels |  | 0.34 | 11 | 267 | 45 |  | Fixed | Roof
NJSTRE1545590737 |  | Transition Incentive Program | Edison | 8820 | 11 | 29.92 | Residential | No | Behind the Meter | Net-metered residential rooftop and canopy |  | None | Maier Solar Engineering dba Solar Me | PSE&G | Accepted | 2020-09-23 | 2020-10-07 | 2021-10-30 | Hanwha | Q.CELL DUO BLk-G6 340 | Solar Panels |  | 0.34 | 26 | 87 | 45 |  | Fixed | Roof
NJSTRE1545590737 |  | Transition Incentive Program | Edison | 8820 | 11 | 29.92 | Residential | No | Behind the Meter | Net-metered residential rooftop and canopy |  | None | Maier Solar Engineering dba Solar Me | PSE&G | Accepted | 2020-09-23 | 2020-10-07 | 2021-10-30 | Hanwha | Q.CELL DUO BLk-G6 340 | Solar Panels |  | 0.34 | 5 | 87 | 45 |  | Fixed | Roof
NJSTRE1545590738 |  | Transition Incentive Program | Burlington | 8016 | 13 | 4.76 | Residential | Yes | Behind the Meter | Net-metered residential rooftop and canopy |  | None | Trinity Solar | PSE&G | Accepted | 2020-09-16 | 2020-09-18 | 2021-10-30 | Solar Edge | SE3800 | Inverters | 3800 |  | 1 |  |  | 0.97 |  | Outside | side of home
NJSTRE1545590738 |  | Transition Incentive Program | Burlington | 8016 | 13 | 4.76 | Residential | Yes | Behind the Meter | Net-metered residential rooftop and canopy |  | None | Trinity Solar | PSE&G | Accepted | 2020-09-16 | 2020-09-18 | 2021-10-30 | Hanwha | Q.PEAK DUO BLK-G6 340 | Solar Panels |  | 0.34 | 14 | 161 | 37 |  | Fixed | Roof
NJSTRE1545590744 |  | Transition Incentive Program | Willingboro Twp | 8046 | 13 | 7.15 | Residential | No | Behind the Meter | Net-metered residential rooftop and canopy |  | None | SunnyMac LLC | PSE&G | Accepted | 2020-09-16 | 2020-09-18 | 2021-10-30 | Solaredge | SE6000H-US | Inverters | 6000 |  | 1 |  |  | 0.99 |  | Outdoor | Next to meter
NJSTRE1545590744 |  | Transition Incentive Program | Willingboro Twp | 8046 | 13 | 7.15 | Residential | No | Behind the Meter | Net-metered residential rooftop and canopy |  | None | SunnyMac LLC | PSE&G | Accepted | 2020-09-16 | 2020-09-18 | 2021-10-30 | REC | TwinPeak 2 Mono | Solar Panels |  | 0.325 | 4 | 297 | 26 |  | Fixed | Roof
NJSTRE1545590744 |  | Transition Incentive Program | Willingboro Twp | 8046 | 13 | 7.15 | Residential | No | Behind the Meter | Net-metered residential rooftop and canopy |  | None | SunnyMac LLC | PSE&G | Accepted | 2020-09-16 | 2020-09-18 | 2021-10-30 | REC | TwinPeak 2 Mono | Solar Panels |  | 0.325 | 12 | 207 | 18 |  | Fixed | Roof
NJSTRE1545590744 |  | Transition Incentive Program | Willingboro Twp | 8046 | 13 | 7.15 | Residential | No | Behind the Meter | Net-metered residential rooftop and canopy |  | None | SunnyMac LLC | PSE&G | Accepted | 2020-09-16 | 2020-09-18 | 2021-10-30 | REC | TwinPeak 2 Mono | Solar Panels |  | 0.325 | 6 | 207 | 27 |  | Fixed | Roof
NJSTRE1545590856 |  | Transition Incentive Program | Princeton Meadows | 8536 | 11 | 5.03 | Residential | No | Behind the Meter | Net-metered residential rooftop and canopy |  | None | Public Service Solar | PSE&G | Accepted | 2020-09-16 | 2020-09-18 | 2021-10-30 | Enphase | 800-00555-r03 | Meters |  |  | 1 |  |  |  | Yes | Outdoor
NJSTRE1545590856 |  | Transition Incentive Program | Princeton Meadows | 8536 | 11 | 5.03 | Residential | No | Behind the Meter | Net-metered residential rooftop and canopy |  | None | Public Service Solar | PSE&G | Accepted | 2020-09-16 | 2020-09-18 | 2021-10-30 | Enphase | iQ7+ | Inverters | 0.29 |  | 15 |  |  | 0.96 |  | Outdoor | Roof mounted under panels
NJSTRE1545590856 |  | Transition Incentive Program | Princeton Meadows | 8536 | 11 | 5.03 | Residential | No | Behind the Meter | Net-metered residential rooftop and canopy |  | None | Public Service Solar | PSE&G | Accepted | 2020-09-16 | 2020-09-18 | 2021-10-30 | LG | N1K-V5 | Solar Panels |  | 0.335 | 15 | 174 | 34 |  | Fixed | Roof
NJSTRE1545591368 |  | Transition Incentive Program | WILLINGBORO | 8046 | 13 | 6.03 | Residential | Yes | Behind the Meter | Net-metered residential rooftop and canopy |  | None | Vision Solar LLC | PSE&G | Accepted | 2020-09-16 | 2020-09-18 | 2021-10-30 | ENPHASE | IQ7-60-2-US | Inverters | 0.24 |  | 18 |  |  | 0.96 |  | Other | BEHIND EACH PANEL
NJSTRE1545591368 |  | Transition Incentive Program | WILLINGBORO | 8046 | 13 | 6.03 | Residential | Yes | Behind the Meter | Net-metered residential rooftop and canopy |  | None | Vision Solar LLC | PSE&G | Accepted | 2020-09-16 | 2020-09-18 | 2021-10-30 | HANWHA Q-CELLS | Q.PEAK DUO-G6+ 335 | Solar Panels |  | 0.335 | 15 | 236 | 25 |  | Fixed | Roof
NJSTRE1545591368 |  | Transition Incentive Program | WILLINGBORO | 8046 | 13 | 6.03 | Residential | Yes | Behind the Meter | Net-metered residential rooftop and canopy |  | None | Vision Solar LLC | PSE&G | Accepted | 2020-09-16 | 2020-09-18 | 2021-10-30 | HANWHA Q-CELLS | Q.PEAK DUO-G6+ 335 | Solar Panels |  | 0.335 | 3 | 146 | 20 |  | Fixed | Roof
NJSTRE1545591434 |  | Transition Incentive Program | GLASSBORO | 8028 | 15 | 6.18 | Residential | Yes | Behind the Meter | Net-metered residential rooftop and canopy |  | None | Vivint Solar Developer, LLC | AC Electric | Accepted | 2020-09-19 | 2020-09-21 | 2021-10-30 | Solar Edge | SE7600H-US | Inverters | 7600 |  | 1 |  |  | 0.992 |  | Outdoor | Near the Utility Meter
NJSTRE1545591434 |  | Transition Incentive Program | GLASSBORO | 8028 | 15 | 6.18 | Residential | Yes | Behind the Meter | Net-metered residential rooftop and canopy |  | None | Vivint Solar Developer, LLC | AC Electric | Accepted | 2020-09-19 | 2020-09-21 | 2021-10-30 | JINKO SOLAR | JKM325M-60HBL | Solar Panels |  | 0.325 | 13 | 163 | 25 |  | Fixed | Roof
NJSTRE1545591434 |  | Transition Incentive Program | GLASSBORO | 8028 | 15 | 6.18 | Residential | Yes | Behind the Meter | Net-metered residential rooftop and canopy |  | None | Vivint Solar Developer, LLC | AC Electric | Accepted | 2020-09-19 | 2020-09-21 | 2021-10-30 | JINKO SOLAR | JKM325M-60HBL | Solar Panels |  | 0.325 | 6 | 163 | 25 |  | Fixed | Roof
NJSTRE1545592258 |  | Transition Incentive Program | Hammonton | 8037 | 19 | 7.35 | Residential | Yes | Behind the Meter | Net-metered residential rooftop and canopy |  | None | Pro Custom Solar dba Momentum Solar | AC Electric | Accepted | 2020-09-16 | 2020-09-18 | 2021-10-30 | Enphase | IQ7Plus-72-2-US | Inverters | 290 |  | 21 |  |  | 0.97 |  | Outdoor | Roof
NJSTRE1545592258 |  | Transition Incentive Program | Hammonton | 8037 | 19 | 7.35 | Residential | Yes | Behind the Meter | Net-metered residential rooftop and canopy |  | None | Pro Custom Solar dba Momentum Solar | AC Electric | Accepted | 2020-09-16 | 2020-09-18 | 2021-10-30 | LG ELECTRONICS | LG 350N1C-V5 | Solar Panels |  | 0.35 | 16 | 252 | 40 |  | Fixed | Roof
NJSTRE1545592258 |  | Transition Incentive Program | Hammonton | 8037 | 19 | 7.35 | Residential | Yes | Behind the Meter | Net-metered residential rooftop and canopy |  | None | Pro Custom Solar dba Momentum Solar | AC Electric | Accepted | 2020-09-16 | 2020-09-18 | 2021-10-30 | LG ELECTRONICS | LG 350N1C-V5 | Solar Panels |  | 0.35 | 5 | 72 | 14 |  | Fixed | Roof
NJSTRE1545594743 |  | Transition Incentive Program | Gloucester City | 8030 | 14 | 7.48 | Residential | Yes | Behind the Meter | Net-metered residential rooftop and canopy |  | None | Vivint Solar Developer, LLC | PSE&G | Accepted | 2020-09-19 | 2020-09-21 | 2021-10-30 | Solar Edge | SE7600H-US | Inverters | 7600 |  | 1 |  |  | 0.992 |  | Outdoor | Near the Utility Meter
NJSTRE1545594743 |  | Transition Incentive Program | Gloucester City | 8030 | 14 | 7.48 | Residential | Yes | Behind the Meter | Net-metered residential rooftop and canopy |  | None | Vivint Solar Developer, LLC | PSE&G | Accepted | 2020-09-19 | 2020-09-21 | 2021-10-30 | JINKO SOLAR | JKM325M-60HBL | Solar Panels |  | 0.325 | 5 | 217 | 40 |  | Fixed | Roof
NJSTRE1545594743 |  | Transition Incentive Program | Gloucester City | 8030 | 14 | 7.48 | Residential | Yes | Behind the Meter | Net-metered residential rooftop and canopy |  | None | Vivint Solar Developer, LLC | PSE&G | Accepted | 2020-09-19 | 2020-09-21 | 2021-10-30 | JINKO SOLAR | JKM325M-60HBL | Solar Panels |  | 0.325 | 6 | 217 | 14 |  | Fixed | Roof
NJSTRE1545594743 |  | Transition Incentive Program | Gloucester City | 8030 | 14 | 7.48 | Residential | Yes | Behind the Meter | Net-metered residential rooftop and canopy |  | None | Vivint Solar Developer, LLC | PSE&G | Accepted | 2020-09-19 | 2020-09-21 | 2021-10-30 | JINKO SOLAR | JKM325M-60HBL | Solar Panels |  | 0.325 | 9 | 307 | 40 |  | Fixed | Roof
NJSTRE1545594743 |  | Transition Incentive Program | Gloucester City | 8030 | 14 | 7.48 | Residential | Yes | Behind the Meter | Net-metered residential rooftop and canopy |  | None | Vivint Solar Developer, LLC | PSE&G | Accepted | 2020-09-19 | 2020-09-21 | 2021-10-30 | JINKO SOLAR | JKM325M-60HBL | Solar Panels |  | 0.325 | 3 | 127 | 18 |  | Fixed | Roof
NJSTRE1545594751 |  | Transition Incentive Program | Little Egg Harbor Twp | 8087 | 18 | 6.65 | Residential | Yes | Behind the Meter | Net-metered residential rooftop and canopy |  | None | Pro Custom Solar dba Momentum Solar | AC Electric | Accepted | 2020-09-16 | 2020-09-18 | 2021-10-30 | Enphase | IQ7Plus-72-2-US | Inverters | 290 |  | 19 |  |  | 0.97 |  | Outdoor | Roof
NJSTRE1545594751 |  | Transition Incentive Program | Little Egg Harbor Twp | 8087 | 18 | 6.65 | Residential | Yes | Behind the Meter | Net-metered residential rooftop and canopy |  | None | Pro Custom Solar dba Momentum Solar | AC Electric | Accepted | 2020-09-16 | 2020-09-18 | 2021-10-30 | LG ELECTRONICS | LG 350N1C-V5 | Solar Panels |  | 0.35 | 8 | 45 | 38 |  | Fixed | Roof
NJSTRE1545594751 |  | Transition Incentive Program | Little Egg Harbor Twp | 8087 | 18 | 6.65 | Residential | Yes | Behind the Meter | Net-metered residential rooftop and canopy |  | None | Pro Custom Solar dba Momentum Solar | AC Electric | Accepted | 2020-09-16 | 2020-09-18 | 2021-10-30 | LG ELECTRONICS | LG 350N1C-V5 | Solar Panels |  | 0.35 | 11 | 225 | 14 |  | Fixed | Roof
NJSTRE1545594766 |  | Transition Incentive Program | Neptune | 7753 | 17 | 3.35 | Residential | No | Behind the Meter | Net-metered residential rooftop and canopy |  | None | Vision Solar LLC | JCP&L | Accepted | 2020-09-16 | 2020-09-18 | 2021-10-30 | ENPHASE | IQ7-60-2-US | Inverters | 0.24 |  | 10 |  |  | 0.96 |  | Other | BEHIND EACH PANEL
NJSTRE1545594766 |  | Transition Incentive Program | Neptune | 7753 | 17 | 3.35 | Residential | No | Behind the Meter | Net-metered residential rooftop and canopy |  | None | Vision Solar LLC | JCP&L | Accepted | 2020-09-16 | 2020-09-18 | 2021-10-30 | HANWHA Q-CELLS | Q.PEAK DUO-G6+ 335 | Solar Panels |  | 0.335 | 10 | 190 | 9 |  | Fixed | Roof
NJSTRE1545594783 |  | Transition Incentive Program | Roselle Park | 7204 | 10 | 8.45 | Residential | Yes | Behind the Meter | Net-metered residential rooftop and canopy |  | None | Vivint Solar Developer, LLC | PSE&G | Accepted | 2020-09-19 | 2020-09-21 | 2021-10-30 | Solar Edge | SE7600H-US | Inverters | 7600 |  | 1 |  |  | 0.992 |  | Outdoor | Near the Utility Meter
NJSTRE1545594783 |  | Transition Incentive Program | Roselle Park | 7204 | 10 | 8.45 | Residential | Yes | Behind the Meter | Net-metered residential rooftop and canopy |  | None | Vivint Solar Developer, LLC | PSE&G | Accepted | 2020-09-19 | 2020-09-21 | 2021-10-30 | JINKO SOLAR | JKM325M-60HBL | Solar Panels |  | 0.325 | 14 | 32 | 33 |  | Fixed | Roof
NJSTRE1545594783 |  | Transition Incentive Program | Roselle Park | 7204 | 10 | 8.45 | Residential | Yes | Behind the Meter | Net-metered residential rooftop and canopy |  | None | Vivint Solar Developer, LLC | PSE&G | Accepted | 2020-09-19 | 2020-09-21 | 2021-10-30 | JINKO SOLAR | JKM325M-60HBL | Solar Panels |  | 0.325 | 12 | 212 | 33 |  | Fixed | Roof
NJSTRE1545594800 |  | Transition Incentive Program | LUMBERTON | 8048 | 13 | 6.4 | Residential | No | Behind the Meter | Net-metered residential rooftop and canopy |  | None | Vivint Solar Developer, LLC | PSE&G | Accepted | 2020-09-19 | 2020-09-21 | 2021-10-30 | Solar Edge | SE7600H-US | Inverters | 7600 |  | 1 |  |  | 0.992 |  | Outdoor | Near the Utility Meter
NJSTRE1545594800 |  | Transition Incentive Program | LUMBERTON | 8048 | 13 | 6.4 | Residential | No | Behind the Meter | Net-metered residential rooftop and canopy |  | None | Vivint Solar Developer, LLC | PSE&G | Accepted | 2020-09-19 | 2020-09-21 | 2021-10-30 | HANWHA SOLAR | Q.PEAK DUO BLK-G5 320W | Solar Panels |  | 0.32 | 15 | 92 | 30 |  | Fixed | Roof
NJSTRE1545594800 |  | Transition Incentive Program | LUMBERTON | 8048 | 13 | 6.4 | Residential | No | Behind the Meter | Net-metered residential rooftop and canopy |  | None | Vivint Solar Developer, LLC | PSE&G | Accepted | 2020-09-19 | 2020-09-21 | 2021-10-30 | HANWHA SOLAR | Q.PEAK DUO BLK-G5 320W | Solar Panels |  | 0.32 | 5 | 182 | 30 |  | Fixed | Roof
NJSTRE1545594807 |  | Transition Incentive Program | North Wildwood | 8260 | 21 | 9.92 | Residential | Yes | Behind the Meter | Net-metered residential rooftop and canopy |  | None | RCL Enterprises Inc. | AC Electric | Accepted | 2020-09-16 | 2020-09-18 | 2021-10-30 | Itron | CL200 | Meters |  |  | 1 |  |  |  | Yes | Outdoor
NJSTRE1545594807 |  | Transition Incentive Program | North Wildwood | 8260 | 21 | 9.92 | Residential | Yes | Behind the Meter | Net-metered residential rooftop and canopy |  | None | RCL Enterprises Inc. | AC Electric | Accepted | 2020-09-16 | 2020-09-18 | 2021-10-30 | enphase | iq7 | Inverters | 240 |  | 31 |  |  | 0.96 |  | Outdoor | under panels
NJSTRE1545594807 |  | Transition Incentive Program | North Wildwood | 8260 | 21 | 9.92 | Residential | Yes | Behind the Meter | Net-metered residential rooftop and canopy |  | None | RCL Enterprises Inc. | AC Electric | Accepted | 2020-09-16 | 2020-09-18 | 2021-10-30 | trina solar | tsm-320DD06M | Solar Panels |  | 0.32 | 3 | 132 | 38 |  | Fixed | Roof
NJSTRE1545594807 |  | Transition Incentive Program | North Wildwood | 8260 | 21 | 9.92 | Residential | Yes | Behind the Meter | Net-metered residential rooftop and canopy |  | None | RCL Enterprises Inc. | AC Electric | Accepted | 2020-09-16 | 2020-09-18 | 2021-10-30 | trina solar | tsm-320DD06m | Solar Panels |  | 0.32 | 14 | 222 | 24 |  | Fixed | Roof
NJSTRE1545594807 |  | Transition Incentive Program | North Wildwood | 8260 | 21 | 9.92 | Residential | Yes | Behind the Meter | Net-metered residential rooftop and canopy |  | None | RCL Enterprises Inc. | AC Electric | Accepted | 2020-09-16 | 2020-09-18 | 2021-10-30 | trina solar | tsm-320DD06M | Solar Panels |  | 0.32 | 14 | 222 | 24 |  | Fixed | Roof
NJSTRE1545594808 |  | Transition Incentive Program | Chesterfield TWP | 8515 | 13 | 8.16 | Residential | No | Behind the Meter | Net-metered residential rooftop and canopy |  | None | Tesla Energy Operations Inc. | PSE&G | Accepted | 2020-09-16 | 2020-09-18 | 2021-10-30 | SolarEdge Technologies | SE7600H-US [240V] | Inverters | 7600 |  | 1 |  |  | 0.99 |  | Outside | Outside
NJSTRE1545594808 |  | Transition Incentive Program | Chesterfield TWP | 8515 | 13 | 8.16 | Residential | No | Behind the Meter | Net-metered residential rooftop and canopy |  | None | Tesla Energy Operations Inc. | PSE&G | Accepted | 2020-09-16 | 2020-09-18 | 2021-10-30 | Hanwha Q-CELLS | Q.Peak DUO BLK-G6+ 340 | Solar Panels |  | 0.34 | 18 | 171 | 30 |  | Fixed | Roof
NJSTRE1545594808 |  | Transition Incentive Program | Chesterfield TWP | 8515 | 13 | 8.16 | Residential | No | Behind the Meter | Net-metered residential rooftop and canopy |  | None | Tesla Energy Operations Inc. | PSE&G | Accepted | 2020-09-16 | 2020-09-18 | 2021-10-30 | Hanwha Q-CELLS | Q.Peak DUO BLK-G6+ 340 | Solar Panels |  | 0.34 | 6 | 351 | 30 |  | Fixed | Roof
NJSTRE1545594813 |  | Transition Incentive Program | Marlboro | 7746 | 17 | 14.4 | Residential | No | Behind the Meter | Net-metered residential rooftop and canopy |  | None | Ecological Systems LLC | JCP&L | Accepted | 2020-09-16 | 2020-09-18 | 2021-10-30 | Solar Edge | RGM | Meters |  |  | 1 |  |  |  | Yes | Outdoor
NJSTRE1545594813 |  | Transition Incentive Program | Marlboro | 7746 | 17 | 14.4 | Residential | No | Behind the Meter | Net-metered residential rooftop and canopy |  | None | Ecological Systems LLC | JCP&L | Accepted | 2020-09-16 | 2020-09-18 | 2021-10-30 | Solar Edge | SE11400H-US | Inverters | 11000 |  | 1 |  |  | 0.99 |  | Outside | at meter
NJSTRE1545594813 |  | Transition Incentive Program | Marlboro | 7746 | 17 | 14.4 | Residential | No | Behind the Meter | Net-metered residential rooftop and canopy |  | None | Ecological Systems LLC | JCP&L | Accepted | 2020-09-16 | 2020-09-18 | 2021-10-30 | Panasonic | Panasconic 320 | Solar Panels |  | 0.32 | 45 | 150 | 32 |  | Fixed | Roof
NJSTRE1545594818 |  | Transition Incentive Program | Trenton | 8619 | 12 | 7.92 | Residential | Yes | Behind the Meter | Net-metered residential rooftop and canopy |  | None | SunnyMac LLC | PSE&G | Accepted | 2020-09-16 | 2020-09-18 | 2021-10-30 | Solaredge | SE7600H-US | Inverters | 7600 |  | 1 |  |  | 0.99 |  | Outdoor | Next to Meter
NJSTRE1545594818 |  | Transition Incentive Program | Trenton | 8619 | 12 | 7.92 | Residential | Yes | Behind the Meter | Net-metered residential rooftop and canopy |  | None | SunnyMac LLC | PSE&G | Accepted | 2020-09-16 | 2020-09-18 | 2021-10-30 | REC | 360AA-BLK | Solar Panels |  | 0.36 | 12 | 313 | 9 |  | Fixed | Roof
NJSTRE1545594818 |  | Transition Incentive Program | Trenton | 8619 | 12 | 7.92 | Residential | Yes | Behind the Meter | Net-metered residential rooftop and canopy |  | None | SunnyMac LLC | PSE&G | Accepted | 2020-09-16 | 2020-09-18 | 2021-10-30 | REC | 360AA-Blk | Solar Panels |  | 0.36 | 2 | 133 | 9 |  | Fixed | Roof
NJSTRE1545594818 |  | Transition Incentive Program | Trenton | 8619 | 12 | 7.92 | Residential | Yes | Behind the Meter | Net-metered residential rooftop and canopy |  | None | SunnyMac LLC | PSE&G | Accepted | 2020-09-16 | 2020-09-18 | 2021-10-30 | REC | 360AA-Blk | Solar Panels |  | 0.36 | 8 | 133 | 37 |  | Fixed | Roof
NJSTRE1545594835 |  | Transition Incentive Program | Rahway | 7065 | 10 | 4.2 | Residential | Yes | Behind the Meter | Net-metered residential rooftop and canopy |  | None | Pro Custom Solar dba Momentum Solar | PSE&G | Accepted | 2020-09-16 | 2020-09-18 | 2021-10-30 | Enphase | IQ7Plus-72-2-US | Inverters | 290 |  | 12 |  |  | 0.97 |  | Outdoor | Roof
NJSTRE1545594835 |  | Transition Incentive Program | Rahway | 7065 | 10 | 4.2 | Residential | Yes | Behind the Meter | Net-metered residential rooftop and canopy |  | None | Pro Custom Solar dba Momentum Solar | PSE&G | Accepted | 2020-09-16 | 2020-09-18 | 2021-10-30 | LG ELECTRONICS | LG 350N1C-V5 | Solar Panels |  | 0.35 | 4 | 266 | 41 |  | Fixed | Roof
NJSTRE1545594835 |  | Transition Incentive Program | Rahway | 7065 | 10 | 4.2 | Residential | Yes | Behind the Meter | Net-metered residential rooftop and canopy |  | None | Pro Custom Solar dba Momentum Solar | PSE&G | Accepted | 2020-09-16 | 2020-09-18 | 2021-10-30 | LG ELECTRONICS | LG 350N1C-V5 | Solar Panels |  | 0.35 | 8 | 86 | 41 |  | Fixed | Roof
NJSTRE1545594864 |  | Transition Incentive Program | GREEN BROOK | 8812 | 11 | 12.16 | Residential | No | Behind the Meter | Net-metered residential rooftop and canopy |  | None | Vivint Solar Developer, LLC | PSE&G | Accepted | 2020-09-19 | 2020-09-21 | 2021-10-30 | Solar Edge | SE3800H-US | Inverters | 3800 |  | 1 |  |  | 0.992 |  | Outdoor | Near the Utility Meter
NJSTRE1545594864 |  | Transition Incentive Program | GREEN BROOK | 8812 | 11 | 12.16 | Residential | No | Behind the Meter | Net-metered residential rooftop and canopy |  | None | Vivint Solar Developer, LLC | PSE&G | Accepted | 2020-09-19 | 2020-09-21 | 2021-10-30 | SOLAREDGE | SE7600H-US | Inverters | 7600 |  | 1 |  |  | 0.992 |  | Outdoor | Near the Utility Meter
NJSTRE1545594864 |  | Transition Incentive Program | GREEN BROOK | 8812 | 11 | 12.16 | Residential | No | Behind the Meter | Net-metered residential rooftop and canopy |  | None | Vivint Solar Developer, LLC | PSE&G | Accepted | 2020-09-19 | 2020-09-21 | 2021-10-30 | HANWHA SOLAR | Q.PEAK DUO BLK-G5 320W | Solar Panels |  | 0.32 | 5 | 233 | 34 |  | Fixed | Roof
NJSTRE1545594864 |  | Transition Incentive Program | GREEN BROOK | 8812 | 11 | 12.16 | Residential | No | Behind the Meter | Net-metered residential rooftop and canopy |  | None | Vivint Solar Developer, LLC | PSE&G | Accepted | 2020-09-19 | 2020-09-21 | 2021-10-30 | HANWHA SOLAR | Q.PEAK DUO BLK-G5 320W | Solar Panels |  | 0.32 | 11 | 323 | 34 |  | Fixed | Roof
NJSTRE1545594864 |  | Transition Incentive Program | GREEN BROOK | 8812 | 11 | 12.16 | Residential | No | Behind the Meter | Net-metered residential rooftop and canopy |  | None | Vivint Solar Developer, LLC | PSE&G | Accepted | 2020-09-19 | 2020-09-21 | 2021-10-30 | HANWHA SOLAR | Q.PEAK DUO BLK-G5 320W | Solar Panels |  | 0.32 | 10 | 143 | 35 |  | Fixed | Roof
NJSTRE1545594864 |  | Transition Incentive Program | GREEN BROOK | 8812 | 11 | 12.16 | Residential | No | Behind the Meter | Net-metered residential rooftop and canopy |  | None | Vivint Solar Developer, LLC | PSE&G | Accepted | 2020-09-19 | 2020-09-21 | 2021-10-30 | HANWHA SOLAR | Q.PEAK DUO BLK-G5 320W | Solar Panels |  | 0.32 | 12 | 323 | 35 |  | Fixed | Roof
NJSTRE1545594870 |  | Transition Incentive Program | Cherry Hill | 8002 | 14 | 13.74 | Residential | Yes | Behind the Meter | Net-metered residential rooftop and canopy |  | None | Vision Solar LLC | PSE&G | Accepted | 2020-09-16 | 2020-09-18 | 2021-10-30 | ENPHASE | IQ7-60-2-US | Inverters | 0.24 |  | 41 |  |  | 0.96 |  | Other | BEHIND EACH PANEL
NJSTRE1545594870 |  | Transition Incentive Program | Cherry Hill | 8002 | 14 | 13.74 | Residential | Yes | Behind the Meter | Net-metered residential rooftop and canopy |  | None | Vision Solar LLC | PSE&G | Accepted | 2020-09-16 | 2020-09-18 | 2021-10-30 | HANWHA Q-CELLS | Q.PEAK DUO-G6+ 335 | Solar Panels |  | 0.335 | 22 | 116 | 21 |  | Fixed | Roof
NJSTRE1545594870 |  | Transition Incentive Program | Cherry Hill | 8002 | 14 | 13.74 | Residential | Yes | Behind the Meter | Net-metered residential rooftop and canopy |  | None | Vision Solar LLC | PSE&G | Accepted | 2020-09-16 | 2020-09-18 | 2021-10-30 | HANWHA Q-CELLS | Q.PEAK DUO-G6+ 335 | Solar Panels |  | 0.335 | 15 | 115 | 20 |  | Fixed | Roof
NJSTRE1545594870 |  | Transition Incentive Program | Cherry Hill | 8002 | 14 | 13.74 | Residential | Yes | Behind the Meter | Net-metered residential rooftop and canopy |  | None | Vision Solar LLC | PSE&G | Accepted | 2020-09-16 | 2020-09-18 | 2021-10-30 | HANWHA Q-CELLS | Q.PEAK DUO-G6+ 335 | Solar Panels |  | 0.335 | 2 | 26 | 25 |  | Fixed | Roof
NJSTRE1545594870 |  | Transition Incentive Program | Cherry Hill | 8002 | 14 | 13.74 | Residential | Yes | Behind the Meter | Net-metered residential rooftop and canopy |  | None | Vision Solar LLC | PSE&G | Accepted | 2020-09-16 | 2020-09-18 | 2021-10-30 | HANWHA Q-CELLS | Q.PEAK DUO-G6+ 335 | Solar Panels |  | 0.335 | 2 | 206 | 25 |  | Fixed | Roof
NJSTRE1545594903 |  | Transition Incentive Program | Minotola | 8341 | 19 | 6.5 | Residential | Yes | Behind the Meter | Net-metered residential rooftop and canopy |  | None | RCL Enterprises Inc. | AC Electric | Accepted | 2020-09-16 | 2020-09-18 | 2021-10-30 | enphase | iq7 | Inverters | 240 |  | 20 |  |  | 0.96 |  | Outdoor | under panels
NJSTRE1545594903 |  | Transition Incentive Program | Minotola | 8341 | 19 | 6.5 | Residential | Yes | Behind the Meter | Net-metered residential rooftop and canopy |  | None | RCL Enterprises Inc. | AC Electric | Accepted | 2020-09-16 | 2020-09-18 | 2021-10-30 | Trina Solar | TSM-325DD06M | Solar Panels |  | 0.325 | 20 | 180 | 15 |  | Fixed | Roof
NJSTRE1545595664 |  | Transition Incentive Program | Stockton | 8559 | 4 | 16.08 | Residential | Yes | Behind the Meter | Net-metered residential rooftop and canopy |  | None | Vision Solar LLC | JCP&L | Accepted | 2020-09-16 | 2020-09-18 | 2021-10-30 | ENPHASE | IQ7-60-2-US | Inverters | 0.24 |  | 48 |  |  | 0.96 |  | Other | BEHIND EACH PANEL
NJSTRE1545595664 |  | Transition Incentive Program | Stockton | 8559 | 4 | 16.08 | Residential | Yes | Behind the Meter | Net-metered residential rooftop and canopy |  | None | Vision Solar LLC | JCP&L | Accepted | 2020-09-16 | 2020-09-18 | 2021-10-30 | HANWHA Q-CELLS | Q.PEAK DUO-G6+ 335 | Solar Panels |  | 0.335 | 19 | 116 | 25 |  | Fixed | Roof
NJSTRE1545595664 |  | Transition Incentive Program | Stockton | 8559 | 4 | 16.08 | Residential | Yes | Behind the Meter | Net-metered residential rooftop and canopy |  | None | Vision Solar LLC | JCP&L | Accepted | 2020-09-16 | 2020-09-18 | 2021-10-30 | HANWHA Q-CELLS | Q.PEAK DUO-G6+ 335 | Solar Panels |  | 0.335 | 3 | 296 | 16 |  | Fixed | Roof
NJSTRE1545595664 |  | Transition Incentive Program | Stockton | 8559 | 4 | 16.08 | Residential | Yes | Behind the Meter | Net-metered residential rooftop and canopy |  | None | Vision Solar LLC | JCP&L | Accepted | 2020-09-16 | 2020-09-18 | 2021-10-30 | HANWHA Q-CELLS | Q.PEAK DUO-G6+ 335 | Solar Panels |  | 0.335 | 22 | 206 | 39 |  | Fixed | Roof
NJSTRE1545595664 |  | Transition Incentive Program | Stockton | 8559 | 4 | 16.08 | Residential | Yes | Behind the Meter | Net-metered residential rooftop and canopy |  | None | Vision Solar LLC | JCP&L | Accepted | 2020-09-16 | 2020-09-18 | 2021-10-30 | HANWHA Q-CELLS | Q.PEAK DUO-G6+ 335 | Solar Panels |  | 0.335 | 4 | 296 | 25 |  | Fixed | Roof
NJSTRE1545598925 |  | Transition Incentive Program | Atlantic City | 8401 | 19 | 9.6 | Residential | Yes | Behind the Meter | Net-metered residential rooftop and canopy |  | None | RCL Enterprises Inc. | AC Electric | Accepted | 2020-09-16 | 2020-09-18 | 2021-10-30 | enphase | iq7 | Inverters | 240 |  | 30 |  |  | 0.96 |  | Outdoor | under panels
NJSTRE1545598925 |  | Transition Incentive Program | Atlantic City | 8401 | 19 | 9.6 | Residential | Yes | Behind the Meter | Net-metered residential rooftop and canopy |  | None | RCL Enterprises Inc. | AC Electric | Accepted | 2020-09-16 | 2020-09-18 | 2021-10-30 | trina solar | tsm-320dd06m | Solar Panels |  | 0.32 | 17 | 94 | 36 |  | Fixed | Roof
NJSTRE1545598925 |  | Transition Incentive Program | Atlantic City | 8401 | 19 | 9.6 | Residential | Yes | Behind the Meter | Net-metered residential rooftop and canopy |  | None | RCL Enterprises Inc. | AC Electric | Accepted | 2020-09-16 | 2020-09-18 | 2021-10-30 | trina solar | tsm-320dd06m | Solar Panels |  | 0.32 | 13 | 274 | 36 |  | Fixed | Roof
NJSTRE1545599691 |  | Transition Incentive Program | Blackwood | 8012 | 14 | 11.06 | Residential | No | Behind the Meter | Net-metered residential rooftop and canopy |  | None | Vision Solar LLC | AC Electric | Accepted | 2020-09-16 | 2020-09-18 | 2021-10-30 | ENPHASE | IQ7-60-2-US | Inverters | 0.24 |  | 33 |  |  | 0.96 |  | Other | behind each panel
NJSTRE1545599691 |  | Transition Incentive Program | Blackwood | 8012 | 14 | 11.06 | Residential | No | Behind the Meter | Net-metered residential rooftop and canopy |  | None | Vision Solar LLC | AC Electric | Accepted | 2020-09-16 | 2020-09-18 | 2021-10-30 | HANWHA Q-CELLS | Q.PEAK DUO-G6+ 335 | Solar Panels |  | 0.335 | 5 | 214 | 20 |  | Fixed | Roof
NJSTRE1545599691 |  | Transition Incentive Program | Blackwood | 8012 | 14 | 11.06 | Residential | No | Behind the Meter | Net-metered residential rooftop and canopy |  | None | Vision Solar LLC | AC Electric | Accepted | 2020-09-16 | 2020-09-18 | 2021-10-30 | HANWHA Q-CELLS | Q.PEAK DUO-G6+ 335 | Solar Panels |  | 0.335 | 28 | 34 | 20 |  | Fixed | Roof
NJSTRE1545599911 |  | Transition Incentive Program | Hopewell | 8525 | 12 | 18.36 | Residential | Yes | Behind the Meter | Net-metered residential rooftop and canopy |  | None | SunnyMac LLC | PSE&G | Accepted | 2020-09-16 | 2020-09-18 | 2021-10-30 | Solaredge | SE7600H-US | Inverters | 15200 |  | 2 |  |  | 0.99 |  | Outdoor | Next to Meter
NJSTRE1545599911 |  | Transition Incentive Program | Hopewell | 8525 | 12 | 18.36 | Residential | Yes | Behind the Meter | Net-metered residential rooftop and canopy |  | None | SunnyMac LLC | PSE&G | Accepted | 2020-09-16 | 2020-09-18 | 2021-10-30 | REC | 360AA-BLK | Solar Panels |  | 0.36 | 51 | 159 | 17 |  | Fixed | Roof
NJSTRE1545599914 |  | Transition Incentive Program | Eatontown | 7724 | 17 | 10.24 | Residential | No | Behind the Meter | Net-metered residential rooftop and canopy |  | None | Vivint Solar Developer, LLC | JCP&L | Accepted | 2020-09-21 | 2020-09-21 | 2021-10-30 | SOLAREDGE | SE7600H-US | Inverters | 7600 |  | 1 |  |  | 0.992 |  | Outdoor | Near the Utility Meter
NJSTRE1545599914 |  | Transition Incentive Program | Eatontown | 7724 | 17 | 10.24 | Residential | No | Behind the Meter | Net-metered residential rooftop and canopy |  | None | Vivint Solar Developer, LLC | JCP&L | Accepted | 2020-09-21 | 2020-09-21 | 2021-10-30 | HANWHA SOLAR | Q.PEAK DUO BLK-G5 320W | Solar Panels |  | 0.32 | 12 | 126 | 24 |  | Fixed | Roof
NJSTRE1545599914 |  | Transition Incentive Program | Eatontown | 7724 | 17 | 10.24 | Residential | No | Behind the Meter | Net-metered residential rooftop and canopy |  | None | Vivint Solar Developer, LLC | JCP&L | Accepted | 2020-09-21 | 2020-09-21 | 2021-10-30 | HANWHA SOLAR | Q.PEAK DUO BLK-G5 320W | Solar Panels |  | 0.32 | 3 | 216 | 19 |  | Fixed | Roof
NJSTRE1545599914 |  | Transition Incentive Program | Eatontown | 7724 | 17 | 10.24 | Residential | No | Behind the Meter | Net-metered residential rooftop and canopy |  | None | Vivint Solar Developer, LLC | JCP&L | Accepted | 2020-09-21 | 2020-09-21 | 2021-10-30 | HANWHA SOLAR | Q.PEAK DUO BLK-G5 320W | Solar Panels |  | 0.32 | 14 | 306 | 24 |  | Fixed | Roof
NJSTRE1545599914 |  | Transition Incentive Program | Eatontown | 7724 | 17 | 10.24 | Residential | No | Behind the Meter | Net-metered residential rooftop and canopy |  | None | Vivint Solar Developer, LLC | JCP&L | Accepted | 2020-09-21 | 2020-09-21 | 2021-10-30 | HANWHA SOLAR | Q.PEAK DUO BLK-G5 320W | Solar Panels |  | 0.32 | 3 | 36 | 19 |  | Fixed | Roof
NJSTRE1545599927 |  | Transition Incentive Program | Somerset | 8873 | 5 | 4.2 | Residential | Yes | Behind the Meter | Net-metered residential rooftop and canopy |  | None | Pro Custom Solar dba Momentum Solar | PSE&G | Accepted | 2020-09-16 | 2020-09-18 | 2021-10-30 | Enphase | IQ7Plus-72-2-US | Inverters | 290 |  | 12 |  |  | 0.97 |  | Outdoor | Roof
NJSTRE1545599927 |  | Transition Incentive Program | Somerset | 8873 | 5 | 4.2 | Residential | Yes | Behind the Meter | Net-metered residential rooftop and canopy |  | None | Pro Custom Solar dba Momentum Solar | PSE&G | Accepted | 2020-09-16 | 2020-09-18 | 2021-10-30 | LG ELECTRONICS | LG 350N1C-V5 | Solar Panels |  | 0.35 | 4 | 309 | 15 |  | Fixed | Roof
NJSTRE1545599927 |  | Transition Incentive Program | Somerset | 8873 | 5 | 4.2 | Residential | Yes | Behind the Meter | Net-metered residential rooftop and canopy |  | None | Pro Custom Solar dba Momentum Solar | PSE&G | Accepted | 2020-09-16 | 2020-09-18 | 2021-10-30 | LG ELECTRONICS | LG 350N1C-V5 | Solar Panels |  | 0.35 | 8 | 129 | 15 |  | Fixed | Roof
NJSTRE1545599947 |  | Transition Incentive Program | Tenafly | 7670 | 7 | 5.95 | Residential | Yes | Behind the Meter | Net-metered residential rooftop and canopy |  | None | Pro Custom Solar dba Momentum Solar | PSE&G | Accepted | 2020-09-16 | 2020-09-18 | 2021-10-30 | Enphase | IQ7Plus-72-2-US | Inverters | 290 |  | 17 |  |  | 0.97 |  | Outdoor | Roof
NJSTRE1545599947 |  | Transition Incentive Program | Tenafly | 7670 | 7 | 5.95 | Residential | Yes | Behind the Meter | Net-metered residential rooftop and canopy |  | None | Pro Custom Solar dba Momentum Solar | PSE&G | Accepted | 2020-09-16 | 2020-09-18 | 2021-10-30 | LG ELECTRONICS | LG 350N1C-V5 | Solar Panels |  | 0.35 | 17 | 180 | 28 |  | Fixed | Pole
NJSTRE1545599949 |  | Transition Incentive Program | BURLINGTON | 8016 | 13 | 6.42 | Residential | No | Behind the Meter | Net-metered residential rooftop and canopy |  | None | Vivint Solar Developer, LLC | PSE&G | Accepted | 2020-09-21 | 2020-09-21 | 2021-10-30 | SOLAREDGE | SE7600H-US | Inverters | 7600 |  | 1 |  |  | 0.992 |  | Outdoor | Near the Utility Meter
NJSTRE1545599949 |  | Transition Incentive Program | BURLINGTON | 8016 | 13 | 6.42 | Residential | No | Behind the Meter | Net-metered residential rooftop and canopy |  | None | Vivint Solar Developer, LLC | PSE&G | Accepted | 2020-09-21 | 2020-09-21 | 2021-10-30 | HANWHA SOLAR | Q.PEAK DUO BLK-G5 320W | Solar Panels |  | 0.32 | 11 | 94 | 18 |  | Fixed | Roof
NJSTRE1545599949 |  | Transition Incentive Program | BURLINGTON | 8016 | 13 | 6.42 | Residential | No | Behind the Meter | Net-metered residential rooftop and canopy |  | None | Vivint Solar Developer, LLC | PSE&G | Accepted | 2020-09-21 | 2020-09-21 | 2021-10-30 | JINKO SOLAR | JKM325M-60HBL | Solar Panels |  | 0.325 | 4 | 94 | 10 |  | Fixed | Roof
NJSTRE1545599949 |  | Transition Incentive Program | BURLINGTON | 8016 | 13 | 6.42 | Residential | No | Behind the Meter | Net-metered residential rooftop and canopy |  | None | Vivint Solar Developer, LLC | PSE&G | Accepted | 2020-09-21 | 2020-09-21 | 2021-10-30 | HANWHA SOLAR | Q.PEAK DUO BLK-G5 320W | Solar Panels |  | 0.32 | 5 | 184 | 18 |  | Fixed | Roof
NJSTRE1545599951 |  | Transition Incentive Program | MILLVILLE | 8332 | 20 | 6.12 | Residential | Yes | Behind the Meter | Net-metered residential rooftop and canopy |  | None | Trinity Solar | AC Electric | Accepted | 2020-09-16 | 2020-09-18 | 2021-10-30 | Solar Edge | SE5000H-US000BNC4 | Inverters | 5000 |  | 1 |  |  | 0.97 |  | Outdoor | side of home
NJSTRE1545599951 |  | Transition Incentive Program | MILLVILLE | 8332 | 20 | 6.12 | Residential | Yes | Behind the Meter | Net-metered residential rooftop and canopy |  | None | Trinity Solar | AC Electric | Accepted | 2020-09-16 | 2020-09-18 | 2021-10-30 | HANWHA | Q.PEAK DUO BLK-G6 340 | Solar Panels |  | 0.34 | 8 | 222 | 18 |  | Fixed | Roof
NJSTRE1545599951 |  | Transition Incentive Program | MILLVILLE | 8332 | 20 | 6.12 | Residential | Yes | Behind the Meter | Net-metered residential rooftop and canopy |  | None | Trinity Solar | AC Electric | Accepted | 2020-09-16 | 2020-09-18 | 2021-10-30 | HANWHA | Q.PEAK DUO BLK-G6 340 | Solar Panels |  | 0.34 | 10 | 222 | 18 |  | Fixed | Roof
NJSTRE1545599953 |  | Transition Incentive Program | North Arlington | 7031 | 7 | 4.76 | Residential | Yes | Behind the Meter | Net-metered residential rooftop and canopy |  | None | Trinity Solar | PSE&G | Accepted | 2020-09-16 | 2020-09-22 | 2021-10-30 | Solar Edge | SE3800H-US | Inverters | 3800 |  | 1 |  |  | 0.97 |  | Outside | side of home
NJSTRE1545599953 |  | Transition Incentive Program | North Arlington | 7031 | 7 | 4.76 | Residential | Yes | Behind the Meter | Net-metered residential rooftop and canopy |  | None | Trinity Solar | PSE&G | Accepted | 2020-09-16 | 2020-09-22 | 2021-10-30 | Hanwha 340 | Q.PEAK DUO BLK-G6 340 | Solar Panels |  | 0.34 | 5 | 213 | 40 |  | Fixed | Roof
NJSTRE1545599953 |  | Transition Incentive Program | North Arlington | 7031 | 7 | 4.76 | Residential | Yes | Behind the Meter | Net-metered residential rooftop and canopy |  | None | Trinity Solar | PSE&G | Accepted | 2020-09-16 | 2020-09-22 | 2021-10-30 | Hanwha 340 | Q.PEAK DUO BLK-G6 340 | Solar Panels |  | 0.34 | 9 | 213 | 12 |  | Fixed | Roof
NJSTRE1545599957 |  | Transition Incentive Program | Edison TWP | 8820 | 11 | 16.32 | Residential | Yes | Behind the Meter | Net-metered residential rooftop and canopy |  | None | Tesla Energy Operations Inc. | PSE&G | Accepted | 2020-09-16 | 2020-09-18 | 2021-10-30 | Delta Electronics | M8-TL-US [240V] | Inverters | 7680 |  | 2 |  |  | 0.975 |  | Outside | Outside
NJSTRE1545599957 |  | Transition Incentive Program | Edison TWP | 8820 | 11 | 16.32 | Residential | Yes | Behind the Meter | Net-metered residential rooftop and canopy |  | None | Tesla Energy Operations Inc. | PSE&G | Accepted | 2020-09-16 | 2020-09-18 | 2021-10-30 | Hanwha Q-CELLS | Q.Peak DUO BLK-G6+ 340 | Solar Panels |  | 0.34 | 14 | 267 | 23 |  | Fixed | Roof
NJSTRE1545599957 |  | Transition Incentive Program | Edison TWP | 8820 | 11 | 16.32 | Residential | Yes | Behind the Meter | Net-metered residential rooftop and canopy |  | None | Tesla Energy Operations Inc. | PSE&G | Accepted | 2020-09-16 | 2020-09-18 | 2021-10-30 | Hanwha Q-CELLS | Q.Peak DUO BLK-G6+ 340 | Solar Panels |  | 0.34 | 10 | 88 | 23 |  | Fixed | Roof
NJSTRE1545599957 |  | Transition Incentive Program | Edison TWP | 8820 | 11 | 16.32 | Residential | Yes | Behind the Meter | Net-metered residential rooftop and canopy |  | None | Tesla Energy Operations Inc. | PSE&G | Accepted | 2020-09-16 | 2020-09-18 | 2021-10-30 | Hanwha Q-CELLS | Q.Peak DUO BLK-G6+ 340 | Solar Panels |  | 0.34 | 16 | 88 | 23 |  | Fixed | Roof
NJSTRE1545599957 |  | Transition Incentive Program | Edison TWP | 8820 | 11 | 16.32 | Residential | Yes | Behind the Meter | Net-metered residential rooftop and canopy |  | None | Tesla Energy Operations Inc. | PSE&G | Accepted | 2020-09-16 | 2020-09-18 | 2021-10-30 | Hanwha Q-CELLS | Q.Peak DUO BLK-G6+ 340 | Solar Panels |  | 0.34 | 8 | 358 | 27 |  | Fixed | Roof
NJSTRE1545599974 |  | Transition Incentive Program | Howell | 7731 | 17 | 6.65 | Residential | Yes | Behind the Meter | Net-metered residential rooftop and canopy |  | None | Pro Custom Solar dba Momentum Solar | JCP&L | Accepted | 2020-09-16 | 2020-09-18 | 2021-10-30 | Enphase | IQ7Plus-72-2-US | Inverters | 290 |  | 19 |  |  | 0.97 |  | Outdoor | Roof
NJSTRE1545599974 |  | Transition Incentive Program | Howell | 7731 | 17 | 6.65 | Residential | Yes | Behind the Meter | Net-metered residential rooftop and canopy |  | None | Pro Custom Solar dba Momentum Solar | JCP&L | Accepted | 2020-09-16 | 2020-09-18 | 2021-10-30 | LG ELECTRONICS | LG 350N1C-V5 | Solar Panels |  | 0.35 | 4 | 49 | 19 |  | Fixed | Roof
NJSTRE1545599974 |  | Transition Incentive Program | Howell | 7731 | 17 | 6.65 | Residential | Yes | Behind the Meter | Net-metered residential rooftop and canopy |  | None | Pro Custom Solar dba Momentum Solar | JCP&L | Accepted | 2020-09-16 | 2020-09-18 | 2021-10-30 | LG ELECTRONICS | LG 350N1C-V5 | Solar Panels |  | 0.35 | 6 | 229 | 10 |  | Fixed | Roof
NJSTRE1545599974 |  | Transition Incentive Program | Howell | 7731 | 17 | 6.65 | Residential | Yes | Behind the Meter | Net-metered residential rooftop and canopy |  | None | Pro Custom Solar dba Momentum Solar | JCP&L | Accepted | 2020-09-16 | 2020-09-18 | 2021-10-30 | LG ELECTRONICS | LG 350N1C-V5 | Solar Panels |  | 0.35 | 9 | 229 | 18 |  | Fixed | Roof
NJSTRE1545599983 |  | Transition Incentive Program | BARNEGAT | 8005 | 18 | 9.6 | Residential | No | Behind the Meter | Net-metered residential rooftop and canopy |  | None | Vivint Solar Developer, LLC | JCP&L | Accepted | 2020-09-21 | 2020-09-21 | 2021-10-30 | SOLAREDGE | SE7600H-US | Inverters | 7600 |  | 1 |  |  | 0.992 |  | Outdoor | Near the Utility Meter
NJSTRE1545599983 |  | Transition Incentive Program | BARNEGAT | 8005 | 18 | 9.6 | Residential | No | Behind the Meter | Net-metered residential rooftop and canopy |  | None | Vivint Solar Developer, LLC | JCP&L | Accepted | 2020-09-21 | 2020-09-21 | 2021-10-30 | HANWHA SOLAR | Q.PEAK DUO BLK-G5 320W | Solar Panels |  | 0.32 | 30 | 217 | 39 |  | Fixed | Roof
NJSTRE1545600000 |  | Transition Incentive Program | Camden City | 8103 | 14 | 19.29 | Residential | Yes | Behind the Meter | Net-metered residential rooftop and canopy |  | None | SunnyMac LLC | PSE&G | Accepted | 2020-09-16 | 2020-09-29 | 2021-10-30 | Enphase | IQ7XS | Inverters | 0.315 |  | 59 |  |  | 0.99 |  | Outdoor | Roof
NJSTRE1545600000 |  | Transition Incentive Program | Camden City | 8103 | 14 | 19.29 | Residential | Yes | Behind the Meter | Net-metered residential rooftop and canopy |  | None | SunnyMac LLC | PSE&G | Accepted | 2020-09-16 | 2020-09-29 | 2021-10-30 | SunPower | SPR-E20-327 | Solar Panels |  | 0.327 | 7 | 40 | 31 |  | Fixed | Roof
NJSTRE1545600000 |  | Transition Incentive Program | Camden City | 8103 | 14 | 19.29 | Residential | Yes | Behind the Meter | Net-metered residential rooftop and canopy |  | None | SunnyMac LLC | PSE&G | Accepted | 2020-09-16 | 2020-09-29 | 2021-10-30 | SunPower | SPR-E20-327 | Solar Panels |  | 0.327 | 23 | 310 | 32 |  | Fixed | Roof
NJSTRE1545600000 |  | Transition Incentive Program | Camden City | 8103 | 14 | 19.29 | Residential | Yes | Behind the Meter | Net-metered residential rooftop and canopy |  | None | SunnyMac LLC | PSE&G | Accepted | 2020-09-16 | 2020-09-29 | 2021-10-30 | SunPower | SPR-E20-327 | Solar Panels |  | 0.327 | 10 | 220 | 31 |  | Fixed | Roof
NJSTRE1545600000 |  | Transition Incentive Program | Camden City | 8103 | 14 | 19.29 | Residential | Yes | Behind the Meter | Net-metered residential rooftop and canopy |  | None | SunnyMac LLC | PSE&G | Accepted | 2020-09-16 | 2020-09-29 | 2021-10-30 | SunPower | SPR-E20-327 | Solar Panels |  | 0.327 | 9 | 220 | 32 |  | Fixed | Roof
NJSTRE1545600000 |  | Transition Incentive Program | Camden City | 8103 | 14 | 19.29 | Residential | Yes | Behind the Meter | Net-metered residential rooftop and canopy |  | None | SunnyMac LLC | PSE&G | Accepted | 2020-09-16 | 2020-09-29 | 2021-10-30 | SunPower | SPR-E20-327 | Solar Panels |  | 0.327 | 1 | 130 | 31 |  | Fixed | Roof
NJSTRE1545600000 |  | Transition Incentive Program | Camden City | 8103 | 14 | 19.29 | Residential | Yes | Behind the Meter | Net-metered residential rooftop and canopy |  | None | SunnyMac LLC | PSE&G | Accepted | 2020-09-16 | 2020-09-29 | 2021-10-30 | SunPower | SPR-E20-327 | Solar Panels |  | 0.327 | 9 | 40 | 31 |  | Fixed | Roof
NJSTRE1545600002 |  | Transition Incentive Program | Clifton City | 7012 | 6 | 4.08 | Residential | No | Behind the Meter | Net-metered residential rooftop and canopy |  | None | Tesla Energy Operations Inc. | PSE&G | Accepted | 2020-09-16 | 2020-09-18 | 2021-10-30 | SolarEdge Technologies | SE3800H-US [240V] | Inverters | 3800 |  | 1 |  |  | 0.99 |  | Outside | Outside
NJSTRE1545600002 |  | Transition Incentive Program | Clifton City | 7012 | 6 | 4.08 | Residential | No | Behind the Meter | Net-metered residential rooftop and canopy |  | None | Tesla Energy Operations Inc. | PSE&G | Accepted | 2020-09-16 | 2020-09-18 | 2021-10-30 | Hanwha Q-CELLS | Q.Peak DUO BLK-G6+ 340 | Solar Panels |  | 0.34 | 12 | 222 | 40 |  | Fixed | Roof
NJSTRE1545600013 |  | Transition Incentive Program | Lake Hopatcong | 7849 | 3 | 14.95 | Residential | Yes | Behind the Meter | Net-metered residential rooftop and canopy |  | None | Sunrun Installation Services, Inc. | JCP&L | Accepted | 2020-09-16 | 2020-09-18 | 2021-10-30 | Tesla | Powerwall 2 AC | Electric Storage Battery |  |  | 1 |  |  |  | Lithium Ion |  | outside
NJSTRE1545600013 |  | Transition Incentive Program | Lake Hopatcong | 7849 | 3 | 14.95 | Residential | Yes | Behind the Meter | Net-metered residential rooftop and canopy |  | None | Sunrun Installation Services, Inc. | JCP&L | Accepted | 2020-09-16 | 2020-09-18 | 2021-10-30 | Delta Electronics | M10-TL-US | Inverters | 10000 |  | 1 |  |  | 0.96 |  | Outdoor | Next To Meter
NJSTRE1545600013 |  | Transition Incentive Program | Lake Hopatcong | 7849 | 3 | 14.95 | Residential | Yes | Behind the Meter | Net-metered residential rooftop and canopy |  | None | Sunrun Installation Services, Inc. | JCP&L | Accepted | 2020-09-16 | 2020-09-18 | 2021-10-30 | Delta Electronics | M4-TL-US | Inverters | 4000 |  | 1 |  |  | 0.96 |  | Outdoor | Next To Meter
NJSTRE1545600013 |  | Transition Incentive Program | Lake Hopatcong | 7849 | 3 | 14.95 | Residential | Yes | Behind the Meter | Net-metered residential rooftop and canopy |  | None | Sunrun Installation Services, Inc. | JCP&L | Accepted | 2020-09-16 | 2020-09-18 | 2021-10-30 | LONGi Green Energy Technology Co Ltd | LR6-60HPB-305M | Solar Panels |  | 0.305 | 10 | 314 | 30 |  | Fixed | Roof
NJSTRE1545600013 |  | Transition Incentive Program | Lake Hopatcong | 7849 | 3 | 14.95 | Residential | Yes | Behind the Meter | Net-metered residential rooftop and canopy |  | None | Sunrun Installation Services, Inc. | JCP&L | Accepted | 2020-09-16 | 2020-09-18 | 2021-10-30 | LONGi Green Energy Technology Co Ltd | LR6-60HPB-305M | Solar Panels |  | 0.305 | 6 | 224 | 30 |  | Fixed | Roof
NJSTRE1545600013 |  | Transition Incentive Program | Lake Hopatcong | 7849 | 3 | 14.95 | Residential | Yes | Behind the Meter | Net-metered residential rooftop and canopy |  | None | Sunrun Installation Services, Inc. | JCP&L | Accepted | 2020-09-16 | 2020-09-18 | 2021-10-30 | LONGi Green Energy Technology Co Ltd | LR6-60HPB-305M | Solar Panels |  | 0.305 | 12 | 135 | 30 |  | Fixed | Roof
NJSTRE1545600013 |  | Transition Incentive Program | Lake Hopatcong | 7849 | 3 | 14.95 | Residential | Yes | Behind the Meter | Net-metered residential rooftop and canopy |  | None | Sunrun Installation Services, Inc. | JCP&L | Accepted | 2020-09-16 | 2020-09-18 | 2021-10-30 | LONGi Green Energy Technology Co Ltd | LR6-60HPB-305M | Solar Panels |  | 0.305 | 9 | 135 | 30 |  | Fixed | Roof
NJSTRE1545600013 |  | Transition Incentive Program | Lake Hopatcong | 7849 | 3 | 14.95 | Residential | Yes | Behind the Meter | Net-metered residential rooftop and canopy |  | None | Sunrun Installation Services, Inc. | JCP&L | Accepted | 2020-09-16 | 2020-09-18 | 2021-10-30 | LONGi Green Energy Technology Co Ltd | LR6-60HPB-305M | Solar Panels |  | 0.305 | 12 | 45 | 30 |  | Fixed | Roof
NJSTRE1545600016 |  | Transition Incentive Program | Villas | 8251 | 21 | 5.78 | Residential | Yes | Behind the Meter | Net-metered residential rooftop and canopy |  | None | Trinity Solar | AC Electric | Accepted | 2020-09-16 | 2020-09-18 | 2021-10-30 | SOLAR EDGE | SE6000H-US | Inverters | 6000 |  | 1 |  |  | 0.97 |  | Outside | SIDE OF HOME
NJSTRE1545600016 |  | Transition Incentive Program | Villas | 8251 | 21 | 5.78 | Residential | Yes | Behind the Meter | Net-metered residential rooftop and canopy |  | None | Trinity Solar | AC Electric | Accepted | 2020-09-16 | 2020-09-18 | 2021-10-30 | HANWHA 340 (Q.PEAK DUO BLK-G6 340) | HANWHA 340 (Q.PEAK DUO BLK-G6 340) | Solar Panels |  | 0.34 | 10 | 121 | 34 |  | Fixed | Roof
NJSTRE1545600016 |  | Transition Incentive Program | Villas | 8251 | 21 | 5.78 | Residential | Yes | Behind the Meter | Net-metered residential rooftop and canopy |  | None | Trinity Solar | AC Electric | Accepted | 2020-09-16 | 2020-09-18 | 2021-10-30 | 301 | 34 | Solar Panels |  | 0.34 | 7 | 301 | 34 |  | Fixed | Roof
NJSTRE1545600018 |  | Transition Incentive Program | LAWRENCE TOWNSHIP | 8648 | 12 | 10.88 | Residential | No | Behind the Meter | Net-metered residential rooftop and canopy |  | None | Vivint Solar Developer, LLC | PSE&G | Accepted | 2020-09-21 | 2020-09-22 | 2021-10-30 | SOLAREDGE | SE7600H-US | Inverters | 7600 |  | 1 |  |  | 0.992 |  | Outdoor | Near the Utility Meter
NJSTRE1545600018 |  | Transition Incentive Program | LAWRENCE TOWNSHIP | 8648 | 12 | 10.88 | Residential | No | Behind the Meter | Net-metered residential rooftop and canopy |  | None | Vivint Solar Developer, LLC | PSE&G | Accepted | 2020-09-21 | 2020-09-22 | 2021-10-30 | HANWHA SOLAR | Q.PEAK DUO BLK-G5 320W | Solar Panels |  | 0.32 | 9 | 296 | 11 |  | Fixed | Roof
NJSTRE1545600018 |  | Transition Incentive Program | LAWRENCE TOWNSHIP | 8648 | 12 | 10.88 | Residential | No | Behind the Meter | Net-metered residential rooftop and canopy |  | None | Vivint Solar Developer, LLC | PSE&G | Accepted | 2020-09-21 | 2020-09-22 | 2021-10-30 | HANWHA SOLAR | Q.PEAK DUO BLK-G5 320W | Solar Panels |  | 0.32 | 25 | 296 | 29 |  | Fixed | Roof
NJSTRE1545600028 |  | Transition Incentive Program | Bayville | 8721 | 18 | 7.02 | Residential | Yes | Behind the Meter | Net-metered residential rooftop and canopy |  | None | Sunrun, Inc. | JCP&L | Accepted | 2020-09-16 | 2020-09-18 | 2021-10-30 | Enphase Energy | IQ7-60-x-US (240V) | Inverters | 240 |  | 23 |  |  | 0.96 |  | Outdoor | Rooftop
NJSTRE1545600028 |  | Transition Incentive Program | Bayville | 8721 | 18 | 7.02 | Residential | Yes | Behind the Meter | Net-metered residential rooftop and canopy |  | None | Sunrun, Inc. | JCP&L | Accepted | 2020-09-16 | 2020-09-18 | 2021-10-30 | LONGi Green Energy Technology Co Ltd | LR6-60HPB-305M | Solar Panels |  | 0.305 | 13 | 2 | 18 |  | Fixed | Roof
NJSTRE1545600028 |  | Transition Incentive Program | Bayville | 8721 | 18 | 7.02 | Residential | Yes | Behind the Meter | Net-metered residential rooftop and canopy |  | None | Sunrun, Inc. | JCP&L | Accepted | 2020-09-16 | 2020-09-18 | 2021-10-30 | LONGi Green Energy Technology Co Ltd | LR6-60HPB-305M | Solar Panels |  | 0.305 | 10 | 182 | 18 |  | Fixed | Roof
NJSTRE1545600041 |  | Transition Incentive Program | HILLSIDE | 7205 | 10 | 13.98 | Residential | Yes | Behind the Meter | Net-metered residential rooftop and canopy |  | None | Infinity Solar Systems | PSE&G | Accepted | 2020-09-16 | 2020-09-21 | 2021-10-30 | ENPHASE | IQ7PLUS-72-X-US | Inverters | 290 |  | 43 |  |  | 0.97 |  | Outside | MICROINVERTERS
NJSTRE1545600041 |  | Transition Incentive Program | HILLSIDE | 7205 | 10 | 13.98 | Residential | Yes | Behind the Meter | Net-metered residential rooftop and canopy |  | None | Infinity Solar Systems | PSE&G | Accepted | 2020-09-16 | 2020-09-21 | 2021-10-30 | CANADIAN SOLAR | CS1H-325-MS | Solar Panels |  | 0.325 | 23 | 238 | 33 |  | Fixed | Roof
NJSTRE1545600041 |  | Transition Incentive Program | HILLSIDE | 7205 | 10 | 13.98 | Residential | Yes | Behind the Meter | Net-metered residential rooftop and canopy |  | None | Infinity Solar Systems | PSE&G | Accepted | 2020-09-16 | 2020-09-21 | 2021-10-30 | CANADIAN SOLAR | CS1H-325-MS | Solar Panels |  | 0.325 | 2 | 138 | 33 |  | Fixed | Roof
NJSTRE1545600041 |  | Transition Incentive Program | HILLSIDE | 7205 | 10 | 13.98 | Residential | Yes | Behind the Meter | Net-metered residential rooftop and canopy |  | None | Infinity Solar Systems | PSE&G | Accepted | 2020-09-16 | 2020-09-21 | 2021-10-30 | CANADIAN SOLAR | CS1H-325-MS | Solar Panels |  | 0.325 | 18 | 15 | 58 |  | Fixed | Roof
NJSTRE1545600191 |  | Transition Incentive Program | BLOOMFIELD | 7003 | 9 | 5.44 | Residential | Yes | Behind the Meter | Net-metered residential rooftop and canopy |  | None | Trinity Solar | PSE&G | Accepted | 2020-09-16 | 2020-09-21 | 2021-10-30 | Solar Edge | SE5000H-US000BNC4 | Inverters | 5000 |  | 1 |  |  | 0.97 |  | Outdoor | side of home
NJSTRE1545600191 |  | Transition Incentive Program | BLOOMFIELD | 7003 | 9 | 5.44 | Residential | Yes | Behind the Meter | Net-metered residential rooftop and canopy |  | None | Trinity Solar | PSE&G | Accepted | 2020-09-16 | 2020-09-21 | 2021-10-30 | HANWHA | Q.PEAK DUO BLK-G6 340 | Solar Panels |  | 0.34 | 8 | 303 | 40 |  | Fixed | Roof
NJSTRE1545600191 |  | Transition Incentive Program | BLOOMFIELD | 7003 | 9 | 5.44 | Residential | Yes | Behind the Meter | Net-metered residential rooftop and canopy |  | None | Trinity Solar | PSE&G | Accepted | 2020-09-16 | 2020-09-21 | 2021-10-30 | HANWHA | Q.PEAK DUO BLK-G6 340 | Solar Panels |  | 0.34 | 8 | 123 | 40 |  | Fixed | Roof
NJSTRE1545600354 |  | Transition Incentive Program | Beverly | 8010 | 13 | 7.7 | Residential | Yes | Behind the Meter | Net-metered residential rooftop and canopy |  | None | Pro Custom Solar dba Momentum Solar | PSE&G | Accepted | 2020-09-16 | 2020-09-18 | 2021-10-30 | Enphase | IQ7Plus-72-2-US | Inverters | 290 |  | 22 |  |  | 0.97 |  | Outdoor | Roof
NJSTRE1545600354 |  | Transition Incentive Program | Beverly | 8010 | 13 | 7.7 | Residential | Yes | Behind the Meter | Net-metered residential rooftop and canopy |  | None | Pro Custom Solar dba Momentum Solar | PSE&G | Accepted | 2020-09-16 | 2020-09-18 | 2021-10-30 | LG ELECTRONICS | LG 350N1C-V5 | Solar Panels |  | 0.35 | 5 | 57 | 35 |  | Fixed | Roof
NJSTRE1545600354 |  | Transition Incentive Program | Beverly | 8010 | 13 | 7.7 | Residential | Yes | Behind the Meter | Net-metered residential rooftop and canopy |  | None | Pro Custom Solar dba Momentum Solar | PSE&G | Accepted | 2020-09-16 | 2020-09-18 | 2021-10-30 | LG ELECTRONICS | LG 350N1C-V5 | Solar Panels |  | 0.35 | 17 | 236 | 10 |  | Fixed | Roof
NJSTRE1545600374 |  | Transition Incentive Program | Fort Lee Boro | 7024 | 7 | 11.1 | Residential | No | Behind the Meter | Net-metered residential rooftop and canopy |  | None | Green Power Energy | PSE&G | Accepted | 2020-09-16 | 2020-09-18 | 2021-10-30 | Enphase Energy | IQ7PLUS-72-2-US | Inverters | 290 |  | 30 |  |  | 0.975 |  | Outside | next to meter
NJSTRE1545600374 |  | Transition Incentive Program | Fort Lee Boro | 7024 | 7 | 11.1 | Residential | No | Behind the Meter | Net-metered residential rooftop and canopy |  | None | Green Power Energy | PSE&G | Accepted | 2020-09-16 | 2020-09-18 | 2021-10-30 | Solaria | PowerXT-370R-PD | Solar Panels |  | 0.37 | 16 | 218 | 23 |  | Fixed | Roof
NJSTRE1545600374 |  | Transition Incentive Program | Fort Lee Boro | 7024 | 7 | 11.1 | Residential | No | Behind the Meter | Net-metered residential rooftop and canopy |  | None | Green Power Energy | PSE&G | Accepted | 2020-09-16 | 2020-09-18 | 2021-10-30 | Solaria | PowerXT-370R-PD | Solar Panels |  | 0.37 | 8 | 116 | 23 |  | Fixed | Roof
NJSTRE1545600374 |  | Transition Incentive Program | Fort Lee Boro | 7024 | 7 | 11.1 | Residential | No | Behind the Meter | Net-metered residential rooftop and canopy |  | None | Green Power Energy | PSE&G | Accepted | 2020-09-16 | 2020-09-18 | 2021-10-30 | Solaria | PowerXT-370R-PD | Solar Panels |  | 0.37 | 6 | 306 | 23 |  | Fixed | Roof
NJSTRE1545600389 |  | Transition Incentive Program | Cliffwood | 7721 | 17 | 7.94 | Residential | Yes | Behind the Meter | Net-metered residential rooftop and canopy |  | None | Sunrun Installation Services, Inc. | JCP&L | Accepted | 2020-09-16 | 2020-09-18 | 2021-10-30 | Tesla | Powerwall 2 AC | Electric Storage Battery |  |  | 1 |  |  |  | Lithium Ion |  | outside
NJSTRE1545600389 |  | Transition Incentive Program | Cliffwood | 7721 | 17 | 7.94 | Residential | Yes | Behind the Meter | Net-metered residential rooftop and canopy |  | None | Sunrun Installation Services, Inc. | JCP&L | Accepted | 2020-09-16 | 2020-09-18 | 2021-10-30 | Enphase Energy | IQ7PLUS-72-x-US (240V) | Inverters | 290 |  | 23 |  |  | 0.96 |  | Outdoor | Rooftop
NJSTRE1545600389 |  | Transition Incentive Program | Cliffwood | 7721 | 17 | 7.94 | Residential | Yes | Behind the Meter | Net-metered residential rooftop and canopy |  | None | Sunrun Installation Services, Inc. | JCP&L | Accepted | 2020-09-16 | 2020-09-18 | 2021-10-30 | LG Electronics | LG345N1C-V5 | Solar Panels |  | 0.345 | 3 | 324 | 27 |  | Fixed | Roof
NJSTRE1545600389 |  | Transition Incentive Program | Cliffwood | 7721 | 17 | 7.94 | Residential | Yes | Behind the Meter | Net-metered residential rooftop and canopy |  | None | Sunrun Installation Services, Inc. | JCP&L | Accepted | 2020-09-16 | 2020-09-18 | 2021-10-30 | LG Electronics | LG345N1C-V5 | Solar Panels |  | 0.345 | 5 | 56 | 27 |  | Fixed | Roof
NJSTRE1545600389 |  | Transition Incentive Program | Cliffwood | 7721 | 17 | 7.94 | Residential | Yes | Behind the Meter | Net-metered residential rooftop and canopy |  | None | Sunrun Installation Services, Inc. | JCP&L | Accepted | 2020-09-16 | 2020-09-18 | 2021-10-30 | LG Electronics | LG345N1C-V5 | Solar Panels |  | 0.345 | 9 | 235 | 25 |  | Fixed | Roof
NJSTRE1545600389 |  | Transition Incentive Program | Cliffwood | 7721 | 17 | 7.94 | Residential | Yes | Behind the Meter | Net-metered residential rooftop and canopy |  | None | Sunrun Installation Services, Inc. | JCP&L | Accepted | 2020-09-16 | 2020-09-18 | 2021-10-30 | LG Electronics | LG345N1C-V5 | Solar Panels |  | 0.345 | 6 | 147 | 27 |  | Fixed | Roof
NJSTRE1545600411 |  | Transition Incentive Program | Franklin Township | 8823 | 5 | 8.28 | Residential | No | Behind the Meter | Net-metered residential rooftop and canopy |  | None | Green Power Energy | PSE&G | Accepted | 2020-09-16 | 2020-10-07 | 2021-10-30 | Enphase Energy | IQ7PLUS-72-2-US | Inverters | 290 |  | 23 |  |  | 0.975 |  | Outside | next to meter
NJSTRE1545600411 |  | Transition Incentive Program | Franklin Township | 8823 | 5 | 8.28 | Residential | No | Behind the Meter | Net-metered residential rooftop and canopy |  | None | Green Power Energy | PSE&G | Accepted | 2020-09-16 | 2020-10-07 | 2021-10-30 | LG Electronics | LG360N1C-N5 | Solar Panels |  | 0.36 | 5 | 260 | 32 |  | Fixed | Roof
NJSTRE1545600411 |  | Transition Incentive Program | Franklin Township | 8823 | 5 | 8.28 | Residential | No | Behind the Meter | Net-metered residential rooftop and canopy |  | None | Green Power Energy | PSE&G | Accepted | 2020-09-16 | 2020-10-07 | 2021-10-30 | LG Electronics | LG360N1C-N5 | Solar Panels |  | 0.36 | 18 | 260 | 32 |  | Fixed | Roof
NJSTRE1545600412 |  | Transition Incentive Program | Cape May Court house | 8210 | 21 | 9.92 | Residential | No | Behind the Meter | Net-metered residential rooftop and canopy |  | None | Orbit Energy & Power, LLC | AC Electric | Accepted | 2020-09-16 | 2020-09-22 | 2021-10-30 | enphase | iq7-60-2-us | Inverters | 0.24 |  | 31 |  |  | 0.99 |  | Other | behind panels
NJSTRE1545600412 |  | Transition Incentive Program | Cape May Court house | 8210 | 21 | 9.92 | Residential | No | Behind the Meter | Net-metered residential rooftop and canopy |  | None | Orbit Energy & Power, LLC | AC Electric | Accepted | 2020-09-16 | 2020-09-22 | 2021-10-30 | hanwha qcells | qpeak 320w | Solar Panels |  | 0.32 | 21 | 202 | 25 |  | Fixed | Roof
NJSTRE1545600412 |  | Transition Incentive Program | Cape May Court house | 8210 | 21 | 9.92 | Residential | No | Behind the Meter | Net-metered residential rooftop and canopy |  | None | Orbit Energy & Power, LLC | AC Electric | Accepted | 2020-09-16 | 2020-09-22 | 2021-10-30 | hanwha qcells | qpeak 320w | Solar Panels |  | 0.32 | 10 | 202 | 25 |  | Fixed | Roof
NJSTRE1545600437 |  | Transition Incentive Program | Hillsborough Township | 8844 | 5 | 7.02 | Residential | No | Behind the Meter | Net-metered residential rooftop and canopy |  | None | Sunrun Installation Services, Inc. | PSE&G | Accepted | 2020-09-16 | 2020-09-21 | 2021-10-30 | Tesla | Powerwall 2 AC | Electric Storage Battery |  |  | 1 |  |  |  | Lithium Ion |  | outside
NJSTRE1545600437 |  | Transition Incentive Program | Hillsborough Township | 8844 | 5 | 7.02 | Residential | No | Behind the Meter | Net-metered residential rooftop and canopy |  | None | Sunrun Installation Services, Inc. | PSE&G | Accepted | 2020-09-16 | 2020-09-21 | 2021-10-30 | Delta Electronics | M6-TL-US | Inverters | 6000 |  | 1 |  |  | 0.96 |  | Outdoor | Next To Meter
NJSTRE1545600437 |  | Transition Incentive Program | Hillsborough Township | 8844 | 5 | 7.02 | Residential | No | Behind the Meter | Net-metered residential rooftop and canopy |  | None | Sunrun Installation Services, Inc. | PSE&G | Accepted | 2020-09-16 | 2020-09-21 | 2021-10-30 | LONGi Green Energy Technology Co Ltd | LR6-60HPB-305M | Solar Panels |  | 0.305 | 23 | 144 | 23 |  | Fixed | Roof
NJSTRE1545600455 |  | Transition Incentive Program | Riverside | 8075 | 13 | 10.24 | Residential | Yes | Behind the Meter | Net-metered residential rooftop and canopy |  | None | RCL Enterprises Inc. | PSE&G | Accepted | 2020-09-16 | 2020-09-24 | 2021-10-30 | Itron | CL200 | Meters |  |  | 1 |  |  |  | Yes | Outdoor
NJSTRE1545600455 |  | Transition Incentive Program | Riverside | 8075 | 13 | 10.24 | Residential | Yes | Behind the Meter | Net-metered residential rooftop and canopy |  | None | RCL Enterprises Inc. | PSE&G | Accepted | 2020-09-16 | 2020-09-24 | 2021-10-30 | enphase | iq7 | Inverters | 240 |  | 32 |  |  | 0.96 |  | Outdoor | under panels
NJSTRE1545600455 |  | Transition Incentive Program | Riverside | 8075 | 13 | 10.24 | Residential | Yes | Behind the Meter | Net-metered residential rooftop and canopy |  | None | RCL Enterprises Inc. | PSE&G | Accepted | 2020-09-16 | 2020-09-24 | 2021-10-30 | Trina Solar | TSM-320DD06M | Solar Panels |  | 0.32 | 24 | 145 | 8 |  | Fixed | Roof
NJSTRE1545600455 |  | Transition Incentive Program | Riverside | 8075 | 13 | 10.24 | Residential | Yes | Behind the Meter | Net-metered residential rooftop and canopy |  | None | RCL Enterprises Inc. | PSE&G | Accepted | 2020-09-16 | 2020-09-24 | 2021-10-30 | Trina Solar | TSM-320DD06M | Solar Panels |  | 0.32 | 8 | 145 | 28 |  | Fixed | Roof
NJSTRE1545600464 |  | Transition Incentive Program | Burlington | 8016 | 13 | 13 | Residential | Yes | Behind the Meter | Net-metered residential rooftop and canopy |  | None | Vivint Solar Developer, LLC | PSE&G | Accepted | 2020-09-21 | 2020-09-22 | 2021-10-30 | SOLAREDGE | SE10000H-US | Inverters | 10000 |  | 1 |  |  | 0.992 |  | Outdoor | Near the Utility Meter
NJSTRE1545600464 |  | Transition Incentive Program | Burlington | 8016 | 13 | 13 | Residential | Yes | Behind the Meter | Net-metered residential rooftop and canopy |  | None | Vivint Solar Developer, LLC | PSE&G | Accepted | 2020-09-21 | 2020-09-22 | 2021-10-30 | JINKO SOLAR | JKM325M-60HBL | Solar Panels |  | 0.325 | 22 | 176 | 20 |  | Fixed | Roof
NJSTRE1545600464 |  | Transition Incentive Program | Burlington | 8016 | 13 | 13 | Residential | Yes | Behind the Meter | Net-metered residential rooftop and canopy |  | None | Vivint Solar Developer, LLC | PSE&G | Accepted | 2020-09-21 | 2020-09-22 | 2021-10-30 | JINKO SOLAR | JKM325M-60HBL | Solar Panels |  | 0.325 | 18 | 176 | 19 |  | Fixed | Roof
NJSTRE1545600477 |  | Transition Incentive Program | Lyndhurst | 7071 | 7 | 15.18 | Residential | Yes | Behind the Meter | Net-metered residential rooftop and canopy |  | None | Sunrun Installation Services, Inc. | PSE&G | Accepted | 2020-09-16 | 2020-09-21 | 2021-10-30 | Enphase Energy | IQ7PLUS-72-x-US (240V) | Inverters | 290 |  | 20 |  |  | 0.96 |  | Outdoor | Rooftop
NJSTRE1545600477 |  | Transition Incentive Program | Lyndhurst | 7071 | 7 | 15.18 | Residential | Yes | Behind the Meter | Net-metered residential rooftop and canopy |  | None | Sunrun Installation Services, Inc. | PSE&G | Accepted | 2020-09-16 | 2020-09-21 | 2021-10-30 | LG Electronics | LG345N1C-V5 | Solar Panels |  | 0.345 | 29 | 149 | 18 |  | Fixed | Roof
NJSTRE1545600477 |  | Transition Incentive Program | Lyndhurst | 7071 | 7 | 15.18 | Residential | Yes | Behind the Meter | Net-metered residential rooftop and canopy |  | None | Sunrun Installation Services, Inc. | PSE&G | Accepted | 2020-09-16 | 2020-09-21 | 2021-10-30 | LG Electronics | LG345N1C-V5 | Solar Panels |  | 0.345 | 15 | 239 | 18 |  | Fixed | Roof
NJSTRE1545600498 |  | Transition Incentive Program | South Brunswick Township | 8824 | 11 | 7.32 | Residential | No | Behind the Meter | Net-metered residential rooftop and canopy |  | None | Sunrun Installation Services, Inc. | PSE&G | Accepted | 2020-09-16 | 2020-10-09 | 2021-10-30 | Delta Electronics | M6-TL-US | Inverters | 6000 |  | 1 |  |  | 0.96 |  | Outdoor | Next To Meter
NJSTRE1545600498 |  | Transition Incentive Program | South Brunswick Township | 8824 | 11 | 7.32 | Residential | No | Behind the Meter | Net-metered residential rooftop and canopy |  | None | Sunrun Installation Services, Inc. | PSE&G | Accepted | 2020-09-16 | 2020-10-09 | 2021-10-30 | LONGi Green Energy Technology Co Ltd | LR6-60HPB-305M | Solar Panels |  | 0.305 | 24 | 238 | 25 |  | Fixed | Roof
NJSTRE1545600504 |  | Transition Incentive Program | WEST ORANGE | 7052 | 9 | 5.53 | Residential | Yes | Behind the Meter | Net-metered residential rooftop and canopy |  | None | Vivint Solar Developer, LLC | PSE&G | Accepted | 2020-09-21 | 2020-09-22 | 2021-10-30 | SolarEdge | SE3800H-US000BNC4 | Meters |  |  | 1 |  |  |  | Yes | Outdoor
NJSTRE1545600504 |  | Transition Incentive Program | WEST ORANGE | 7052 | 9 | 5.53 | Residential | Yes | Behind the Meter | Net-metered residential rooftop and canopy |  | None | Vivint Solar Developer, LLC | PSE&G | Accepted | 2020-09-21 | 2020-09-22 | 2021-10-30 | SOLAREDGE | SE3800H-US | Inverters | 3800 |  | 1 |  |  | 0.992 |  | Outdoor | Near the Utility Meter
NJSTRE1545600504 |  | Transition Incentive Program | WEST ORANGE | 7052 | 9 | 5.53 | Residential | Yes | Behind the Meter | Net-metered residential rooftop and canopy |  | None | Vivint Solar Developer, LLC | PSE&G | Accepted | 2020-09-21 | 2020-09-22 | 2021-10-30 | JINKO SOLAR | JKM325M-60HBL | Solar Panels |  | 0.325 | 4 | 203 | 44 |  | Fixed | Roof
NJSTRE1545600504 |  | Transition Incentive Program | WEST ORANGE | 7052 | 9 | 5.53 | Residential | Yes | Behind the Meter | Net-metered residential rooftop and canopy |  | None | Vivint Solar Developer, LLC | PSE&G | Accepted | 2020-09-21 | 2020-09-22 | 2021-10-30 | JINKO SOLAR | JKM325M-60HBL | Solar Panels |  | 0.325 | 8 | 23 | 44 |  | Fixed | Roof
NJSTRE1545600504 |  | Transition Incentive Program | WEST ORANGE | 7052 | 9 | 5.53 | Residential | Yes | Behind the Meter | Net-metered residential rooftop and canopy |  | None | Vivint Solar Developer, LLC | PSE&G | Accepted | 2020-09-21 | 2020-09-22 | 2021-10-30 | JINKO SOLAR | JKM325M-60HBL | Solar Panels |  | 0.325 | 5 | 23 | 13 |  | Fixed | Roof
NJSTRE1545600510 |  | Transition Incentive Program | Clementon | 8021 | 14 | 3.85 | Residential | Yes | Behind the Meter | Net-metered residential rooftop and canopy |  | None | Pro Custom Solar dba Momentum Solar | AC Electric | Accepted | 2020-09-16 | 2020-09-21 | 2021-10-30 | Enphase | IQ7Plus-72-2-US | Inverters | 290 |  | 11 |  |  | 0.97 |  | Outdoor | Roof
NJSTRE1545600510 |  | Transition Incentive Program | Clementon | 8021 | 14 | 3.85 | Residential | Yes | Behind the Meter | Net-metered residential rooftop and canopy |  | None | Pro Custom Solar dba Momentum Solar | AC Electric | Accepted | 2020-09-16 | 2020-09-21 | 2021-10-30 | LG ELECTRONICS | LG 350N1C-V5 | Solar Panels |  | 0.35 | 3 | 157 | 22 |  | Fixed | Roof
NJSTRE1545600510 |  | Transition Incentive Program | Clementon | 8021 | 14 | 3.85 | Residential | Yes | Behind the Meter | Net-metered residential rooftop and canopy |  | None | Pro Custom Solar dba Momentum Solar | AC Electric | Accepted | 2020-09-16 | 2020-09-21 | 2021-10-30 | LG ELECTRONICS | LG 350N1C-V5 | Solar Panels |  | 0.35 | 8 | 157 | 22 |  | Fixed | Roof
NJSTRE1545600537 |  | Transition Incentive Program | Willingboro | 8046 | 13 | 7.48 | Residential | Yes | Behind the Meter | Net-metered residential rooftop and canopy |  | None | Castle Energy, LLC | PSE&G | Accepted | 2020-09-16 | 2020-09-22 | 2021-10-30 | Enphase Energy | IQ7-60-2-US | Inverters | 240 |  | 22 |  |  | 0.967 |  | Outdoor | on the rooftop under each solar panel
NJSTRE1545600537 |  | Transition Incentive Program | Willingboro | 8046 | 13 | 7.48 | Residential | Yes | Behind the Meter | Net-metered residential rooftop and canopy |  | None | Castle Energy, LLC | PSE&G | Accepted | 2020-09-16 | 2020-09-22 | 2021-10-30 | Hanwha Q-Cells | Q.Peak DUO BLK-G6 340 | Solar Panels |  | 0.34 | 18 | 147 | 29 |  | Fixed | Roof
NJSTRE1545600537 |  | Transition Incentive Program | Willingboro | 8046 | 13 | 7.48 | Residential | Yes | Behind the Meter | Net-metered residential rooftop and canopy |  | None | Castle Energy, LLC | PSE&G | Accepted | 2020-09-16 | 2020-09-22 | 2021-10-30 | Hanwha Q-Cells | Q.Peak DUO BLK-G6 340 | Solar Panels |  | 0.34 | 4 | 147 | 19 |  | Fixed | Roof
NJSTRE1545600548 |  | Transition Incentive Program | Bloomfield | 7003 | 9 | 6.6 | Residential | No | Behind the Meter | Net-metered residential rooftop and canopy |  | None | Sunrun Installation Services, Inc. | PSE&G | Accepted | 2020-09-16 | 2020-09-21 | 2021-10-30 | Enphase Energy | IQ7-60-x-US (240V) | Inverters | 240 |  | 20 |  |  | 0.96 |  | Outdoor | Rooftop
NJSTRE1545600548 |  | Transition Incentive Program | Bloomfield | 7003 | 9 | 6.6 | Residential | No | Behind the Meter | Net-metered residential rooftop and canopy |  | None | Sunrun Installation Services, Inc. | PSE&G | Accepted | 2020-09-16 | 2020-09-21 | 2021-10-30 | LG Electronics | LG330N1C-A5 | Solar Panels |  | 0.33 | 9 | 55 | 22 |  | Fixed | Roof
NJSTRE1545600548 |  | Transition Incentive Program | Bloomfield | 7003 | 9 | 6.6 | Residential | No | Behind the Meter | Net-metered residential rooftop and canopy |  | None | Sunrun Installation Services, Inc. | PSE&G | Accepted | 2020-09-16 | 2020-09-21 | 2021-10-30 | LG Electronics | LG330N1C-A5 | Solar Panels |  | 0.33 | 11 | 235 | 22 |  | Fixed | Roof
NJSTRE1545600549 |  | Transition Incentive Program | UNION | 7083 | 10 | 9.75 | Residential | Yes | Behind the Meter | Net-metered residential rooftop and canopy |  | None | Vivint Solar Developer, LLC | PSE&G | Accepted | 2020-09-21 | 2020-09-22 | 2021-10-30 | SOLAREDGE | SE7600H-US | Inverters | 7600 |  | 1 |  |  | 0.992 |  | Outdoor | Near the Utility Meter
NJSTRE1545600549 |  | Transition Incentive Program | UNION | 7083 | 10 | 9.75 | Residential | Yes | Behind the Meter | Net-metered residential rooftop and canopy |  | None | Vivint Solar Developer, LLC | PSE&G | Accepted | 2020-09-21 | 2020-09-22 | 2021-10-30 | JINKO SOLAR | JKM325M-60HBL | Solar Panels |  | 0.325 | 13 | 229 | 23 |  | Fixed | Roof
NJSTRE1545600549 |  | Transition Incentive Program | UNION | 7083 | 10 | 9.75 | Residential | Yes | Behind the Meter | Net-metered residential rooftop and canopy |  | None | Vivint Solar Developer, LLC | PSE&G | Accepted | 2020-09-21 | 2020-09-22 | 2021-10-30 | JINKO SOLAR | JKM325M-60HBL | Solar Panels |  | 0.325 | 17 | 49 | 23 |  | Fixed | Roof
NJSTRE1545600559 |  | Transition Incentive Program | Morristown | 7960 | 3 | 46.92 | Residential | Yes | Behind the Meter | Net-metered residential rooftop and canopy |  | None | Tesla Energy Operations Inc. | JCP&L | Accepted | 2020-09-16 | 2020-09-21 | 2021-10-30 | Tesla | AC Powerwall 2.0 | Electric Storage Battery |  |  | 5 |  |  |  | Lithium Ion |  | Outside
NJSTRE1545600559 |  | Transition Incentive Program | Morristown | 7960 | 3 | 46.92 | Residential | Yes | Behind the Meter | Net-metered residential rooftop and canopy |  | None | Tesla Energy Operations Inc. | JCP&L | Accepted | 2020-09-16 | 2020-09-21 | 2021-10-30 | SolarEdge Technologies | SE7600H-US [240V] | Inverters | 7600 |  | 1 |  |  | 0.99 |  | Outside | Outside
NJSTRE1545600559 |  | Transition Incentive Program | Morristown | 7960 | 3 | 46.92 | Residential | Yes | Behind the Meter | Net-metered residential rooftop and canopy |  | None | Tesla Energy Operations Inc. | JCP&L | Accepted | 2020-09-16 | 2020-09-21 | 2021-10-30 | SolarEdge Technologies | SE10000H-US [240V] | Inverters | 10000 |  | 2 |  |  | 0.99 |  | Outside | Outside
NJSTRE1545600559 |  | Transition Incentive Program | Morristown | 7960 | 3 | 46.92 | Residential | Yes | Behind the Meter | Net-metered residential rooftop and canopy |  | None | Tesla Energy Operations Inc. | JCP&L | Accepted | 2020-09-16 | 2020-09-21 | 2021-10-30 | SolarEdge Technologies | SE11400H-US [240V] | Inverters | 11400 |  | 1 |  |  | 0.99 |  | Outside | Outside
NJSTRE1545600559 |  | Transition Incentive Program | Morristown | 7960 | 3 | 46.92 | Residential | Yes | Behind the Meter | Net-metered residential rooftop and canopy |  | None | Tesla Energy Operations Inc. | JCP&L | Accepted | 2020-09-16 | 2020-09-21 | 2021-10-30 | Hanwha Q-CELLS | Q.Peak DUO BLK-G6+ 340 | Solar Panels |  | 0.34 | 42 | 325 | 16 |  | Fixed | Roof
NJSTRE1545600559 |  | Transition Incentive Program | Morristown | 7960 | 3 | 46.92 | Residential | Yes | Behind the Meter | Net-metered residential rooftop and canopy |  | None | Tesla Energy Operations Inc. | JCP&L | Accepted | 2020-09-16 | 2020-09-21 | 2021-10-30 | Hanwha Q-CELLS | Q.Peak DUO BLK-G6+ 340 | Solar Panels |  | 0.34 | 31 | 145 | 26 |  | Fixed | Roof
NJSTRE1545600559 |  | Transition Incentive Program | Morristown | 7960 | 3 | 46.92 | Residential | Yes | Behind the Meter | Net-metered residential rooftop and canopy |  | None | Tesla Energy Operations Inc. | JCP&L | Accepted | 2020-09-16 | 2020-09-21 | 2021-10-30 | Hanwha Q-CELLS | Q.Peak DUO BLK-G6+ 340 | Solar Panels |  | 0.34 | 30 | 235 | 26 |  | Fixed | Roof
NJSTRE1545600559 |  | Transition Incentive Program | Morristown | 7960 | 3 | 46.92 | Residential | Yes | Behind the Meter | Net-metered residential rooftop and canopy |  | None | Tesla Energy Operations Inc. | JCP&L | Accepted | 2020-09-16 | 2020-09-21 | 2021-10-30 | Hanwha Q-CELLS | Q.Peak DUO BLK-G6+ 340 | Solar Panels |  | 0.34 | 35 | 55 | 26 |  | Fixed | Roof
NJSTRE1545600563 |  | Transition Incentive Program | Montclair | 7042 | 9 | 3.72 | Residential | No | Behind the Meter | Net-metered residential rooftop and canopy |  | None | Sunrun Installation Services, Inc. | PSE&G | Accepted | 2020-09-16 | 2020-09-21 | 2021-10-30 | Enphase Energy | IQ7-60-x-US (240V) | Inverters | 240 |  | 12 |  |  | 0.96 |  | Outdoor | Rooftop
NJSTRE1545600563 |  | Transition Incentive Program | Montclair | 7042 | 9 | 3.72 | Residential | No | Behind the Meter | Net-metered residential rooftop and canopy |  | None | Sunrun Installation Services, Inc. | PSE&G | Accepted | 2020-09-16 | 2020-09-21 | 2021-10-30 | LONGi Green Energy Technology Co Ltd | LR6-60HPB-310M | Solar Panels |  | 0.31 | 10 | 172 | 26 |  | Fixed | Roof
NJSTRE1545600563 |  | Transition Incentive Program | Montclair | 7042 | 9 | 3.72 | Residential | No | Behind the Meter | Net-metered residential rooftop and canopy |  | None | Sunrun Installation Services, Inc. | PSE&G | Accepted | 2020-09-16 | 2020-09-21 | 2021-10-30 | LONGi Green Energy Technology Co Ltd | LR6-60HPB-310M | Solar Panels |  | 0.31 | 2 | 262 | 32 |  | Fixed | Roof
NJSTRE1545600584 |  | Transition Incentive Program | Somerdale | 8083 | 14 | 7.32 | Residential | Yes | Behind the Meter | Net-metered residential rooftop and canopy |  | None | Sunrun Installation Services, Inc. | PSE&G | Accepted | 2020-09-16 | 2020-09-21 | 2021-10-30 | Enphase Energy | IQ7-60-x-US (240V) | Inverters | 240 |  | 24 |  |  | 0.96 |  | Outdoor | Rooftop
NJSTRE1545600584 |  | Transition Incentive Program | Somerdale | 8083 | 14 | 7.32 | Residential | Yes | Behind the Meter | Net-metered residential rooftop and canopy |  | None | Sunrun Installation Services, Inc. | PSE&G | Accepted | 2020-09-16 | 2020-09-21 | 2021-10-30 | LONGi Green Energy Technology Co Ltd | LR6-60HPB-305M | Solar Panels |  | 0.305 | 24 | 135 | 30 |  | Fixed | Roof
NJSTRE1545600587 |  | Transition Incentive Program | Pennsauken Township | 8110 | 14 | 4.9 | Residential | Yes | Behind the Meter | Net-metered residential rooftop and canopy |  | None | Pro Custom Solar dba Momentum Solar | PSE&G | Accepted | 2020-09-16 | 2020-09-21 | 2021-10-30 | Enphase | IQ7Plus-72-2-US | Inverters | 290 |  | 14 |  |  | 0.97 |  | Outdoor | Roof
NJSTRE1545600587 |  | Transition Incentive Program | Pennsauken Township | 8110 | 14 | 4.9 | Residential | Yes | Behind the Meter | Net-metered residential rooftop and canopy |  | None | Pro Custom Solar dba Momentum Solar | PSE&G | Accepted | 2020-09-16 | 2020-09-21 | 2021-10-30 | LG ELECTRONICS | LG 350N1C-V5 | Solar Panels |  | 0.35 | 14 | 149 | 5 |  | Fixed | Roof
NJSTRE1545600589 |  | Transition Incentive Program | Woodbridge Township | 7095 | 11 | 6.1 | Residential | Yes | Behind the Meter | Net-metered residential rooftop and canopy |  | None | Sunrun Installation Services, Inc. | PSE&G | Accepted | 2020-09-16 | 2020-09-21 | 2021-10-30 | Tesla | Powerwall 2 AC | Electric Storage Battery |  |  | 1 |  |  |  | Lithium Ion |  | outside
NJSTRE1545600589 |  | Transition Incentive Program | Woodbridge Township | 7095 | 11 | 6.1 | Residential | Yes | Behind the Meter | Net-metered residential rooftop and canopy |  | None | Sunrun Installation Services, Inc. | PSE&G | Accepted | 2020-09-16 | 2020-09-21 | 2021-10-30 | Enphase Energy | IQ7-60-x-US (240V) | Inverters | 240 |  | 20 |  |  | 0.96 |  | Outdoor | Rooftop
NJSTRE1545600589 |  | Transition Incentive Program | Woodbridge Township | 7095 | 11 | 6.1 | Residential | Yes | Behind the Meter | Net-metered residential rooftop and canopy |  | None | Sunrun Installation Services, Inc. | PSE&G | Accepted | 2020-09-16 | 2020-09-21 | 2021-10-30 | LONGi Green Energy Technology Co Ltd | LR6-60HPB-305M | Solar Panels |  | 0.305 | 3 | 68 | 23 |  | Fixed | Roof
NJSTRE1545600589 |  | Transition Incentive Program | Woodbridge Township | 7095 | 11 | 6.1 | Residential | Yes | Behind the Meter | Net-metered residential rooftop and canopy |  | None | Sunrun Installation Services, Inc. | PSE&G | Accepted | 2020-09-16 | 2020-09-21 | 2021-10-30 | LONGi Green Energy Technology Co Ltd | LR6-60HPB-305M | Solar Panels |  | 0.305 | 12 | 248 | 24 |  | Fixed | Roof
NJSTRE1545600589 |  | Transition Incentive Program | Woodbridge Township | 7095 | 11 | 6.1 | Residential | Yes | Behind the Meter | Net-metered residential rooftop and canopy |  | None | Sunrun Installation Services, Inc. | PSE&G | Accepted | 2020-09-16 | 2020-09-21 | 2021-10-30 | LONGi Green Energy Technology Co Ltd | LR6-60HPB-305M | Solar Panels |  | 0.305 | 5 | 161 | 24 |  | Fixed | Roof
NJSTRE1545600596 |  | Transition Incentive Program | Pennsauken Township | 8110 | 14 | 3.85 | Residential | Yes | Behind the Meter | Net-metered residential rooftop and canopy |  | None | Pro Custom Solar dba Momentum Solar | PSE&G | Accepted | 2020-09-16 | 2020-09-21 | 2021-10-30 | Enphase | IQ7Plus-72-2-US | Inverters | 290 |  | 11 |  |  | 0.97 |  | Outdoor | Roof
NJSTRE1545600596 |  | Transition Incentive Program | Pennsauken Township | 8110 | 14 | 3.85 | Residential | Yes | Behind the Meter | Net-metered residential rooftop and canopy |  | None | Pro Custom Solar dba Momentum Solar | PSE&G | Accepted | 2020-09-16 | 2020-09-21 | 2021-10-30 | LG ELECTRONICS | LG 350N1C-V5 | Solar Panels |  | 0.35 | 11 | 147 | 5 |  | Fixed | Roof
NJSTRE1545600600 |  | Transition Incentive Program | Trenton | 8648 | 12 | 5.87 | Residential | Yes | Behind the Meter | Net-metered residential rooftop and canopy |  | None | Sunrun Installation Services, Inc. | PSE&G | Accepted | 2020-09-16 | 2020-09-21 | 2021-10-30 | Enphase Energy | IQ7PLUS-72-x-US (240V) | Inverters | 290 |  | 16 |  |  | 0.96 |  | Outdoor | Rooftop
NJSTRE1545600600 |  | Transition Incentive Program | Trenton | 8648 | 12 | 5.87 | Residential | Yes | Behind the Meter | Net-metered residential rooftop and canopy |  | None | Sunrun Installation Services, Inc. | PSE&G | Accepted | 2020-09-16 | 2020-09-21 | 2021-10-30 | LG Electronics | LG345N1C-V5 | Solar Panels |  | 0.345 | 8 | 140 | 18 |  | Fixed | Roof
NJSTRE1545600600 |  | Transition Incentive Program | Trenton | 8648 | 12 | 5.87 | Residential | Yes | Behind the Meter | Net-metered residential rooftop and canopy |  | None | Sunrun Installation Services, Inc. | PSE&G | Accepted | 2020-09-16 | 2020-09-21 | 2021-10-30 | LG Electronics | LG345N1C-V5 | Solar Panels |  | 0.345 | 9 | 320 | 18 |  | Fixed | Roof
NJSTRE1545600617 |  | Transition Incentive Program | Randolph | 7869 | 3 | 16.32 | Residential | Yes | Behind the Meter | Net-metered residential rooftop and canopy |  | None | Tesla Energy Operations Inc. | JCP&L | Accepted | 2020-09-16 | 2020-09-21 | 2021-10-30 | Tesla | AC Powerwall 2.0 | Electric Storage Battery |  |  | 4 |  |  |  | Lithium Ion |  | Inside garage
NJSTRE1545600617 |  | Transition Incentive Program | Randolph | 7869 | 3 | 16.32 | Residential | Yes | Behind the Meter | Net-metered residential rooftop and canopy |  | None | Tesla Energy Operations Inc. | JCP&L | Accepted | 2020-09-16 | 2020-09-21 | 2021-10-30 | SolarEdge Technologies | SE7600H-US [240V] | Inverters | 7600 |  | 2 |  |  | 0.99 |  | Indoor | Inside garage
NJSTRE1545600617 |  | Transition Incentive Program | Randolph | 7869 | 3 | 16.32 | Residential | Yes | Behind the Meter | Net-metered residential rooftop and canopy |  | None | Tesla Energy Operations Inc. | JCP&L | Accepted | 2020-09-16 | 2020-09-21 | 2021-10-30 | Hanwha Q-CELLS | Q.Peak DUO BLK-G6+ 340 | Solar Panels |  | 0.34 | 21 | 158 | 23 |  | Fixed | Roof
NJSTRE1545600617 |  | Transition Incentive Program | Randolph | 7869 | 3 | 16.32 | Residential | Yes | Behind the Meter | Net-metered residential rooftop and canopy |  | None | Tesla Energy Operations Inc. | JCP&L | Accepted | 2020-09-16 | 2020-09-21 | 2021-10-30 | Hanwha Q-CELLS | Q.Peak DUO BLK-G6+ 340 | Solar Panels |  | 0.34 | 19 | 338 | 23 |  | Fixed | Roof
NJSTRE1545600617 |  | Transition Incentive Program | Randolph | 7869 | 3 | 16.32 | Residential | Yes | Behind the Meter | Net-metered residential rooftop and canopy |  | None | Tesla Energy Operations Inc. | JCP&L | Accepted | 2020-09-16 | 2020-09-21 | 2021-10-30 | Hanwha Q-CELLS | Q.Peak DUO BLK-G6+ 340 | Solar Panels |  | 0.34 | 8 | 158 | 23 |  | Fixed | Roof
NJSTRE1545600701 |  | Transition Incentive Program | Carteret Boro | 7008 | 11 | 4.64 | Residential | Yes | Behind the Meter | Net-metered residential rooftop and canopy |  | None | Freedom Forever New Jersey, LLC | PSE&G | Accepted | 2020-10-02 | 2020-10-02 | 2021-10-30 | Solar Edge | SE3800H-US [SI1] RGM | Inverters | 16 |  | 1 |  |  | 0.99 |  | Outdoor | N/A
NJSTRE1545600701 |  | Transition Incentive Program | Carteret Boro | 7008 | 11 | 4.64 | Residential | Yes | Behind the Meter | Net-metered residential rooftop and canopy |  | None | Freedom Forever New Jersey, LLC | PSE&G | Accepted | 2020-10-02 | 2020-10-02 | 2021-10-30 | Hanwha Qcell | Q.PLUS BFR-G4.1- 290 | Solar Panels |  | 0.29 | 6 | 105 | 23 |  | Fixed | Roof | Roof
NJSTRE1545600701 |  | Transition Incentive Program | Carteret Boro | 7008 | 11 | 4.64 | Residential | Yes | Behind the Meter | Net-metered residential rooftop and canopy |  | None | Freedom Forever New Jersey, LLC | PSE&G | Accepted | 2020-10-02 | 2020-10-02 | 2021-10-30 | Hanwha Qcell | Q.PLUS BFR-G4.1- 290 | Solar Panels |  | 0.29 | 10 | 285 | 23 |  | Fixed | Roof | Roof
NJSTRE1545600741 |  | Transition Incentive Program | Bellmawr | 8031 | 14 | 9.45 | Residential | No | Behind the Meter | Net-metered residential rooftop and canopy |  | None | Advanced Renewable Solutions | PSE&G | Accepted | 2020-09-16 | 2020-09-21 | 2021-10-30 | ENPHASE | IQ7-60-2-US | Inverters | 7200 |  | 30 |  |  | 0.976 |  | Outdoor | Micro-inverters are mounted to the underside of every s
NJSTRE1545600741 |  | Transition Incentive Program | Bellmawr | 8031 | 14 | 9.45 | Residential | No | Behind the Meter | Net-metered residential rooftop and canopy |  | None | Advanced Renewable Solutions | PSE&G | Accepted | 2020-09-16 | 2020-09-21 | 2021-10-30 | CertainTeed | CT315M11-02 | Solar Panels |  | 0.315 | 12 | 95 | 36 |  | Fixed | Roof
NJSTRE1545600741 |  | Transition Incentive Program | Bellmawr | 8031 | 14 | 9.45 | Residential | No | Behind the Meter | Net-metered residential rooftop and canopy |  | None | Advanced Renewable Solutions | PSE&G | Accepted | 2020-09-16 | 2020-09-21 | 2021-10-30 | CertainTeed | CT315M11-02 | Solar Panels |  | 0.315 | 9 | 275 | 44 |  | Fixed | Roof
NJSTRE1545600741 |  | Transition Incentive Program | Bellmawr | 8031 | 14 | 9.45 | Residential | No | Behind the Meter | Net-metered residential rooftop and canopy |  | None | Advanced Renewable Solutions | PSE&G | Accepted | 2020-09-16 | 2020-09-21 | 2021-10-30 | CertainTeed | CT315M11-02 | Solar Panels |  | 0.315 | 4 | 184 | 26 |  | Fixed | Roof
NJSTRE1545600741 |  | Transition Incentive Program | Bellmawr | 8031 | 14 | 9.45 | Residential | No | Behind the Meter | Net-metered residential rooftop and canopy |  | None | Advanced Renewable Solutions | PSE&G | Accepted | 2020-09-16 | 2020-09-21 | 2021-10-30 | CertainTeed | CT315M11-02 | Solar Panels |  | 0.315 | 5 | 40 | 26 |  | Fixed | Roof
NJSTRE1545607392 |  | Transition Incentive Program | Paterson | 7503 | 6 | 7.88 | Residential | No | Behind the Meter | Net-metered residential rooftop and canopy |  | None | Suntuity Solar LLC | PSE&G | Accepted | 2020-09-17 | 2020-09-21 | 2021-10-30 | Enphase Energy | IQ7-60-2-US | Inverters | 240 |  | 25 |  |  | 0.97 |  | Outdoor | Behind the PV Modules
NJSTRE1545607392 |  | Transition Incentive Program | Paterson | 7503 | 6 | 7.88 | Residential | No | Behind the Meter | Net-metered residential rooftop and canopy |  | None | Suntuity Solar LLC | PSE&G | Accepted | 2020-09-17 | 2020-09-21 | 2021-10-30 | Longi | LR6-60HPB-315M | Solar Panels |  | 0.315 | 15 | 346 | 39 |  | Fixed | Roof
NJSTRE1545607392 |  | Transition Incentive Program | Paterson | 7503 | 6 | 7.88 | Residential | No | Behind the Meter | Net-metered residential rooftop and canopy |  | None | Suntuity Solar LLC | PSE&G | Accepted | 2020-09-17 | 2020-09-21 | 2021-10-30 | Longi | LR6-60HPB-315M | Solar Panels |  | 0.315 | 10 | 166 | 12 |  | Fixed | Roof
NJSTRE1545607393 |  | Transition Incentive Program | Trenton | 8609 | 12 | 5.67 | Residential | No | Behind the Meter | Net-metered residential rooftop and canopy |  | None | Suntuity Solar LLC | PSE&G | Accepted | 2020-09-17 | 2020-09-21 | 2021-10-30 | Enphase Energy | IQ7-60-2-US | Inverters | 240 |  | 18 |  |  | 0.97 |  | Outdoor | Behind the PV Modules
NJSTRE1545607393 |  | Transition Incentive Program | Trenton | 8609 | 12 | 5.67 | Residential | No | Behind the Meter | Net-metered residential rooftop and canopy |  | None | Suntuity Solar LLC | PSE&G | Accepted | 2020-09-17 | 2020-09-21 | 2021-10-30 | Longi | LR6-60HPB-315M | Solar Panels |  | 0.315 | 2 | 142 | 10 |  | Fixed | Roof
NJSTRE1545607393 |  | Transition Incentive Program | Trenton | 8609 | 12 | 5.67 | Residential | No | Behind the Meter | Net-metered residential rooftop and canopy |  | None | Suntuity Solar LLC | PSE&G | Accepted | 2020-09-17 | 2020-09-21 | 2021-10-30 | Longi | LR6-60HPB-315M | Solar Panels |  | 0.315 | 16 | 142 | 31 |  | Fixed | Roof
NJSTRE1545607394 |  | Transition Incentive Program | Pennsauken Township | 8110 | 14 | 5.99 | Residential | No | Behind the Meter | Net-metered residential rooftop and canopy |  | None | Suntuity Solar LLC | PSE&G | Accepted | 2020-09-17 | 2020-09-21 | 2021-10-30 | Enphase Energy | IQ7-60-2-US | Inverters | 240 |  | 19 |  |  | 0.97 |  | Outdoor | Behind the PV Modules
NJSTRE1545607394 |  | Transition Incentive Program | Pennsauken Township | 8110 | 14 | 5.99 | Residential | No | Behind the Meter | Net-metered residential rooftop and canopy |  | None | Suntuity Solar LLC | PSE&G | Accepted | 2020-09-17 | 2020-09-21 | 2021-10-30 | Longi | LR6-60HPB-315M | Solar Panels |  | 0.315 | 10 | 326 | 25 |  | Fixed | Roof
NJSTRE1545607394 |  | Transition Incentive Program | Pennsauken Township | 8110 | 14 | 5.99 | Residential | No | Behind the Meter | Net-metered residential rooftop and canopy |  | None | Suntuity Solar LLC | PSE&G | Accepted | 2020-09-17 | 2020-09-21 | 2021-10-30 | Longi | LR6-60HPB-315M | Solar Panels |  | 0.315 | 9 | 146 | 25 |  | Fixed | Roof
NJSTRE1545607404 |  | Transition Incentive Program | Manahawkin | 8050 | 18 | 11.1 | Residential | No | Behind the Meter | Net-metered residential rooftop and canopy |  | None | Whitman Construction, LLC | AC Electric | Accepted | 2020-09-17 | 2020-09-21 | 2021-10-30 | ENPHASE | iq7PLUS-72-2-US | Inverters | 295 |  | 30 |  |  | 0.975 |  | Outdoor | Microinverters located under modules
NJSTRE1545607404 |  | Transition Incentive Program | Manahawkin | 8050 | 18 | 11.1 | Residential | No | Behind the Meter | Net-metered residential rooftop and canopy |  | None | Whitman Construction, LLC | AC Electric | Accepted | 2020-09-17 | 2020-09-21 | 2021-10-30 | SOLARIA POWER | XT-370R-PD | Solar Panels |  | 0.37 | 6 | 54 | 33 |  | Fixed | Roof
NJSTRE1545607404 |  | Transition Incentive Program | Manahawkin | 8050 | 18 | 11.1 | Residential | No | Behind the Meter | Net-metered residential rooftop and canopy |  | None | Whitman Construction, LLC | AC Electric | Accepted | 2020-09-17 | 2020-09-21 | 2021-10-30 | solaria power | XT-370R-PD | Solar Panels |  | 0.37 | 24 | 234 | 33 |  | Fixed | Roof
NJSTRE1545607414 |  | Transition Incentive Program | Belle Mead | 8558 | 5 | 7.92 | Residential | No | Behind the Meter | Net-metered residential rooftop and canopy |  | None | Whitman Construction, LLC | PSE&G | Accepted | 2020-09-17 | 2020-09-21 | 2021-10-30 | ENPHASE ENERGY | IQ7X-96-2-US | Inverters | 315 |  | 24 |  |  | 0.975 |  | Outdoor | MICROINVERTERS LOCATED UNDER MODULES
NJSTRE1545607414 |  | Transition Incentive Program | Belle Mead | 8558 | 5 | 7.92 | Residential | No | Behind the Meter | Net-metered residential rooftop and canopy |  | None | Whitman Construction, LLC | PSE&G | Accepted | 2020-09-17 | 2020-09-21 | 2021-10-30 | Panasonic | VBHN330SA16 | Solar Panels |  | 0.33 | 24 | 127 | 35 |  | Fixed | Roof
NJSTRE1545607444 |  | Transition Incentive Program | West Orange | 7052 | 9 | 4.08 | Residential | Yes | Behind the Meter | Net-metered residential rooftop and canopy |  | None | Trinity Solar | PSE&G | Accepted | 2020-09-17 | 2020-09-21 | 2021-10-30 | SOLAR EDGE | SE3800H-US | Inverters | 3800 |  | 1 |  |  | 0.97 |  | Outside | SIDE OF HOME
NJSTRE1545607444 |  | Transition Incentive Program | West Orange | 7052 | 9 | 4.08 | Residential | Yes | Behind the Meter | Net-metered residential rooftop and canopy |  | None | Trinity Solar | PSE&G | Accepted | 2020-09-17 | 2020-09-21 | 2021-10-30 | HANWHA 340 (Q.PEAK DUO BLK-G6 340) | HANWHA 340 (Q.PEAK DUO BLK-G6 340) | Solar Panels |  | 0.34 | 9 | 214 | 34 |  | Fixed | Roof
NJSTRE1545607444 |  | Transition Incentive Program | West Orange | 7052 | 9 | 4.08 | Residential | Yes | Behind the Meter | Net-metered residential rooftop and canopy |  | None | Trinity Solar | PSE&G | Accepted | 2020-09-17 | 2020-09-21 | 2021-10-30 | HANWHA 340 (Q.PEAK DUO BLK-G6 340) | HANWHA 340 (Q.PEAK DUO BLK-G6 340) | Solar Panels |  | 0.34 | 3 | 209 | 44 |  | Fixed | Roof
NJSTRE1545607458 |  | Transition Incentive Program | Atco | 8004 | 14 | 10.54 | Residential | Yes | Behind the Meter | Net-metered residential rooftop and canopy |  | None | Trinity Solar | AC Electric | Accepted | 2020-09-17 | 2020-09-21 | 2021-10-30 | SOLAR EDGE | SE10000H-US | Inverters | 10000 |  | 1 |  |  | 0.97 |  | Outside | SIDE OF HOME
NJSTRE1545607458 |  | Transition Incentive Program | Atco | 8004 | 14 | 10.54 | Residential | Yes | Behind the Meter | Net-metered residential rooftop and canopy |  | None | Trinity Solar | AC Electric | Accepted | 2020-09-17 | 2020-09-21 | 2021-10-30 | HANWHA 340 (Q.PEAK DUO BLK-G6 340) | HANWHA 340 (Q.PEAK DUO BLK-G6 340) | Solar Panels |  | 0.34 | 10 | 167 | 27 |  | Fixed | Roof
NJSTRE1545607458 |  | Transition Incentive Program | Atco | 8004 | 14 | 10.54 | Residential | Yes | Behind the Meter | Net-metered residential rooftop and canopy |  | None | Trinity Solar | AC Electric | Accepted | 2020-09-17 | 2020-09-21 | 2021-10-30 | HANWHA 340 (Q.PEAK DUO BLK-G6 340) | HANWHA 340 (Q.PEAK DUO BLK-G6 340) | Solar Panels |  | 0.34 | 12 | 347 | 27 |  | Fixed | Roof
NJSTRE1545607458 |  | Transition Incentive Program | Atco | 8004 | 14 | 10.54 | Residential | Yes | Behind the Meter | Net-metered residential rooftop and canopy |  | None | Trinity Solar | AC Electric | Accepted | 2020-09-17 | 2020-09-21 | 2021-10-30 | HANWHA 340 (Q.PEAK DUO BLK-G6 340) | HANWHA 340 (Q.PEAK DUO BLK-G6 340) | Solar Panels |  | 0.34 | 9 | 167 | 14 |  | Fixed | Roof
NJSTRE1545607477 |  | Transition Incentive Program | Pitman | 8071 | 15 | 14.95 | Residential | Yes | Behind the Meter | Net-metered residential rooftop and canopy |  | None | SunnyMac LLC | AC Electric | Accepted | 2020-09-17 | 2020-09-21 | 2021-10-30 | Solaredge | SE11400H-US | Inverters | 11400 |  | 1 |  |  | 0.99 |  | Outdoor | Next to Meter
NJSTRE1545607477 |  | Transition Incentive Program | Pitman | 8071 | 15 | 14.95 | Residential | Yes | Behind the Meter | Net-metered residential rooftop and canopy |  | None | SunnyMac LLC | AC Electric | Accepted | 2020-09-17 | 2020-09-21 | 2021-10-30 | REC | TwinPeak 2 Mono | Solar Panels |  | 0.325 | 2 | 252 | 9 |  | Fixed | Roof
NJSTRE1545607477 |  | Transition Incentive Program | Pitman | 8071 | 15 | 14.95 | Residential | Yes | Behind the Meter | Net-metered residential rooftop and canopy |  | None | SunnyMac LLC | AC Electric | Accepted | 2020-09-17 | 2020-09-21 | 2021-10-30 | REC | TwinPeak 2 Mono | Solar Panels |  | 0.325 | 3 | 72 | 16 |  | Fixed | Roof
NJSTRE1545607477 |  | Transition Incentive Program | Pitman | 8071 | 15 | 14.95 | Residential | Yes | Behind the Meter | Net-metered residential rooftop and canopy |  | None | SunnyMac LLC | AC Electric | Accepted | 2020-09-17 | 2020-09-21 | 2021-10-30 | REC | TwinPeak 2 Mono | Solar Panels |  | 0.325 | 23 | 252 | 42 |  | Fixed | Roof
NJSTRE1545607477 |  | Transition Incentive Program | Pitman | 8071 | 15 | 14.95 | Residential | Yes | Behind the Meter | Net-metered residential rooftop and canopy |  | None | SunnyMac LLC | AC Electric | Accepted | 2020-09-17 | 2020-09-21 | 2021-10-30 | REC | TwinPeak 2 Mono | Solar Panels |  | 0.325 | 18 | 72 | 43 |  | Fixed | Roof
NJSTRE1545607490 |  | Transition Incentive Program | Deptford Twp | 8080 | 15 | 4.95 | Residential | No | Behind the Meter | Net-metered residential rooftop and canopy |  | None | Green Power Energy | AC Electric | Accepted | 2020-09-17 | 2020-09-21 | 2021-10-30 | SolarEdge | SE5000H-US | Inverters | 5000 |  | 1 |  |  | 0.97 |  | Outside | next to meter
NJSTRE1545607490 |  | Transition Incentive Program | Deptford Twp | 8080 | 15 | 4.95 | Residential | No | Behind the Meter | Net-metered residential rooftop and canopy |  | None | Green Power Energy | AC Electric | Accepted | 2020-09-17 | 2020-09-21 | 2021-10-30 | LG Electronics | LG330N1K-V5 | Solar Panels |  | 0.33 | 15 | 89 | 30 |  | Fixed | Roof
NJSTRE1545607508 |  | Transition Incentive Program | Pennsauken Twp | 8109 | 14 | 5.85 | Residential | Yes | Behind the Meter | Net-metered residential rooftop and canopy |  | None | SunnyMac LLC | PSE&G | Accepted | 2020-09-17 | 2020-09-21 | 2021-10-30 | SolarEdge | SE5000H-US | Inverters | 5000 |  | 1 |  |  | 0.99 |  | Outdoor | Next to Meter
NJSTRE1545607508 |  | Transition Incentive Program | Pennsauken Twp | 8109 | 14 | 5.85 | Residential | Yes | Behind the Meter | Net-metered residential rooftop and canopy |  | None | SunnyMac LLC | PSE&G | Accepted | 2020-09-17 | 2020-09-21 | 2021-10-30 | REC | TwinPeak 2 Mono | Solar Panels |  | 0.325 | 18 | 237 | 23 |  | Fixed | Roof
NJSTRE1545607522 |  | Transition Incentive Program | Cliffside Park Boro | 7010 | 7 | 5.7 | Residential | No | Behind the Meter | Net-metered residential rooftop and canopy |  | None | GreenPower Energy | PSE&G | Accepted | 2020-09-17 | 2020-09-21 | 2021-10-30 | Enphase Energy | IQ7PLUS-72-2-US | Inverters | 290 |  | 17 |  |  | 0.975 |  | Outside | next to meter
NJSTRE1545607522 |  | Transition Incentive Program | Cliffside Park Boro | 7010 | 7 | 5.7 | Residential | No | Behind the Meter | Net-metered residential rooftop and canopy |  | None | GreenPower Energy | PSE&G | Accepted | 2020-09-17 | 2020-09-21 | 2021-10-30 | Hanwha | Q.PEAK DUO BLK-G6 335 | Solar Panels |  | 0.335 | 3 | 212 | 10 |  | Fixed | Roof
NJSTRE1545607522 |  | Transition Incentive Program | Cliffside Park Boro | 7010 | 7 | 5.7 | Residential | No | Behind the Meter | Net-metered residential rooftop and canopy |  | None | GreenPower Energy | PSE&G | Accepted | 2020-09-17 | 2020-09-21 | 2021-10-30 | Hanwha | Q.PEAK DUO BLK-G6 335 | Solar Panels |  | 0.335 | 10 | 126 | 30 |  | Fixed | Roof
NJSTRE1545607522 |  | Transition Incentive Program | Cliffside Park Boro | 7010 | 7 | 5.7 | Residential | No | Behind the Meter | Net-metered residential rooftop and canopy |  | None | GreenPower Energy | PSE&G | Accepted | 2020-09-17 | 2020-09-21 | 2021-10-30 | Hanwha | Q.PEAK DUO BLK-G6 335 | Solar Panels |  | 0.335 | 4 | 304 | 30 |  | Fixed | Roof
NJSTRE1545607524 |  | Transition Incentive Program | Elizabeth | 7206 | 10 | 5.44 | Residential | No | Behind the Meter | Net-metered residential rooftop and canopy |  | None | New Jersey Suntech | PSE&G | Accepted | 2020-09-17 | 2020-09-21 | 2021-10-30 | Solaredge | SE3800-US | Inverters | 3800 |  | 1 |  |  | 0.98 |  | Outside | Side of house
NJSTRE1545607524 |  | Transition Incentive Program | Elizabeth | 7206 | 10 | 5.44 | Residential | No | Behind the Meter | Net-metered residential rooftop and canopy |  | None | New Jersey Suntech | PSE&G | Accepted | 2020-09-17 | 2020-09-21 | 2021-10-30 | Jinko | JKM320M | Solar Panels |  | 0.32 | 17 | 144 | 18 |  | Fixed | Roof
NJSTRE1545607527 |  | Transition Incentive Program | Pennsauken Twp | 8109 | 14 | 13 | Residential | Yes | Behind the Meter | Net-metered residential rooftop and canopy |  | None | SunnyMac LLC | PSE&G | Accepted | 2020-09-17 | 2020-09-21 | 2021-10-30 | Solaredge | SE10000H-US | Inverters | 10000 |  | 1 |  |  | 0.99 |  | Outdoor | Next to Meter
NJSTRE1545607527 |  | Transition Incentive Program | Pennsauken Twp | 8109 | 14 | 13 | Residential | Yes | Behind the Meter | Net-metered residential rooftop and canopy |  | None | SunnyMac LLC | PSE&G | Accepted | 2020-09-17 | 2020-09-21 | 2021-10-30 | REC | TwinPeak 2 Mono | Solar Panels |  | 0.325 | 7 | 172 | 14 |  | Fixed | Roof
NJSTRE1545607527 |  | Transition Incentive Program | Pennsauken Twp | 8109 | 14 | 13 | Residential | Yes | Behind the Meter | Net-metered residential rooftop and canopy |  | None | SunnyMac LLC | PSE&G | Accepted | 2020-09-17 | 2020-09-21 | 2021-10-30 | REC | TwinPeak 2 Mono | Solar Panels |  | 0.325 | 10 | 82 | 32 |  | Fixed | Roof
NJSTRE1545607527 |  | Transition Incentive Program | Pennsauken Twp | 8109 | 14 | 13 | Residential | Yes | Behind the Meter | Net-metered residential rooftop and canopy |  | None | SunnyMac LLC | PSE&G | Accepted | 2020-09-17 | 2020-09-21 | 2021-10-30 | REC | TwinPeak 2 Mono | Solar Panels |  | 0.325 | 1 | 262 | 14 |  | Fixed | Roof
NJSTRE1545607527 |  | Transition Incentive Program | Pennsauken Twp | 8109 | 14 | 13 | Residential | Yes | Behind the Meter | Net-metered residential rooftop and canopy |  | None | SunnyMac LLC | PSE&G | Accepted | 2020-09-17 | 2020-09-21 | 2021-10-30 | REC | TwinPeak 2 Mono | Solar Panels |  | 0.325 | 4 | 82 | 23 |  | Fixed | Roof
NJSTRE1545607527 |  | Transition Incentive Program | Pennsauken Twp | 8109 | 14 | 13 | Residential | Yes | Behind the Meter | Net-metered residential rooftop and canopy |  | None | SunnyMac LLC | PSE&G | Accepted | 2020-09-17 | 2020-09-21 | 2021-10-30 | REC | TwinPeak 2 Mono | Solar Panels |  | 0.325 | 1 | 82 | 32 |  | Fixed | Roof
NJSTRE1545607527 |  | Transition Incentive Program | Pennsauken Twp | 8109 | 14 | 13 | Residential | Yes | Behind the Meter | Net-metered residential rooftop and canopy |  | None | SunnyMac LLC | PSE&G | Accepted | 2020-09-17 | 2020-09-21 | 2021-10-30 | REC | TwinPeak 2 Mono | Solar Panels |  | 0.325 | 2 | 172 | 32 |  | Fixed | Roof
NJSTRE1545607527 |  | Transition Incentive Program | Pennsauken Twp | 8109 | 14 | 13 | Residential | Yes | Behind the Meter | Net-metered residential rooftop and canopy |  | None | SunnyMac LLC | PSE&G | Accepted | 2020-09-17 | 2020-09-21 | 2021-10-30 | REC | TwinPeak 2 Mono | Solar Panels |  | 0.325 | 1 | 262 | 32 |  | Fixed | Roof
NJSTRE1545607527 |  | Transition Incentive Program | Pennsauken Twp | 8109 | 14 | 13 | Residential | Yes | Behind the Meter | Net-metered residential rooftop and canopy |  | None | SunnyMac LLC | PSE&G | Accepted | 2020-09-17 | 2020-09-21 | 2021-10-30 | REC | TwinPeak 2 Mono | Solar Panels |  | 0.325 | 1 | 0.82 | 14 |  | Fixed | Roof
NJSTRE1545607527 |  | Transition Incentive Program | Pennsauken Twp | 8109 | 14 | 13 | Residential | Yes | Behind the Meter | Net-metered residential rooftop and canopy |  | None | SunnyMac LLC | PSE&G | Accepted | 2020-09-17 | 2020-09-21 | 2021-10-30 | REC | TwinPeak 2 Mono | Solar Panels |  | 0.325 | 9 | 262 | 32 |  | Fixed | Roof
NJSTRE1545607527 |  | Transition Incentive Program | Pennsauken Twp | 8109 | 14 | 13 | Residential | Yes | Behind the Meter | Net-metered residential rooftop and canopy |  | None | SunnyMac LLC | PSE&G | Accepted | 2020-09-17 | 2020-09-21 | 2021-10-30 | REC | TwinPeak 2 Mono | Solar Panels |  | 0.325 | 4 | 262 | 23 |  | Fixed | Roof
NJSTRE1545607535 |  | Transition Incentive Program | Wall | 7719 | 17 | 7.04 | Residential | No | Behind the Meter | Net-metered residential rooftop and canopy |  | None | Reliable Power and Solar | JCP&L | Accepted | 2020-09-17 | 2020-09-21 | 2021-10-30 | Generac | APKE00014 | Inverters | 7600 |  | 1 |  |  | 0.97 |  | Outdoor | outside
NJSTRE1545607535 |  | Transition Incentive Program | Wall | 7719 | 17 | 7.04 | Residential | No | Behind the Meter | Net-metered residential rooftop and canopy |  | None | Reliable Power and Solar | JCP&L | Accepted | 2020-09-17 | 2020-09-21 | 2021-10-30 | Trina | tsmdd05 | Solar Panels |  | 0.32 | 22 | 201 | 36 |  | Fixed | Roof | roof
NJSTRE1545607539 |  | Transition Incentive Program | Belleville | 7109 | 9 | 6.46 | Residential | Yes | Behind the Meter | Net-metered residential rooftop and canopy |  | None | Trinity Solar | PSE&G | Accepted | 2020-09-17 | 2020-09-21 | 2021-10-30 | Solar Edge | SE5000 | Inverters | 5000 |  | 1 |  |  | 0.97 |  | Outside | side of home
NJSTRE1545607539 |  | Transition Incentive Program | Belleville | 7109 | 9 | 6.46 | Residential | Yes | Behind the Meter | Net-metered residential rooftop and canopy |  | None | Trinity Solar | PSE&G | Accepted | 2020-09-17 | 2020-09-21 | 2021-10-30 | Hanwha | Q.PEAK DUO BLK-G6 340 | Solar Panels |  | 0.34 | 9 | 284 | 23 |  | Fixed | Roof
NJSTRE1545607539 |  | Transition Incentive Program | Belleville | 7109 | 9 | 6.46 | Residential | Yes | Behind the Meter | Net-metered residential rooftop and canopy |  | None | Trinity Solar | PSE&G | Accepted | 2020-09-17 | 2020-09-21 | 2021-10-30 | Hanwha | Q.PEAK DUO BLK-G6 340 | Solar Panels |  | 0.34 | 10 | 104 | 23 |  | Fixed | Roof
NJSTRE1545607561 |  | Transition Incentive Program | Randolph | 7869 | 3 | 9.76 | Residential | Yes | Behind the Meter | Net-metered residential rooftop and canopy |  | None | Sunrun Installation Services, Inc. | JCP&L | Accepted | 2020-09-17 | 2020-09-21 | 2021-10-30 | Enphase Energy | IQ7-60-x-US (240V) | Inverters | 240 |  | 32 |  |  | 0.96 |  | Outdoor | Rooftop
NJSTRE1545607561 |  | Transition Incentive Program | Randolph | 7869 | 3 | 9.76 | Residential | Yes | Behind the Meter | Net-metered residential rooftop and canopy |  | None | Sunrun Installation Services, Inc. | JCP&L | Accepted | 2020-09-17 | 2020-09-21 | 2021-10-30 | LONGi Green Energy Technology Co Ltd | LR6-60HPB-305M | Solar Panels |  | 0.305 | 32 | 118 | 30 |  | Fixed | Roof
NJSTRE1545607564 |  | Transition Incentive Program | South Seaville | 8246 | 21 | 9.52 | Residential | No | Behind the Meter | Net-metered residential rooftop and canopy |  | None | Tesla Energy Operations Inc. | AC Electric | Accepted | 2020-09-17 | 2020-09-21 | 2021-10-30 | Tesla | AC Powerwall 2.0 | Electric Storage Battery |  |  | 3 |  |  |  | Lithium Ion |  | Outside
NJSTRE1545607564 |  | Transition Incentive Program | South Seaville | 8246 | 21 | 9.52 | Residential | No | Behind the Meter | Net-metered residential rooftop and canopy |  | None | Tesla Energy Operations Inc. | AC Electric | Accepted | 2020-09-17 | 2020-09-21 | 2021-10-30 | SolarEdge Technologies | SE7600H-US [240V] | Inverters | 7600 |  | 1 |  |  | 0.99 |  | Outside | Outside
NJSTRE1545607564 |  | Transition Incentive Program | South Seaville | 8246 | 21 | 9.52 | Residential | No | Behind the Meter | Net-metered residential rooftop and canopy |  | None | Tesla Energy Operations Inc. | AC Electric | Accepted | 2020-09-17 | 2020-09-21 | 2021-10-30 | Hanwha Q-CELLS | Q.Peak DUO BLK-G6+ 340 | Solar Panels |  | 0.34 | 2 | 100 | 26 |  | Fixed | Roof
NJSTRE1545607564 |  | Transition Incentive Program | South Seaville | 8246 | 21 | 9.52 | Residential | No | Behind the Meter | Net-metered residential rooftop and canopy |  | None | Tesla Energy Operations Inc. | AC Electric | Accepted | 2020-09-17 | 2020-09-21 | 2021-10-30 | Hanwha Q-CELLS | Q.Peak DUO BLK-G6+ 340 | Solar Panels |  | 0.34 | 20 | 190 | 30 |  | Fixed | Roof
NJSTRE1545607564 |  | Transition Incentive Program | South Seaville | 8246 | 21 | 9.52 | Residential | No | Behind the Meter | Net-metered residential rooftop and canopy |  | None | Tesla Energy Operations Inc. | AC Electric | Accepted | 2020-09-17 | 2020-09-21 | 2021-10-30 | Hanwha Q-CELLS | Q.Peak DUO BLK-G6+ 340 | Solar Panels |  | 0.34 | 4 | 10 | 30 |  | Fixed | Roof
NJSTRE1545607564 |  | Transition Incentive Program | South Seaville | 8246 | 21 | 9.52 | Residential | No | Behind the Meter | Net-metered residential rooftop and canopy |  | None | Tesla Energy Operations Inc. | AC Electric | Accepted | 2020-09-17 | 2020-09-21 | 2021-10-30 | Hanwha Q-CELLS | Q.Peak DUO BLK-G6+ 340 | Solar Panels |  | 0.34 | 2 | 280 | 27 |  | Fixed | Roof
NJSTRE1545607576 |  | Transition Incentive Program | Perth Amboy | 8861 | 11 | 8.96 | Residential | No | Behind the Meter | Net-metered residential rooftop and canopy |  | None | New Jersey Suntech | PSE&G | Accepted | 2020-09-17 | 2020-09-21 | 2021-10-30 | Solaredge | SE7600-US | Inverters | 7600 |  | 1 |  |  | 0.97 |  | Outside | Side of house
NJSTRE1545607576 |  | Transition Incentive Program | Perth Amboy | 8861 | 11 | 8.96 | Residential | No | Behind the Meter | Net-metered residential rooftop and canopy |  | None | New Jersey Suntech | PSE&G | Accepted | 2020-09-17 | 2020-09-21 | 2021-10-30 | Jinko | JKM320M | Solar Panels |  | 0.32 | 21 | 114 | 14 |  | Fixed | Roof
NJSTRE1545607576 |  | Transition Incentive Program | Perth Amboy | 8861 | 11 | 8.96 | Residential | No | Behind the Meter | Net-metered residential rooftop and canopy |  | None | New Jersey Suntech | PSE&G | Accepted | 2020-09-17 | 2020-09-21 | 2021-10-30 | Jinko | JKM320M | Solar Panels |  | 0.32 | 3 | 205 | 14 |  | Fixed | Roof
NJSTRE1545607576 |  | Transition Incentive Program | Perth Amboy | 8861 | 11 | 8.96 | Residential | No | Behind the Meter | Net-metered residential rooftop and canopy |  | None | New Jersey Suntech | PSE&G | Accepted | 2020-09-17 | 2020-09-21 | 2021-10-30 | Jinko | JKM320M | Solar Panels |  | 0.32 | 4 | 203 | 14 |  | Fixed | Roof
NJSTRE1545607578 |  | Transition Incentive Program | Edison | 8820 | 11 | 16.96 | Residential | No | Behind the Meter | Net-metered residential rooftop and canopy |  | None | EMT Renewables | PSE&G | Accepted | 2020-09-17 | 2020-09-21 | 2021-10-30 | Enphase | IQ7-60-2-US | Inverters | 240 |  | 53 |  |  | 0.97 |  | Outside | under panels
NJSTRE1545607578 |  | Transition Incentive Program | Edison | 8820 | 11 | 16.96 | Residential | No | Behind the Meter | Net-metered residential rooftop and canopy |  | None | EMT Renewables | PSE&G | Accepted | 2020-09-17 | 2020-09-21 | 2021-10-30 | Trina | 320-BLK | Solar Panels |  | 0.32 | 40 | 174 | 20 |  | Fixed | Roof
NJSTRE1545607578 |  | Transition Incentive Program | Edison | 8820 | 11 | 16.96 | Residential | No | Behind the Meter | Net-metered residential rooftop and canopy |  | None | EMT Renewables | PSE&G | Accepted | 2020-09-17 | 2020-09-21 | 2021-10-30 | Trina | 320-BLK | Solar Panels |  | 0.32 | 9 | 264 | 20 |  | Fixed | Roof
NJSTRE1545607578 |  | Transition Incentive Program | Edison | 8820 | 11 | 16.96 | Residential | No | Behind the Meter | Net-metered residential rooftop and canopy |  | None | EMT Renewables | PSE&G | Accepted | 2020-09-17 | 2020-09-21 | 2021-10-30 | Trina | 320-BLK | Solar Panels |  | 0.32 | 4 | 84 | 20 |  | Fixed | Roof
NJSTRE1545607581 |  | Transition Incentive Program | LAKE HIAWATHA | 7034 | 3 | 3.97 | Residential | Yes | Behind the Meter | Net-metered residential rooftop and canopy |  | None | Sunrun Installation Services, Inc. | JCP&L | Accepted | 2020-09-17 | 2020-09-21 | 2021-10-30 | Enphase Energy | IQ7-60-x-US (240V) | Inverters | 240 |  | 13 |  |  | 0.96 |  | Outdoor | Rooftop
NJSTRE1545607581 |  | Transition Incentive Program | LAKE HIAWATHA | 7034 | 3 | 3.97 | Residential | Yes | Behind the Meter | Net-metered residential rooftop and canopy |  | None | Sunrun Installation Services, Inc. | JCP&L | Accepted | 2020-09-17 | 2020-09-21 | 2021-10-30 | LONGi Green Energy Technology Co Ltd | LR6-60HPB-305M | Solar Panels |  | 0.305 | 3 | 68 | 30 |  | Fixed | Roof
NJSTRE1545607581 |  | Transition Incentive Program | LAKE HIAWATHA | 7034 | 3 | 3.97 | Residential | Yes | Behind the Meter | Net-metered residential rooftop and canopy |  | None | Sunrun Installation Services, Inc. | JCP&L | Accepted | 2020-09-17 | 2020-09-21 | 2021-10-30 | LONGi Green Energy Technology Co Ltd | LR6-60HPB-305M | Solar Panels |  | 0.305 | 10 | 248 | 18 |  | Fixed | Roof
NJSTRE1545607583 |  | Transition Incentive Program | Clifton City | 7011 | 6 | 4.85 | Residential | Yes | Behind the Meter | Net-metered residential rooftop and canopy |  | None | Tesla Energy Operations Inc | PSE&G | Accepted | 2020-09-17 | 2020-09-21 | 2021-10-30 | Delta Electronics | M8-TL-US [240V] | Inverters | 7680 |  | 1 |  |  | 0.975 |  | Outdoor | Outdoor
NJSTRE1545607583 |  | Transition Incentive Program | Clifton City | 7011 | 6 | 4.85 | Residential | Yes | Behind the Meter | Net-metered residential rooftop and canopy |  | None | Tesla Energy Operations Inc | PSE&G | Accepted | 2020-09-17 | 2020-09-21 | 2021-10-30 | Tesla SRV3 | 5014123-00-B | Solar Panels |  | 0.05847 | 15 | 346 | 20 |  | Fixed | Roof
NJSTRE1545607583 |  | Transition Incentive Program | Clifton City | 7011 | 6 | 4.85 | Residential | Yes | Behind the Meter | Net-metered residential rooftop and canopy |  | None | Tesla Energy Operations Inc | PSE&G | Accepted | 2020-09-17 | 2020-09-21 | 2021-10-30 | Tesla SRV3 | 5014123-00-B | Solar Panels |  | 0.05847 | 49 | 77 | 20 |  | Fixed | Roof
NJSTRE1545607583 |  | Transition Incentive Program | Clifton City | 7011 | 6 | 4.85 | Residential | Yes | Behind the Meter | Net-metered residential rooftop and canopy |  | None | Tesla Energy Operations Inc | PSE&G | Accepted | 2020-09-17 | 2020-09-21 | 2021-10-30 | Tesla SRV3 | 5014123-00-B | Solar Panels |  | 0.05847 | 19 | 257 | 20 |  | Fixed | Roof
NJSTRE1545607594 |  | Transition Incentive Program | Edison | 8817 | 11 | 4.27 | Residential | Yes | Behind the Meter | Net-metered residential rooftop and canopy |  | None | Sunrun Installation Services, Inc. | PSE&G | Accepted | 2020-09-17 | 2020-09-21 | 2021-10-30 | Enphase Energy | IQ7-60-x-US (240V) | Inverters | 240 |  | 13 |  |  | 0.96 |  | Outdoor | Rooftop
NJSTRE1545607594 |  | Transition Incentive Program | Edison | 8817 | 11 | 4.27 | Residential | Yes | Behind the Meter | Net-metered residential rooftop and canopy |  | None | Sunrun Installation Services, Inc. | PSE&G | Accepted | 2020-09-17 | 2020-09-21 | 2021-10-30 | LONGi Green Energy Technology Co Ltd | LR6-60HPB-305M | Solar Panels |  | 0.305 | 14 | 265 | 18 |  | Fixed | Roof
NJSTRE1545607601 |  | Transition Incentive Program | WESTAMPTON | 8060 | 13 | 14.95 | Residential | Yes | Behind the Meter | Net-metered residential rooftop and canopy |  | None | Vivint Solar Developer, LLC | PSE&G | Accepted | 2020-09-23 | 2020-09-23 | 2021-10-30 | SOLAREDGE | SE7600H-US | Inverters | 7600 |  | 1 |  |  | 0.992 |  | Outdoor | Near the Utility Meter
NJSTRE1545607601 |  | Transition Incentive Program | WESTAMPTON | 8060 | 13 | 14.95 | Residential | Yes | Behind the Meter | Net-metered residential rooftop and canopy |  | None | Vivint Solar Developer, LLC | PSE&G | Accepted | 2020-09-23 | 2020-09-23 | 2021-10-30 | SOLAREDGE | SE3800H-US | Inverters | 3800 |  | 1 |  |  | 0.992 |  | Outdoor | Near the Utility Meter
NJSTRE1545607601 |  | Transition Incentive Program | WESTAMPTON | 8060 | 13 | 14.95 | Residential | Yes | Behind the Meter | Net-metered residential rooftop and canopy |  | None | Vivint Solar Developer, LLC | PSE&G | Accepted | 2020-09-23 | 2020-09-23 | 2021-10-30 | JINKO SOLAR | JKM325M-60HBL | Solar Panels |  | 0.325 | 9 | 13 | 18 |  | Fixed | Roof
NJSTRE1545607601 |  | Transition Incentive Program | WESTAMPTON | 8060 | 13 | 14.95 | Residential | Yes | Behind the Meter | Net-metered residential rooftop and canopy |  | None | Vivint Solar Developer, LLC | PSE&G | Accepted | 2020-09-23 | 2020-09-23 | 2021-10-30 | JINKO SOLAR | JKM325M-60HBL | Solar Panels |  | 0.325 | 29 | 193 | 18 |  | Fixed | Roof
NJSTRE1545607601 |  | Transition Incentive Program | WESTAMPTON | 8060 | 13 | 14.95 | Residential | Yes | Behind the Meter | Net-metered residential rooftop and canopy |  | None | Vivint Solar Developer, LLC | PSE&G | Accepted | 2020-09-23 | 2020-09-23 | 2021-10-30 | JINKO SOLAR | JKM325M-60HBL | Solar Panels |  | 0.325 | 8 | 13 | 18 |  | Fixed | Roof
NJSTRE1545607602 |  | Transition Incentive Program | Clifton | 7013 | 6 | 7.32 | Residential | Yes | Behind the Meter | Net-metered residential rooftop and canopy |  | None | Sunrun Installation Services, Inc. | PSE&G | Accepted | 2020-09-17 | 2020-09-21 | 2021-10-30 | Enphase Energy | IQ7-60-x-US (240V) | Inverters | 240 |  | 24 |  |  | 0.96 |  | Outdoor | Rooftop
NJSTRE1545607602 |  | Transition Incentive Program | Clifton | 7013 | 6 | 7.32 | Residential | Yes | Behind the Meter | Net-metered residential rooftop and canopy |  | None | Sunrun Installation Services, Inc. | PSE&G | Accepted | 2020-09-17 | 2020-09-21 | 2021-10-30 | LONGi Green Energy Technology Co Ltd | LR6-60HPB-305M | Solar Panels |  | 0.305 | 12 | 124 | 40 |  | Fixed | Roof
NJSTRE1545607602 |  | Transition Incentive Program | Clifton | 7013 | 6 | 7.32 | Residential | Yes | Behind the Meter | Net-metered residential rooftop and canopy |  | None | Sunrun Installation Services, Inc. | PSE&G | Accepted | 2020-09-17 | 2020-09-21 | 2021-10-30 | LONGi Green Energy Technology Co Ltd | LR6-60HPB-305M | Solar Panels |  | 0.305 | 2 | 304 | 23 |  | Fixed | Roof
NJSTRE1545607602 |  | Transition Incentive Program | Clifton | 7013 | 6 | 7.32 | Residential | Yes | Behind the Meter | Net-metered residential rooftop and canopy |  | None | Sunrun Installation Services, Inc. | PSE&G | Accepted | 2020-09-17 | 2020-09-21 | 2021-10-30 | LONGi Green Energy Technology Co Ltd | LR6-60HPB-305M | Solar Panels |  | 0.305 | 10 | 304 | 40 |  | Fixed | Roof
NJSTRE1545607611 |  | Transition Incentive Program | Livingston Twp | 7039 | 9 | 9.36 | Residential | No | Behind the Meter | Net-metered residential rooftop and canopy |  | None | Green Power energy | PSE&G | Accepted | 2020-09-17 | 2020-09-21 | 2021-10-30 | Enphase Energy | IQ7PLUS-72-2-US | Inverters | 290 |  | 30 |  |  | 0.975 |  | Outside | 0.97
NJSTRE1545607611 |  | Transition Incentive Program | Livingston Twp | 7039 | 9 | 9.36 | Residential | No | Behind the Meter | Net-metered residential rooftop and canopy |  | None | Green Power energy | PSE&G | Accepted | 2020-09-17 | 2020-09-21 | 2021-10-30 | LG Electronics | LG360N1C-N5 | Solar Panels |  | 0.36 | 9 | 275 | 33 |  | Fixed | Roof
NJSTRE1545607611 |  | Transition Incentive Program | Livingston Twp | 7039 | 9 | 9.36 | Residential | No | Behind the Meter | Net-metered residential rooftop and canopy |  | None | Green Power energy | PSE&G | Accepted | 2020-09-17 | 2020-09-21 | 2021-10-30 | LG Electronics | Neon R Prime 360Q1K-V5 | Solar Panels |  | 0.36 | 4 | 95 | 33 |  | Fixed | Roof
NJSTRE1545607611 |  | Transition Incentive Program | Livingston Twp | 7039 | 9 | 9.36 | Residential | No | Behind the Meter | Net-metered residential rooftop and canopy |  | None | Green Power energy | PSE&G | Accepted | 2020-09-17 | 2020-09-21 | 2021-10-30 | LG Electronics | Neon R Prime 360Q1K-V5 | Solar Panels |  | 0.36 | 3 | 95 | 43 |  | Fixed | Roof
NJSTRE1545607611 |  | Transition Incentive Program | Livingston Twp | 7039 | 9 | 9.36 | Residential | No | Behind the Meter | Net-metered residential rooftop and canopy |  | None | Green Power energy | PSE&G | Accepted | 2020-09-17 | 2020-09-21 | 2021-10-30 | LG Electronics | LG360N1C-N5 | Solar Panels |  | 0.36 | 8 | 275 | 33 |  | Fixed | Roof
NJSTRE1545607611 |  | Transition Incentive Program | Livingston Twp | 7039 | 9 | 9.36 | Residential | No | Behind the Meter | Net-metered residential rooftop and canopy |  | None | Green Power energy | PSE&G | Accepted | 2020-09-17 | 2020-09-21 | 2021-10-30 | LG Electronics | LG360N1C-N5 | Solar Panels |  | 0.36 | 2 | 275 | 43 |  | Fixed | Roof
NJSTRE1545607619 |  | Transition Incentive Program | Buena | 8310 | 19 | 12.6 | Residential | Yes | Behind the Meter | Net-metered residential ground mount |  | None | All Season Solar | AC Electric | Accepted | 2020-09-17 | 2020-09-22 | 2021-10-30 | Enphase | IQ7 | Inverters | 240 |  | 42 |  |  | 0.97 |  | Outdoor | under module
NJSTRE1545607619 |  | Transition Incentive Program | Buena | 8310 | 19 | 12.6 | Residential | Yes | Behind the Meter | Net-metered residential ground mount |  | None | All Season Solar | AC Electric | Accepted | 2020-09-17 | 2020-09-22 | 2021-10-30 | Jinko | JKM300M-60 300w | Solar Panels |  | 0.3 | 42 | 180 | 25 |  | Fixed | Ground
NJSTRE1545607620 |  | Transition Incentive Program | Mantua | 8051 | 15 | 10.2 | Residential | No | Behind the Meter | Net-metered residential rooftop and canopy |  | None | Maier Solar Engineering dba Solar Me | AC Electric | Accepted | 2020-09-17 | 2020-09-24 | 2021-10-30 | Enphase | IQ7+ | Inverters | 290 |  | 30 |  |  | 0.96 |  | Outdoor | Next to meter
NJSTRE1545607620 |  | Transition Incentive Program | Mantua | 8051 | 15 | 10.2 | Residential | No | Behind the Meter | Net-metered residential rooftop and canopy |  | None | Maier Solar Engineering dba Solar Me | AC Electric | Accepted | 2020-09-17 | 2020-09-24 | 2021-10-30 | Hanwha | Q.CELL DUO BLK-G6 340W | Solar Panels |  | 0.34 | 9 | 207 | 34 |  | Fixed | Roof
NJSTRE1545607620 |  | Transition Incentive Program | Mantua | 8051 | 15 | 10.2 | Residential | No | Behind the Meter | Net-metered residential rooftop and canopy |  | None | Maier Solar Engineering dba Solar Me | AC Electric | Accepted | 2020-09-17 | 2020-09-24 | 2021-10-30 | Hanwha | Q.CELL DUO BLK-G6 340W | Solar Panels |  | 0.34 | 9 | 207 | 34 |  | Fixed | Roof
NJSTRE1545607620 |  | Transition Incentive Program | Mantua | 8051 | 15 | 10.2 | Residential | No | Behind the Meter | Net-metered residential rooftop and canopy |  | None | Maier Solar Engineering dba Solar Me | AC Electric | Accepted | 2020-09-17 | 2020-09-24 | 2021-10-30 | Hanwha | Q.CELL DUO BLK-G6 340W | Solar Panels |  | 0.34 | 6 | 117 | 36 |  | Fixed | Roof
NJSTRE1545607620 |  | Transition Incentive Program | Mantua | 8051 | 15 | 10.2 | Residential | No | Behind the Meter | Net-metered residential rooftop and canopy |  | None | Maier Solar Engineering dba Solar Me | AC Electric | Accepted | 2020-09-17 | 2020-09-24 | 2021-10-30 | Hanwha | Q.CELL DUO BLK-G6 340W | Solar Panels |  | 0.34 | 6 | 27 | 34 |  | Fixed | Roof
NJSTRE1545607685 |  | Transition Incentive Program | Piscataway | 8854 | 11 | 14.63 | Residential | No | Behind the Meter | Net-metered residential rooftop and canopy |  | None | Rennergy LLC | PSE&G | Accepted | 2020-09-17 | 2020-09-21 | 2021-10-30 | SMA America | Sunny Boy 6.0-240V | Inverters | 6000 |  | 1 |  |  | 0.95 |  | Outdoor | Side of the house
NJSTRE1545607685 |  | Transition Incentive Program | Piscataway | 8854 | 11 | 14.63 | Residential | No | Behind the Meter | Net-metered residential rooftop and canopy |  | None | Rennergy LLC | PSE&G | Accepted | 2020-09-17 | 2020-09-21 | 2021-10-30 | Trina Solar | TSM-325DD06M.05(ii) | Solar Panels |  | 0.325 | 45 | 27 | 40 |  | Fixed | Roof
NJSTRE1545607739 |  | Transition Incentive Program | Hillsborough | 8844 | 5 | 7.3 | Residential | No | Behind the Meter | Net-metered residential rooftop and canopy |  | PSEG | Maier Solar Engineering dba Solar Me | PSE&G | Accepted | 2020-09-17 | 2020-09-21 | 2021-10-30 | Enphase | IQ7+ | Inverters | 290 |  | 20 |  |  | 0.96 |  | Outdoor | Next to meter
NJSTRE1545607739 |  | Transition Incentive Program | Hillsborough | 8844 | 5 | 7.3 | Residential | No | Behind the Meter | Net-metered residential rooftop and canopy |  | PSEG | Maier Solar Engineering dba Solar Me | PSE&G | Accepted | 2020-09-17 | 2020-09-21 | 2021-10-30 | LG | LG375Q1C-A5 | Solar Panels |  | 0.365 | 20 | 196 | 36 |  | Fixed | Roof
NJSTRE1545607742 |  | Transition Incentive Program | Wharton | 7885 | 3 | 6.8 | Residential | Yes | Behind the Meter | Net-metered residential rooftop and canopy |  | None | Vision Solar LLC | JCP&L | Accepted | 2020-09-17 | 2020-10-02 | 2021-10-30 | ENPHASE | IQ7-60-2-US | Inverters | 0.24 |  | 20 |  |  | 0.96 |  | Other | behind each panel
NJSTRE1545607742 |  | Transition Incentive Program | Wharton | 7885 | 3 | 6.8 | Residential | Yes | Behind the Meter | Net-metered residential rooftop and canopy |  | None | Vision Solar LLC | JCP&L | Accepted | 2020-09-17 | 2020-10-02 | 2021-10-30 | HANWHA Q-CELLS | Q.PEAK DUO-G6 340 | Solar Panels |  | 0.34 | 7 | 303 | 38 |  | Fixed | Roof
NJSTRE1545607742 |  | Transition Incentive Program | Wharton | 7885 | 3 | 6.8 | Residential | Yes | Behind the Meter | Net-metered residential rooftop and canopy |  | None | Vision Solar LLC | JCP&L | Accepted | 2020-09-17 | 2020-10-02 | 2021-10-30 | HANWHA Q-CELLS | Q.PEAK DUO-G6 340 | Solar Panels |  | 0.34 | 5 | 123 | 38 |  | Fixed | Roof
NJSTRE1545607742 |  | Transition Incentive Program | Wharton | 7885 | 3 | 6.8 | Residential | Yes | Behind the Meter | Net-metered residential rooftop and canopy |  | None | Vision Solar LLC | JCP&L | Accepted | 2020-09-17 | 2020-10-02 | 2021-10-30 | HANWHA Q-CELLS | Q.PEAK DUO-G6 340 | Solar Panels |  | 0.34 | 8 | 303 | 10 |  | Fixed | Roof
NJSTRE1545608523 |  | Transition Incentive Program | Mickleton | 8056 | 15 | 11.52 | Residential | Yes | Behind the Meter | Net-metered residential rooftop and canopy |  | None | All Season Solar | AC Electric | Accepted | 2020-09-17 | 2020-09-21 | 2021-10-30 | Enphase | IQ7 | Inverters | 240 |  | 36 |  |  | 0.97 |  | Outdoor | under module
NJSTRE1545608523 |  | Transition Incentive Program | Mickleton | 8056 | 15 | 11.52 | Residential | Yes | Behind the Meter | Net-metered residential rooftop and canopy |  | None | All Season Solar | AC Electric | Accepted | 2020-09-17 | 2020-09-21 | 2021-10-30 | Trina | TSMDD06M.05II | Solar Panels |  | 0.32 | 36 | 126 | 21 |  | Fixed | Roof
NJSTRE1545608533 |  | Transition Incentive Program | Jackson | 8527 | 18 | 14.41 | Residential | No | Behind the Meter | Net-metered residential rooftop and canopy |  | None | Kamtech Solar Solutions | JCP&L | Accepted | 2020-09-17 | 2020-09-21 | 2021-10-30 | Enphase | X-IQ-AM1-240-3 | Meters |  |  | 1 |  |  |  | Yes | Outdoor
NJSTRE1545608533 |  | Transition Incentive Program | Jackson | 8527 | 18 | 14.41 | Residential | No | Behind the Meter | Net-metered residential rooftop and canopy |  | None | Kamtech Solar Solutions | JCP&L | Accepted | 2020-09-17 | 2020-09-21 | 2021-10-30 | ENPHASE | ENPHASE IQ7XS | Inverters | 315 |  | 43 |  |  | 0.96 |  | Other | ROOF TOP
NJSTRE1545608533 |  | Transition Incentive Program | Jackson | 8527 | 18 | 14.41 | Residential | No | Behind the Meter | Net-metered residential rooftop and canopy |  | None | Kamtech Solar Solutions | JCP&L | Accepted | 2020-09-17 | 2020-09-21 | 2021-10-30 | CANADIAN SOLAR | CS1H-335MS | Solar Panels |  | 0.335 | 14 | 285 | 34 |  | Fixed | Roof
NJSTRE1545608533 |  | Transition Incentive Program | Jackson | 8527 | 18 | 14.41 | Residential | No | Behind the Meter | Net-metered residential rooftop and canopy |  | None | Kamtech Solar Solutions | JCP&L | Accepted | 2020-09-17 | 2020-09-21 | 2021-10-30 | CANADIAN SOLAR | CS1H-335MS | Solar Panels |  | 0.335 | 9 | 285 | 34 |  | Fixed | Roof
NJSTRE1545608533 |  | Transition Incentive Program | Jackson | 8527 | 18 | 14.41 | Residential | No | Behind the Meter | Net-metered residential rooftop and canopy |  | None | Kamtech Solar Solutions | JCP&L | Accepted | 2020-09-17 | 2020-09-21 | 2021-10-30 | CANADIAN SOLAR | CS1H-335MS | Solar Panels |  | 0.335 | 13 | 105 | 34 |  | Fixed | Roof
NJSTRE1545608533 |  | Transition Incentive Program | Jackson | 8527 | 18 | 14.41 | Residential | No | Behind the Meter | Net-metered residential rooftop and canopy |  | None | Kamtech Solar Solutions | JCP&L | Accepted | 2020-09-17 | 2020-09-21 | 2021-10-30 | CANADIAN SOLAR | CS1H-335MS | Solar Panels |  | 0.335 | 7 | 195 | 34 |  | Fixed | Roof
NJSTRE1545608570 |  | Transition Incentive Program | Highstown | 8520 | 12 | 10.72 | Residential | No | Behind the Meter | Net-metered residential rooftop and canopy |  | None | Green Power energy | JCP&L | Accepted | 2020-09-17 | 2020-09-21 | 2021-10-30 | Enphase Energy | IQ7PLUS-72-2-US (240V) | Inverters | 290 |  | 32 |  |  | 0.975 |  | Outside | NEXT TO METER
NJSTRE1545608570 |  | Transition Incentive Program | Highstown | 8520 | 12 | 10.72 | Residential | No | Behind the Meter | Net-metered residential rooftop and canopy |  | None | Green Power energy | JCP&L | Accepted | 2020-09-17 | 2020-09-21 | 2021-10-30 | Hanwha | Q.PEAK DUO BLK-G6 335 | Solar Panels |  | 0.335 | 15 | 277 | 20 |  | Fixed | Roof
NJSTRE1545608570 |  | Transition Incentive Program | Highstown | 8520 | 12 | 10.72 | Residential | No | Behind the Meter | Net-metered residential rooftop and canopy |  | None | Green Power energy | JCP&L | Accepted | 2020-09-17 | 2020-09-21 | 2021-10-30 | Hanwha | Q.PEAK DUO BLK-G6 335 | Solar Panels |  | 0.335 | 17 | 97 | 20 |  | Fixed | Roof
NJSTRE1545608600 |  | Transition Incentive Program | Toms River | 8757 | 18 | 4.03 | Residential | Yes | Behind the Meter | Net-metered residential rooftop and canopy |  | None | Bright Planet Solar | JCP&L | Accepted | 2020-09-17 | 2020-09-24 | 2021-10-30 | SOLAR EDGE | SE3800H-USRGM | Inverters | 3800 |  | 1 |  |  | 0.98 |  | Outdoor | OUTSIDE
NJSTRE1545608600 |  | Transition Incentive Program | Toms River | 8757 | 18 | 4.03 | Residential | Yes | Behind the Meter | Net-metered residential rooftop and canopy |  | None | Bright Planet Solar | JCP&L | Accepted | 2020-09-17 | 2020-09-24 | 2021-10-30 | LONGI | LR6-60HPB-310M | Solar Panels |  | 0.31 | 13 | 230 | 18 |  | Fixed | Roof
NJSTRE1545608622 |  | Transition Incentive Program | Pleasantville | 8232 | 19 | 5.89 | Residential | Yes | Behind the Meter | Net-metered residential rooftop and canopy |  | None | Castle Energy, LLC | AC Electric | Accepted | 2020-09-17 | 2020-09-21 | 2021-10-30 | SunPower | SPR-E20-327-E-AC | Inverters | 320 |  | 18 |  |  | 0.967 |  | Outdoor | on the rooftop under each solar panel
NJSTRE1545608622 |  | Transition Incentive Program | Pleasantville | 8232 | 19 | 5.89 | Residential | Yes | Behind the Meter | Net-metered residential rooftop and canopy |  | None | Castle Energy, LLC | AC Electric | Accepted | 2020-09-17 | 2020-09-21 | 2021-10-30 | SunPower | SPR-E20-327-E-AC | Solar Panels |  | 0.327 | 5 | 205 | 7 |  | Fixed | Roof
NJSTRE1545608622 |  | Transition Incentive Program | Pleasantville | 8232 | 19 | 5.89 | Residential | Yes | Behind the Meter | Net-metered residential rooftop and canopy |  | None | Castle Energy, LLC | AC Electric | Accepted | 2020-09-17 | 2020-09-21 | 2021-10-30 | SunPower | SPR-E20-327-E-AC | Solar Panels |  | 0.327 | 7 | 115 | 18 |  | Fixed | Roof
NJSTRE1545608622 |  | Transition Incentive Program | Pleasantville | 8232 | 19 | 5.89 | Residential | Yes | Behind the Meter | Net-metered residential rooftop and canopy |  | None | Castle Energy, LLC | AC Electric | Accepted | 2020-09-17 | 2020-09-21 | 2021-10-30 | SunPower | SPR-E20-327-E-AC | Solar Panels |  | 0.327 | 6 | 295 | 18 |  | Fixed | Roof
NJSTRE1545608635 |  | Transition Incentive Program | South River | 8882 | 11 | 3.72 | Residential | No | Behind the Meter | Net-metered residential rooftop and canopy |  | None | Bright Planet Solar | South River | Accepted | 2020-09-17 | 2020-09-25 | 2021-10-30 | SOLAR EDGE | SE3000H-USRGM | Inverters | 3000 |  | 1 |  |  | 0.98 |  | Outdoor | OUTSIDE
NJSTRE1545608635 |  | Transition Incentive Program | South River | 8882 | 11 | 3.72 | Residential | No | Behind the Meter | Net-metered residential rooftop and canopy |  | None | Bright Planet Solar | South River | Accepted | 2020-09-17 | 2020-09-25 | 2021-10-30 | LONGI | LR6-60HPB-310M | Solar Panels |  | 0.31 | 2 | 178 | 18 |  | Fixed | Roof
NJSTRE1545608635 |  | Transition Incentive Program | South River | 8882 | 11 | 3.72 | Residential | No | Behind the Meter | Net-metered residential rooftop and canopy |  | None | Bright Planet Solar | South River | Accepted | 2020-09-17 | 2020-09-25 | 2021-10-30 | LONGI | LR6-60HPB-310M | Solar Panels |  | 0.31 | 6 | 358 | 39 |  | Fixed | Roof
NJSTRE1545608635 |  | Transition Incentive Program | South River | 8882 | 11 | 3.72 | Residential | No | Behind the Meter | Net-metered residential rooftop and canopy |  | None | Bright Planet Solar | South River | Accepted | 2020-09-17 | 2020-09-25 | 2021-10-30 | LONGI | LR6-60HPB-310M | Solar Panels |  | 0.31 | 4 | 358 | 39 |  | Fixed | Roof
NJSTRE1545608700 |  | Transition Incentive Program | Mine Hill Township | 7803 | 3 | 4.34 | Residential | No | Behind the Meter | Net-metered residential rooftop and canopy |  | None | Sunrun, Inc. | JCP&L | Accepted | 2020-09-17 | 2020-09-21 | 2021-10-30 | Tesla | Powerwall 2 AC | Electric Storage Battery |  |  | 1 |  |  |  | Lithium Ion |  | outside
NJSTRE1545608700 |  | Transition Incentive Program | Mine Hill Township | 7803 | 3 | 4.34 | Residential | No | Behind the Meter | Net-metered residential rooftop and canopy |  | None | Sunrun, Inc. | JCP&L | Accepted | 2020-09-17 | 2020-09-21 | 2021-10-30 | Enphase Energy | IQ7-60-x-US (240V) | Inverters | 240 |  | 14 |  |  | 0.96 |  | Outdoor | Rooftop
NJSTRE1545608700 |  | Transition Incentive Program | Mine Hill Township | 7803 | 3 | 4.34 | Residential | No | Behind the Meter | Net-metered residential rooftop and canopy |  | None | Sunrun, Inc. | JCP&L | Accepted | 2020-09-17 | 2020-09-21 | 2021-10-30 | LONGi Green Energy Technology Co Ltd | LR6-60HPB-310M | Solar Panels |  | 0.31 | 14 | 130 | 40 |  | Fixed | Roof
NJSTRE1545608705 |  | Transition Incentive Program | Pennsauken TWP | 8109 | 14 | 10.08 | Residential | Yes | Behind the Meter | Net-metered residential rooftop and canopy |  | None | Sunbound Solar | PSE&G | Accepted | 2020-09-17 | 2020-09-24 | 2021-10-30 | Enphase | IQ7-60-2-US | Inverters | 240 |  | 31 |  |  | 0.987 |  | Outside | under module
NJSTRE1545608705 |  | Transition Incentive Program | Pennsauken TWP | 8109 | 14 | 10.08 | Residential | Yes | Behind the Meter | Net-metered residential rooftop and canopy |  | None | Sunbound Solar | PSE&G | Accepted | 2020-09-17 | 2020-09-24 | 2021-10-30 | Hanwha | Q.PEAK DUO-G5 325 | Solar Panels |  | 0.325 | 6 | 30 | 134 |  | Fixed | Roof
NJSTRE1545608705 |  | Transition Incentive Program | Pennsauken TWP | 8109 | 14 | 10.08 | Residential | Yes | Behind the Meter | Net-metered residential rooftop and canopy |  | None | Sunbound Solar | PSE&G | Accepted | 2020-09-17 | 2020-09-24 | 2021-10-30 | Hanwha | Q.PEAK DUO-G5 325 | Solar Panels |  | 0.325 | 10 | 134 | 17 |  | Fixed | Roof
NJSTRE1545608705 |  | Transition Incentive Program | Pennsauken TWP | 8109 | 14 | 10.08 | Residential | Yes | Behind the Meter | Net-metered residential rooftop and canopy |  | None | Sunbound Solar | PSE&G | Accepted | 2020-09-17 | 2020-09-24 | 2021-10-30 | Hanwha | Q.PEAK DUO-G5 325 | Solar Panels |  | 0.325 | 7 | 44 | 33 |  | Fixed | Roof
NJSTRE1545608705 |  | Transition Incentive Program | Pennsauken TWP | 8109 | 14 | 10.08 | Residential | Yes | Behind the Meter | Net-metered residential rooftop and canopy |  | None | Sunbound Solar | PSE&G | Accepted | 2020-09-17 | 2020-09-24 | 2021-10-30 | Hanwha | Q.PEAK DUO-G5 325 | Solar Panels |  | 0.325 | 8 | 224 | 34 |  | Fixed | Roof
NJSTRE1545608709 |  | Transition Incentive Program | Bernardsville | 7924 | 5 | 5.89 | Residential | Yes | Behind the Meter | Net-metered residential rooftop and canopy |  | None | Sunrun Installation Services, Inc. | JCP&L | Accepted | 2020-09-17 | 2020-09-21 | 2021-10-30 | Enphase Energy | IQ7-60-x-US (240V) | Inverters | 240 |  | 19 |  |  | 0.96 |  | Outdoor | Rooftop
NJSTRE1545608709 |  | Transition Incentive Program | Bernardsville | 7924 | 5 | 5.89 | Residential | Yes | Behind the Meter | Net-metered residential rooftop and canopy |  | None | Sunrun Installation Services, Inc. | JCP&L | Accepted | 2020-09-17 | 2020-09-21 | 2021-10-30 | LONGi Green Energy Technology Co Ltd | LR6-60HPB-310M | Solar Panels |  | 0.31 | 8 | 178 | 40 |  | Fixed | Roof
NJSTRE1545608709 |  | Transition Incentive Program | Bernardsville | 7924 | 5 | 5.89 | Residential | Yes | Behind the Meter | Net-metered residential rooftop and canopy |  | None | Sunrun Installation Services, Inc. | JCP&L | Accepted | 2020-09-17 | 2020-09-21 | 2021-10-30 | LONGi Green Energy Technology Co Ltd | LR6-60HPB-310M | Solar Panels |  | 0.31 | 4 | 88 | 38 |  | Fixed | Roof
NJSTRE1545608709 |  | Transition Incentive Program | Bernardsville | 7924 | 5 | 5.89 | Residential | Yes | Behind the Meter | Net-metered residential rooftop and canopy |  | None | Sunrun Installation Services, Inc. | JCP&L | Accepted | 2020-09-17 | 2020-09-21 | 2021-10-30 | LONGi Green Energy Technology Co Ltd | LR6-60HPB-310M | Solar Panels |  | 0.31 | 4 | 268 | 40 |  | Fixed | Roof
NJSTRE1545608709 |  | Transition Incentive Program | Bernardsville | 7924 | 5 | 5.89 | Residential | Yes | Behind the Meter | Net-metered residential rooftop and canopy |  | None | Sunrun Installation Services, Inc. | JCP&L | Accepted | 2020-09-17 | 2020-09-21 | 2021-10-30 | LONGi Green Energy Technology Co Ltd | LR6-60HPB-310M | Solar Panels |  | 0.31 | 3 | 269 | 9 |  | Fixed | Roof
NJSTRE1545608713 |  | Transition Incentive Program | Mount Laurel | 8054 | 13 | 212.5 | Commercial | No | Behind the Meter | Net-metered non-residential rooftop and canopy |  | None | INDEPENDENCE SOLAR, LLC | PSE&G | Accepted | 2020-09-22 | 2020-09-22 | 2021-10-30 | tbd | tbd | Meters |  |  | 1 |  |  |  | Yes | Outdoor
NJSTRE1545608713 |  | Transition Incentive Program | Mount Laurel | 8054 | 13 | 212.5 | Commercial | No | Behind the Meter | Net-metered non-residential rooftop and canopy |  | None | INDEPENDENCE SOLAR, LLC | PSE&G | Accepted | 2020-09-22 | 2020-09-22 | 2021-10-30 | SolarEdge | SE33.3KUS | Inverters | 167 |  | 2 |  |  | 0.595 |  | Outdoor | outdoor
NJSTRE1545608713 |  | Transition Incentive Program | Mount Laurel | 8054 | 13 | 212.5 | Commercial | No | Behind the Meter | Net-metered non-residential rooftop and canopy |  | None | INDEPENDENCE SOLAR, LLC | PSE&G | Accepted | 2020-09-22 | 2020-09-22 | 2021-10-30 | Hanwha QCells | Q.Peak Duo L-G6.2 | Solar Panels |  | 0.425 | 500 | 290,,110 | 7 |  | Fixed | Roof
NJSTRE1545608720 |  | Transition Incentive Program | Bellmawr Boro | 8031 | 14 | 7.13 | Residential | Yes | Behind the Meter | Net-metered residential rooftop and canopy |  | None | Bright Planet Solar | PSE&G | Accepted | 2020-09-17 | 2020-09-24 | 2021-10-30 | SOLAR EDGE | SE6000H-USRGM | Inverters | 6000 |  | 1 |  |  | 0.98 |  | Outdoor | OUTSIDE
NJSTRE1545608720 |  | Transition Incentive Program | Bellmawr Boro | 8031 | 14 | 7.13 | Residential | Yes | Behind the Meter | Net-metered residential rooftop and canopy |  | None | Bright Planet Solar | PSE&G | Accepted | 2020-09-17 | 2020-09-24 | 2021-10-30 | LONGI | LR6-60HPB-310M | Solar Panels |  | 0.31 | 2 | 171 | 16 |  | Fixed | Roof
NJSTRE1545608720 |  | Transition Incentive Program | Bellmawr Boro | 8031 | 14 | 7.13 | Residential | Yes | Behind the Meter | Net-metered residential rooftop and canopy |  | None | Bright Planet Solar | PSE&G | Accepted | 2020-09-17 | 2020-09-24 | 2021-10-30 | LONGI | LR6-60HPB-310M | Solar Panels |  | 0.31 | 2 | 340 | 26 |  | Fixed | Roof
NJSTRE1545608720 |  | Transition Incentive Program | Bellmawr Boro | 8031 | 14 | 7.13 | Residential | Yes | Behind the Meter | Net-metered residential rooftop and canopy |  | None | Bright Planet Solar | PSE&G | Accepted | 2020-09-17 | 2020-09-24 | 2021-10-30 | LONGI | LR6-60HPB-310M | Solar Panels |  | 0.31 | 12 | 70 | 26 |  | Fixed | Roof
NJSTRE1545608720 |  | Transition Incentive Program | Bellmawr Boro | 8031 | 14 | 7.13 | Residential | Yes | Behind the Meter | Net-metered residential rooftop and canopy |  | None | Bright Planet Solar | PSE&G | Accepted | 2020-09-17 | 2020-09-24 | 2021-10-30 | LONGI | LR6-60HPB-310M | Solar Panels |  | 0.31 | 2 | 250 | 26 |  | Fixed | Roof
NJSTRE1545608720 |  | Transition Incentive Program | Bellmawr Boro | 8031 | 14 | 7.13 | Residential | Yes | Behind the Meter | Net-metered residential rooftop and canopy |  | None | Bright Planet Solar | PSE&G | Accepted | 2020-09-17 | 2020-09-24 | 2021-10-30 | LONGI | LR6-60HPB-310M | Solar Panels |  | 0.31 | 5 | 250 | 26 |  | Fixed | Roof
NJSTRE1545608739 |  | Transition Incentive Program | Cherry Hill Twp | 8034 | 14 | 7.92 | Residential | No | Behind the Meter | Net-metered residential rooftop and canopy |  | None | Green Power Energy | PSE&G | Accepted | 2020-09-17 | 2020-09-21 | 2021-10-30 | Enphase Energy | IQ7PLUS-72-2-US | Inverters | 290 |  | 24 |  |  | 0.975 |  | Outside | next to meter
NJSTRE1545608739 |  | Transition Incentive Program | Cherry Hill Twp | 8034 | 14 | 7.92 | Residential | No | Behind the Meter | Net-metered residential rooftop and canopy |  | None | Green Power Energy | PSE&G | Accepted | 2020-09-17 | 2020-09-21 | 2021-10-30 | LG Electronics | LG330N1K-V5 | Solar Panels |  | 0.33 | 24 | 119 | 33 |  | Fixed | Roof
NJSTRE1545608760 |  | Transition Incentive Program | Vorhees | 8091 | 14 | 5.36 | Residential | Yes | Behind the Meter | Net-metered residential rooftop and canopy |  | None | Vision Solar LLC | AC Electric | Accepted | 2020-09-17 | 2020-10-01 | 2021-10-30 | ENPHASE | IQ7-60-2-US | Inverters | 0.24 |  | 16 |  |  | 0.96 |  | Other | BEHIND EACH PANEL
NJSTRE1545608760 |  | Transition Incentive Program | Vorhees | 8091 | 14 | 5.36 | Residential | Yes | Behind the Meter | Net-metered residential rooftop and canopy |  | None | Vision Solar LLC | AC Electric | Accepted | 2020-09-17 | 2020-10-01 | 2021-10-30 | HANWHA Q-CELLS | Q.PEAK DUO-G6+ 335 | Solar Panels |  | 0.335 | 2 | 174 | 25 |  | Fixed | Roof
NJSTRE1545608760 |  | Transition Incentive Program | Vorhees | 8091 | 14 | 5.36 | Residential | Yes | Behind the Meter | Net-metered residential rooftop and canopy |  | None | Vision Solar LLC | AC Electric | Accepted | 2020-09-17 | 2020-10-01 | 2021-10-30 | HANWHA Q-CELLS | Q.PEAK DUO-G6+ 335 | Solar Panels |  | 0.335 | 2 | 641 | 472 |  | Fixed | Roof
NJSTRE1545608760 |  | Transition Incentive Program | Vorhees | 8091 | 14 | 5.36 | Residential | Yes | Behind the Meter | Net-metered residential rooftop and canopy |  | None | Vision Solar LLC | AC Electric | Accepted | 2020-09-17 | 2020-10-01 | 2021-10-30 | HANWHA Q-CELLS | Q.PEAK DUO-G6+ 335 | Solar Panels |  | 0.335 | 12 | 174 | 20 |  | Fixed | Roof
NJSTRE1545608763 |  | Transition Incentive Program | Bloomfield Twp | 7003 | 9 | 10.8 | Residential | No | Behind the Meter | Net-metered residential rooftop and canopy |  | None | Green Power Energy | PSE&G | Accepted | 2020-09-17 | 2020-09-22 | 2021-10-30 | Enphase Energy | IQ7PLUS-72-2-US | Inverters | 290 |  | 30 |  |  | 0.975 |  | Outside | next to meter
NJSTRE1545608763 |  | Transition Incentive Program | Bloomfield Twp | 7003 | 9 | 10.8 | Residential | No | Behind the Meter | Net-metered residential rooftop and canopy |  | None | Green Power Energy | PSE&G | Accepted | 2020-09-17 | 2020-09-22 | 2021-10-30 | LG Electronics | LG360N1C-N5 | Solar Panels |  | 0.36 | 3 | 89 | 33 |  | Fixed | Roof
NJSTRE1545608763 |  | Transition Incentive Program | Bloomfield Twp | 7003 | 9 | 10.8 | Residential | No | Behind the Meter | Net-metered residential rooftop and canopy |  | None | Green Power Energy | PSE&G | Accepted | 2020-09-17 | 2020-09-22 | 2021-10-30 | LG Electronics | LG360N1C-N5 | Solar Panels |  | 0.36 | 11 | 89 | 33 |  | Fixed | Roof
NJSTRE1545608763 |  | Transition Incentive Program | Bloomfield Twp | 7003 | 9 | 10.8 | Residential | No | Behind the Meter | Net-metered residential rooftop and canopy |  | None | Green Power Energy | PSE&G | Accepted | 2020-09-17 | 2020-09-22 | 2021-10-30 | LG Electronics | LG360N1C-N5 | Solar Panels |  | 0.36 | 9 | 269 | 33 |  | Fixed | Roof
NJSTRE1545608763 |  | Transition Incentive Program | Bloomfield Twp | 7003 | 9 | 10.8 | Residential | No | Behind the Meter | Net-metered residential rooftop and canopy |  | None | Green Power Energy | PSE&G | Accepted | 2020-09-17 | 2020-09-22 | 2021-10-30 | LG Electronics | LG360N1C-N5 | Solar Panels |  | 0.36 | 7 | 179 | 28 |  | Fixed | Roof
NJSTRE1545608765 |  | Transition Incentive Program | Oceanport | 7757 | 17 | 6.8 | Residential | Yes | Behind the Meter | Net-metered residential rooftop and canopy |  | None | Trinity Solar | JCP&L | Accepted | 2020-09-17 | 2020-09-21 | 2021-10-30 | SOLAR EDGE | SE6000H-US | Inverters | 6000 |  | 1 |  |  | 0.97 |  | Outdoor | SIDE OF HOME
NJSTRE1545608765 |  | Transition Incentive Program | Oceanport | 7757 | 17 | 6.8 | Residential | Yes | Behind the Meter | Net-metered residential rooftop and canopy |  | None | Trinity Solar | JCP&L | Accepted | 2020-09-17 | 2020-09-21 | 2021-10-30 | HANWHA 340 (Q.PEAK DUO BLK-G6 340) | HANWHA 340 (Q.PEAK DUO BLK-G6 340) | Solar Panels |  | 0.34 | 20 | 211 | 18 |  | Fixed | Roof
NJSTRE1545608769 |  | Transition Incentive Program | MAYWOOD | 7607 | 7 | 6.18 | Residential | Yes | Behind the Meter | Net-metered residential rooftop and canopy |  | None | Vivint Solar Developer, LLC | PSE&G | Accepted | 2020-09-21 | 2020-09-22 | 2021-10-30 | SOLAREDGE | SE7600H-US | Inverters | 7600 |  | 1 |  |  | 0.992 |  | Outdoor | Near the Utility Meter
NJSTRE1545608769 |  | Transition Incentive Program | MAYWOOD | 7607 | 7 | 6.18 | Residential | Yes | Behind the Meter | Net-metered residential rooftop and canopy |  | None | Vivint Solar Developer, LLC | PSE&G | Accepted | 2020-09-21 | 2020-09-22 | 2021-10-30 | JINKO SOLAR | JKM325M-60HBL | Solar Panels |  | 0.325 | 15 | 216 | 18 |  | Fixed | Roof
NJSTRE1545608769 |  | Transition Incentive Program | MAYWOOD | 7607 | 7 | 6.18 | Residential | Yes | Behind the Meter | Net-metered residential rooftop and canopy |  | None | Vivint Solar Developer, LLC | PSE&G | Accepted | 2020-09-21 | 2020-09-22 | 2021-10-30 | JINKO SOLAR | JKM325M-60HBL | Solar Panels |  | 0.325 | 4 | 36 | 18 |  | Fixed | Roof
NJSTRE1545609038 |  | Transition Incentive Program | Wayne | 7470 | 6 | 8.05 | Residential | Yes | Behind the Meter | Net-metered residential rooftop and canopy |  | None | Pro Custom Solar dba Momentum Solar | PSE&G | Accepted | 2020-09-17 | 2020-09-22 | 2021-10-30 | Enphase | IQ7PLUS-72-2-US | Inverters | 290 |  | 23 |  |  | 0.97 |  | Outdoor | Roof
NJSTRE1545609038 |  | Transition Incentive Program | Wayne | 7470 | 6 | 8.05 | Residential | Yes | Behind the Meter | Net-metered residential rooftop and canopy |  | None | Pro Custom Solar dba Momentum Solar | PSE&G | Accepted | 2020-09-17 | 2020-09-22 | 2021-10-30 | LG | LG 350N1C-V5 | Solar Panels |  | 0.35 | 3 | 246 | 33 |  | Fixed | Roof
NJSTRE1545609038 |  | Transition Incentive Program | Wayne | 7470 | 6 | 8.05 | Residential | Yes | Behind the Meter | Net-metered residential rooftop and canopy |  | None | Pro Custom Solar dba Momentum Solar | PSE&G | Accepted | 2020-09-17 | 2020-09-22 | 2021-10-30 | LG | LG 350N1C-V5 | Solar Panels |  | 0.35 | 9 | 66 | 19 |  | Fixed | Roof
NJSTRE1545609038 |  | Transition Incentive Program | Wayne | 7470 | 6 | 8.05 | Residential | Yes | Behind the Meter | Net-metered residential rooftop and canopy |  | None | Pro Custom Solar dba Momentum Solar | PSE&G | Accepted | 2020-09-17 | 2020-09-22 | 2021-10-30 | LG | LG 350N1C-V5 | Solar Panels |  | 0.35 | 8 | 246 | 19 |  | Fixed | Roof
NJSTRE1545609038 |  | Transition Incentive Program | Wayne | 7470 | 6 | 8.05 | Residential | Yes | Behind the Meter | Net-metered residential rooftop and canopy |  | None | Pro Custom Solar dba Momentum Solar | PSE&G | Accepted | 2020-09-17 | 2020-09-22 | 2021-10-30 | LG | LG 350N1C-V5 | Solar Panels |  | 0.35 | 3 | 66 | 33 |  | Fixed | Roof
NJSTRE1545609052 |  | Transition Incentive Program | Linden | 7036 | 10 | 14.35 | Residential | Yes | Behind the Meter | Net-metered residential rooftop and canopy |  | None | Pro Custom Solar dba Momentum Solar | PSE&G | Accepted | 2020-09-17 | 2020-09-22 | 2021-10-30 | Enphase | IQ7PLUS-72-2-US | Inverters | 290 |  | 41 |  |  | 0.97 |  | Outdoor | Roof
NJSTRE1545609052 |  | Transition Incentive Program | Linden | 7036 | 10 | 14.35 | Residential | Yes | Behind the Meter | Net-metered residential rooftop and canopy |  | None | Pro Custom Solar dba Momentum Solar | PSE&G | Accepted | 2020-09-17 | 2020-09-22 | 2021-10-30 | LG | LG 350N1C-V5 | Solar Panels |  | 0.35 | 6 | 129 | 25 |  | Fixed | Roof
NJSTRE1545609052 |  | Transition Incentive Program | Linden | 7036 | 10 | 14.35 | Residential | Yes | Behind the Meter | Net-metered residential rooftop and canopy |  | None | Pro Custom Solar dba Momentum Solar | PSE&G | Accepted | 2020-09-17 | 2020-09-22 | 2021-10-30 | LG | LG 350N1C-V5 | Solar Panels |  | 0.35 | 5 | 128 | 26 |  | Fixed | Roof
NJSTRE1545609052 |  | Transition Incentive Program | Linden | 7036 | 10 | 14.35 | Residential | Yes | Behind the Meter | Net-metered residential rooftop and canopy |  | None | Pro Custom Solar dba Momentum Solar | PSE&G | Accepted | 2020-09-17 | 2020-09-22 | 2021-10-30 | LG | LG 350N1C-V5 | Solar Panels |  | 0.35 | 5 | 208 | 26 |  | Fixed | Roof
NJSTRE1545609052 |  | Transition Incentive Program | Linden | 7036 | 10 | 14.35 | Residential | Yes | Behind the Meter | Net-metered residential rooftop and canopy |  | None | Pro Custom Solar dba Momentum Solar | PSE&G | Accepted | 2020-09-17 | 2020-09-22 | 2021-10-30 | LG | LG 350N1C-V5 | Solar Panels |  | 0.35 | 4 | 39 | 10 |  | Fixed | Roof
NJSTRE1545609052 |  | Transition Incentive Program | Linden | 7036 | 10 | 14.35 | Residential | Yes | Behind the Meter | Net-metered residential rooftop and canopy |  | None | Pro Custom Solar dba Momentum Solar | PSE&G | Accepted | 2020-09-17 | 2020-09-22 | 2021-10-30 | LG | LG 350N1C-V5 | Solar Panels |  | 0.35 | 5 | 129 | 24 |  | Fixed | Roof
NJSTRE1545609052 |  | Transition Incentive Program | Linden | 7036 | 10 | 14.35 | Residential | Yes | Behind the Meter | Net-metered residential rooftop and canopy |  | None | Pro Custom Solar dba Momentum Solar | PSE&G | Accepted | 2020-09-17 | 2020-09-22 | 2021-10-30 | LG | LG 350N1C-V5 | Solar Panels |  | 0.35 | 16 | 309 | 25 |  | Fixed | Roof
NJSTRE1545609058 |  | Transition Incentive Program | New Brunswick | 8901 | 11 | 6.29 | Residential | No | Behind the Meter | Net-metered residential rooftop and canopy |  | None | Whitman Construction, LLC | PSE&G | Accepted | 2020-09-17 | 2020-09-22 | 2021-10-30 | enphase energy | iq7plus-72-2-us | Inverters | 295 |  | 17 |  |  | 0.975 |  | Outdoor | micro inverters located under modules
NJSTRE1545609058 |  | Transition Incentive Program | New Brunswick | 8901 | 11 | 6.29 | Residential | No | Behind the Meter | Net-metered residential rooftop and canopy |  | None | Whitman Construction, LLC | PSE&G | Accepted | 2020-09-17 | 2020-09-22 | 2021-10-30 | solaria power | xt-370r-pd | Solar Panels |  | 0.37 | 14 | 127 | 40 |  | Fixed | Roof
NJSTRE1545609058 |  | Transition Incentive Program | New Brunswick | 8901 | 11 | 6.29 | Residential | No | Behind the Meter | Net-metered residential rooftop and canopy |  | None | Whitman Construction, LLC | PSE&G | Accepted | 2020-09-17 | 2020-09-22 | 2021-10-30 | solaria power | xt-370r-pd | Solar Panels |  | 0.37 | 3 | 127 | 40 |  | Fixed | Roof
NJSTRE1545609088 |  | Transition Incentive Program | Little Ferry | 7643 | 7 | 7.15 | Residential | Yes | Behind the Meter | Net-metered residential rooftop and canopy |  | None | Vivint Solar Developer, LLC | PSE&G | Accepted | 2020-09-21 | 2020-09-22 | 2021-10-30 | SOLAREDGE | SE7600H-US | Inverters | 7600 |  | 1 |  |  | 0.992 |  | Outdoor | Near the Utility Meter
NJSTRE1545609088 |  | Transition Incentive Program | Little Ferry | 7643 | 7 | 7.15 | Residential | Yes | Behind the Meter | Net-metered residential rooftop and canopy |  | None | Vivint Solar Developer, LLC | PSE&G | Accepted | 2020-09-21 | 2020-09-22 | 2021-10-30 | JINKO SOLAR | JKM325M-60HBL | Solar Panels |  | 0.325 | 8 | 55 | 16 |  | Fixed | Roof
NJSTRE1545609088 |  | Transition Incentive Program | Little Ferry | 7643 | 7 | 7.15 | Residential | Yes | Behind the Meter | Net-metered residential rooftop and canopy |  | None | Vivint Solar Developer, LLC | PSE&G | Accepted | 2020-09-21 | 2020-09-22 | 2021-10-30 | JINKO SOLAR | JKM325M-60HBL | Solar Panels |  | 0.325 | 14 | 325 | 16 |  | Fixed | Roof
NJSTRE1545609129 |  | Transition Incentive Program | Sparta | 7871 | 1 | 8.16 | Residential | Yes | Behind the Meter | Net-metered residential rooftop and canopy |  | None | Tesla Energy Operations Inc. | JCP&L | Accepted | 2020-09-17 | 2020-09-22 | 2021-10-30 | SolarEdge Technologies | SE7600H-US [240V] | Inverters | 7600 |  | 1 |  |  | 0.99 |  | Indoor | Inside garage
NJSTRE1545609129 |  | Transition Incentive Program | Sparta | 7871 | 1 | 8.16 | Residential | Yes | Behind the Meter | Net-metered residential rooftop and canopy |  | None | Tesla Energy Operations Inc. | JCP&L | Accepted | 2020-09-17 | 2020-09-22 | 2021-10-30 | Hanwha Q-CELLS | Q.Peak DUO BLK-G6+ 340 | Solar Panels |  | 0.34 | 24 | 223 | 34 |  | Fixed | Roof
NJSTRE1545609136 |  | Transition Incentive Program | Bayonne | 7002 | 8 | 5.25 | Residential | Yes | Behind the Meter | Net-metered residential rooftop and canopy |  | None | Pro Custom Solar dba Momentum Solar | PSE&G | Accepted | 2020-09-17 | 2020-09-22 | 2021-10-30 | Enphase | IQ7PLUS-72-2-US | Inverters | 290 |  | 15 |  |  | 0.97 |  | Outdoor | Roof
NJSTRE1545609136 |  | Transition Incentive Program | Bayonne | 7002 | 8 | 5.25 | Residential | Yes | Behind the Meter | Net-metered residential rooftop and canopy |  | None | Pro Custom Solar dba Momentum Solar | PSE&G | Accepted | 2020-09-17 | 2020-09-22 | 2021-10-30 | LG | LG 350N1C-V5 | Solar Panels |  | 0.35 | 15 | 123 | 40 |  | Fixed | Roof
NJSTRE1545609174 |  | Transition Incentive Program | Sewell | 8080 | 15 | 13.02 | Residential | No | Behind the Meter | Net-metered residential rooftop and canopy |  | None | Bright Planet Solar | AC Electric | Accepted | 2020-09-17 | 2020-09-30 | 2021-10-30 | SOLAR EDGE | SE10000H-USRGM | Inverters | 10000 |  | 1 |  |  | 0.98 |  | Outdoor | OUTSIDE
NJSTRE1545609174 |  | Transition Incentive Program | Sewell | 8080 | 15 | 13.02 | Residential | No | Behind the Meter | Net-metered residential rooftop and canopy |  | None | Bright Planet Solar | AC Electric | Accepted | 2020-09-17 | 2020-09-30 | 2021-10-30 | LONGI | LR6-60HPB-310M | Solar Panels |  | 0.31 | 13 | 245 | 18 |  | Fixed | Roof
NJSTRE1545609174 |  | Transition Incentive Program | Sewell | 8080 | 15 | 13.02 | Residential | No | Behind the Meter | Net-metered residential rooftop and canopy |  | None | Bright Planet Solar | AC Electric | Accepted | 2020-09-17 | 2020-09-30 | 2021-10-30 | LONGI | LR6-60HPB-310M | Solar Panels |  | 0.31 | 29 | 245 | 18 |  | Fixed | Roof
NJSTRE1545609221 |  | Transition Incentive Program | ENGLEWOOD | 7631 | 7 | 5.85 | Residential | Yes | Behind the Meter | Net-metered residential rooftop and canopy |  | None | Vivint Solar Developer, LLC | PSE&G | Accepted | 2020-09-21 | 2020-09-22 | 2021-10-30 | Solar Edge | SE7600H-US | Inverters | 7600 |  | 1 |  |  | 0.992 |  | Outdoor | Near the Utility Meter
NJSTRE1545609221 |  | Transition Incentive Program | ENGLEWOOD | 7631 | 7 | 5.85 | Residential | Yes | Behind the Meter | Net-metered residential rooftop and canopy |  | None | Vivint Solar Developer, LLC | PSE&G | Accepted | 2020-09-21 | 2020-09-22 | 2021-10-30 | JINKO SOLAR | JKM325M-60HBL | Solar Panels |  | 0.325 | 4 | 283 | 41 |  | Fixed | Roof
NJSTRE1545609221 |  | Transition Incentive Program | ENGLEWOOD | 7631 | 7 | 5.85 | Residential | Yes | Behind the Meter | Net-metered residential rooftop and canopy |  | None | Vivint Solar Developer, LLC | PSE&G | Accepted | 2020-09-21 | 2020-09-22 | 2021-10-30 | JINKO SOLAR | JKM325M-60HBL | Solar Panels |  | 0.325 | 11 | 193 | 41 |  | Fixed | Roof
NJSTRE1545609221 |  | Transition Incentive Program | ENGLEWOOD | 7631 | 7 | 5.85 | Residential | Yes | Behind the Meter | Net-metered residential rooftop and canopy |  | None | Vivint Solar Developer, LLC | PSE&G | Accepted | 2020-09-21 | 2020-09-22 | 2021-10-30 | JINKO SOLAR | JKM325M-60HBL | Solar Panels |  | 0.325 | 3 | 103 | 41 |  | Fixed | Roof
NJSTRE1545609236 |  | Transition Incentive Program | Mays Landing | 8330 | 19 | 12.35 | Residential | No | Behind the Meter | Net-metered residential rooftop and canopy |  | None | Sun Up Zero Down | AC Electric | Accepted | 2020-09-17 | 2020-10-09 | 2021-10-30 | enphase | X-IQ-AM1-240-3 | Meters |  |  | 1 |  |  |  | Yes | Outdoor
NJSTRE1545609236 |  | Transition Incentive Program | Mays Landing | 8330 | 19 | 12.35 | Residential | No | Behind the Meter | Net-metered residential rooftop and canopy |  | None | Sun Up Zero Down | AC Electric | Accepted | 2020-09-17 | 2020-10-09 | 2021-10-30 | enphase | IQ7-60-2-US | Inverters | 240 |  | 38 |  |  | 0.976 |  | Outside | behind panel
NJSTRE1545609236 |  | Transition Incentive Program | Mays Landing | 8330 | 19 | 12.35 | Residential | No | Behind the Meter | Net-metered residential rooftop and canopy |  | None | Sun Up Zero Down | AC Electric | Accepted | 2020-09-17 | 2020-10-09 | 2021-10-30 | trina | TSM-DD06M.05(II) 325 | Solar Panels |  | 0.325 | 25 | 54 | 18 |  | Fixed | Roof
NJSTRE1545609236 |  | Transition Incentive Program | Mays Landing | 8330 | 19 | 12.35 | Residential | No | Behind the Meter | Net-metered residential rooftop and canopy |  | None | Sun Up Zero Down | AC Electric | Accepted | 2020-09-17 | 2020-10-09 | 2021-10-30 | trina | TSM-DD06M.05(II) 325 | Solar Panels |  | 0.325 | 13 | 234 | 18 |  | Fixed | Roof
NJSTRE1545609241 |  | Transition Incentive Program | EGG HARBOR TOWNSHIP | 8234 | 19 | 7.44 | Residential | No | Behind the Meter | Net-metered residential rooftop and canopy |  | None | Bright Planet Solar | AC Electric | Accepted | 2020-09-17 | 2020-09-24 | 2021-10-30 | SOLAR EDGE | SE5000H-USRGM | Inverters | 5000 |  | 1 |  |  | 0.98 |  | Outdoor | OUTSIDE
NJSTRE1545609241 |  | Transition Incentive Program | EGG HARBOR TOWNSHIP | 8234 | 19 | 7.44 | Residential | No | Behind the Meter | Net-metered residential rooftop and canopy |  | None | Bright Planet Solar | AC Electric | Accepted | 2020-09-17 | 2020-09-24 | 2021-10-30 | LONGI | LR6-60HPB-310M | Solar Panels |  | 0.31 | 12 | 267 | 30 |  | Fixed | Roof
NJSTRE1545609241 |  | Transition Incentive Program | EGG HARBOR TOWNSHIP | 8234 | 19 | 7.44 | Residential | No | Behind the Meter | Net-metered residential rooftop and canopy |  | None | Bright Planet Solar | AC Electric | Accepted | 2020-09-17 | 2020-09-24 | 2021-10-30 | LONGI | LR6-60HPB-310M | Solar Panels |  | 0.31 | 12 | 87 | 30 |  | Fixed | Roof
NJSTRE1545609248 |  | Transition Incentive Program | Millville | 8332 | 20 | 10.56 | Residential | No | Behind the Meter | Net-metered residential rooftop and canopy |  | None | Sun Up Zero Down | AC Electric | Accepted | 2020-09-18 | 2020-09-22 | 2021-10-30 | enphase | X-IQ-AM1-240-3 | Meters |  |  | 1 |  |  |  | Yes | Outdoor
NJSTRE1545609248 |  | Transition Incentive Program | Millville | 8332 | 20 | 10.56 | Residential | No | Behind the Meter | Net-metered residential rooftop and canopy |  | None | Sun Up Zero Down | AC Electric | Accepted | 2020-09-18 | 2020-09-22 | 2021-10-30 | enphase | IQ7 | Inverters | 240 |  | 32 |  |  | 0.976 |  | Outside | behind panel
NJSTRE1545609248 |  | Transition Incentive Program | Millville | 8332 | 20 | 10.56 | Residential | No | Behind the Meter | Net-metered residential rooftop and canopy |  | None | Sun Up Zero Down | AC Electric | Accepted | 2020-09-18 | 2020-09-22 | 2021-10-30 | REC | REC-330TP3M | Solar Panels |  | 0.33 | 32 | 159 | 34 |  | Fixed | Roof
NJSTRE1545609255 | NJSRRE1544428573 | Transition Incentive Program | Ocean City | 8226 | 21 | 5.89 | Residential | Yes | Behind The Meter | Behind the Meter |  | None | Sunrun Installation Services, Inc. | AC Electric | Eligible for TI Program | 2020-02-10 | 2020-02-12 | 2021-10-30 | Delta Electronics | M5-TL-US | Inverters | 4800 |  | 1 |  |  | 0.96 |  | Outdoor | Next To Meter
NJSTRE1545609255 | NJSRRE1544428573 | Transition Incentive Program | Ocean City | 8226 | 21 | 5.89 | Residential | Yes | Behind The Meter | Behind the Meter |  | None | Sunrun Installation Services, Inc. | AC Electric | Eligible for TI Program | 2020-02-10 | 2020-02-12 | 2021-10-30 | REC Solar | REC310TP2M | Solar Panels |  | 0.31 | 12 | 39 | 23 |  | Fixed | Roof
NJSTRE1545609255 | NJSRRE1544428573 | Transition Incentive Program | Ocean City | 8226 | 21 | 5.89 | Residential | Yes | Behind The Meter | Behind the Meter |  | None | Sunrun Installation Services, Inc. | AC Electric | Eligible for TI Program | 2020-02-10 | 2020-02-12 | 2021-10-30 | REC Solar | REC310TP2M | Solar Panels |  | 0.31 | 7 | 219 | 23 |  | Fixed | Roof
NJSTRE1545610776 |  | Transition Incentive Program | FAIRFIELD | 7004 | 9 | 15.93 | Residential | Yes | Behind the Meter | Net-metered residential rooftop and canopy |  | None | Vivint Solar Developer, LLC | PSE&G | Accepted | 2020-09-21 | 2020-09-22 | 2021-10-30 | Solar Edge | SE7600H-US | Inverters | 7600 |  | 1 |  |  | 0.992 |  | Outdoor | Near the Utility Meter
NJSTRE1545610776 |  | Transition Incentive Program | FAIRFIELD | 7004 | 9 | 15.93 | Residential | Yes | Behind the Meter | Net-metered residential rooftop and canopy |  | None | Vivint Solar Developer, LLC | PSE&G | Accepted | 2020-09-21 | 2020-09-22 | 2021-10-30 | Solar Edge | SE3800H-US | Inverters | 3800 |  | 1 |  |  | 0.992 |  | Outdoor | Near the Utility Meter
NJSTRE1545610776 |  | Transition Incentive Program | FAIRFIELD | 7004 | 9 | 15.93 | Residential | Yes | Behind the Meter | Net-metered residential rooftop and canopy |  | None | Vivint Solar Developer, LLC | PSE&G | Accepted | 2020-09-21 | 2020-09-22 | 2021-10-30 | JINKO SOLAR | JKM325M-60HBL | Solar Panels |  | 0.325 | 2 | 248 | 33 |  | Fixed | Roof
NJSTRE1545610776 |  | Transition Incentive Program | FAIRFIELD | 7004 | 9 | 15.93 | Residential | Yes | Behind the Meter | Net-metered residential rooftop and canopy |  | None | Vivint Solar Developer, LLC | PSE&G | Accepted | 2020-09-21 | 2020-09-22 | 2021-10-30 | JINKO SOLAR | JKM325M-60HBL | Solar Panels |  | 0.325 | 6 | 158 | 33 |  | Fixed | Roof
NJSTRE1545610776 |  | Transition Incentive Program | FAIRFIELD | 7004 | 9 | 15.93 | Residential | Yes | Behind the Meter | Net-metered residential rooftop and canopy |  | None | Vivint Solar Developer, LLC | PSE&G | Accepted | 2020-09-21 | 2020-09-22 | 2021-10-30 | JINKO SOLAR | JKM325M-60HBL | Solar Panels |  | 0.325 | 14 | 338 | 33 |  | Fixed | Roof
NJSTRE1545610776 |  | Transition Incentive Program | FAIRFIELD | 7004 | 9 | 15.93 | Residential | Yes | Behind the Meter | Net-metered residential rooftop and canopy |  | None | Vivint Solar Developer, LLC | PSE&G | Accepted | 2020-09-21 | 2020-09-22 | 2021-10-30 | JINKO SOLAR | JKM325M-60HBL | Solar Panels |  | 0.325 | 27 | 158 | 33 |  | Fixed | Roof
NJSTRE1545610805 |  | Transition Incentive Program | Livingston | 7039 | 9 | 14.72 | Residential | No | Behind the Meter | Net-metered residential rooftop and canopy |  | None | SunPower Corporation, Systems | PSE&G | Accepted | 2020-09-17 | 2020-09-22 | 2021-10-30 | SunPower | SPR-E20-327-E-AC | Inverters | 320 |  | 45 |  |  | 0.96 |  | Other | under each panel
NJSTRE1545610805 |  | Transition Incentive Program | Livingston | 7039 | 9 | 14.72 | Residential | No | Behind the Meter | Net-metered residential rooftop and canopy |  | None | SunPower Corporation, Systems | PSE&G | Accepted | 2020-09-17 | 2020-09-22 | 2021-10-30 | SunPower | SPR-E20-327-E-AC | Solar Panels |  | 0.327 | 13 | 324 | 20 |  | Fixed | Roof